Primarc Chambers | BLOCK | Water Proofing |  | WO/PCH/PC01/29 | AKJ Engineers Pvt. Ltd. | 10th Floor | 10th Floor | Sq.Ft. | 598.1 | 56 | Approved
Primarc Chambers | BLOCK | Water Proofing |  | WO/PCH/PC01/29 | AKJ Engineers Pvt. Ltd. | 14th Floor | 14th Floor | Sq.Ft. | 598.1 | 56 | Approved
Primarc Chambers | BLOCK | Water Proofing |  | WO/PCH/PC01/29 | AKJ Engineers Pvt. Ltd. | Water proofing work at LMR as per BOQ, drawing and direction of EIC. | "Water proofing work at LMR as per BOQ, drawing and direction of EIC. 1. Surface preparation : Charges towards cleaning the mother slab concrete surface with apply of grinding machine,wire brush, water etc. to remove all loose dirt, dust, cement latience etc. up to satisfication level of site engineer / project in charge and sealing the cracks (if any) by polymer modified mortar enriched with Sika Latex Power etc., including necessary groove cutting along the construction joints, cleaning properly to remove all loose adhering particles, sealing & chamfering the same with fillet of mortar (Cement: sand – 1:4) admixed with Sika Latex Power and with necessary stagging all complete as per manufacturers specification & direction of EIC. 2. Coating Work : Charges towards providing & application of two coats of 2 Comp.Acrylic polymer modified waterproofing slurry coating Sikatop Seal-109 hi, (after application of 1st coat Sikatop Seal 109 hi laying of Fibre glass cloth while the coating is in green stage then application of 2nd coat shall be applied ) as per manufacturer's specification and direction of EIC. After 24 hrs of coating , the same shall be cured for 3-4 days by sprinkling water on it. 3. Protective Plastering work : Charges towards providing 8-10mm avg. thick cement Plaster (1:4) admixed with polymer based waterproofing admixture admixed with integral waterproofing compound Sika Plastocrete Plus @ 0.2% by wt. of cement, as per manufacturers specification and direction of EIC. All work to be done as per attached Method Statement – Roof Treatment with SikaTop®Seal 109hi (Attached) 4. Curing Complete. (Only Cement & Sand will be supplied by Client, subjected to reconciliation)" | Sq.Ft. | 416.8 | 56 | Approved
Primarc Chambers | BLOCK | Water Proofing |  | WO/PCH/PC01/29 | AKJ Engineers Pvt. Ltd. | Water proofing work at OHR TOP as per BOQ, drawing and direction of EIC. | "Water proofing work at OHR TOP as per BOQ, drawing and direction of EIC. 1. Surface preparation : Charges towards cleaning the mother slab concrete surface with apply of grinding machine (if require),wire brush, water etc. to remove all loose dirt, dust, cement latience etc. up to satisfication level of site engineer / project in charge and sealing the cracks (if any) by polymer modified mortar enriched with Sika Latex Power etc., including necessary groove cutting along the construction joints, cleaning properly to remove all loose adhering particles, sealing & chamfering the same with fillet of mortar (Cement: sand – 1:4) admixed with Sika Latex Power and with necessary stagging all complete as per manufacturers specification & direction of EIC. 2. Coating Work : Charges towards providing & application of two coats of 2 Comp.Acrylic polymer modified waterproofing slurry coating Sikatop Seal-109 hi, (after application of 1st coat Sikatop Seal 109 hi laying of Fibre glass cloth while the coating is in green stage then application of 2nd coat shall be applied ) as per manufacturer's specification and direction of EIC. After 24 hrs of coating , the same shall be cured for 3-4 days by sprinkling water on it. 3. Protective Plastering work : Charges towards providing 8-10mm avg. thick cement Plaster (1:4) admixed with polymer based waterproofing admixture admixed with integral waterproofing compound Sika Plastocrete Plus @ 0.2% by wt. of cement, as per manufacturers specification and direction of EIC. All work to be done as per attached Method Statement – Roof Treatment with SikaTop®Seal 109hi (Attached) 4. Neat Cement Punning: All charges for laying 4 mm thick neat cement (cement consumption not more than 2.75 Kg/Sqm) inside surface on protective finish plaster with curing including tools tackles and with necessary stagging all complete as per direction of EIC 5. Curing Complete. (Only Cement & Sand will be supplied by Client, subjected to reconciliation)" | Sq.Ft. | 800.7 | 60 | Approved
Primarc Chambers | BLOCK | Water Proofing |  | WO/PCH/PC01/29 | AKJ Engineers Pvt. Ltd. | Water proofing work at OHR INSIDE as per BOQ, drawing and direction of EIC. | "Water proofing work at OHR INSIDE as per BOQ, drawing and direction of EIC. 1. Surface preparation : Charges towards cleaning the mother slab and wall concrete surface with apply of grinding machine (if require), wire brush, water etc. to remove all loose dirt, dust, cement latience etc., sealing the cracks (if any) by polymer modified mortar enriched with Sika Latex Power etc., including necessary groove cutting along the construction joints, cleaning properly to remove all loose adhering particles, sealing & chamfering the same with fillet of mortar (Cement: sand – 1:4) admixed with Sika Latex Power, all complete as per manufacturers specification & direction of EIC. 2. Coating Work : Charges towards providing & application of two coats of 2 Comp.Acrylic polymer modified waterproofing slurry coating Sikatop Seal-109 hi, (after application of 1st coat Sikatop Seal 109 hi laying of Fibre glass cloth while the coating is in green stage then application of 2nd coat shall be applied ) as per manufacturer's specification and direction of EIC. After 24 hrs of coating , the same shall be cured for 3-4 days by sprinkling water on it. 3. Protective (Finish) Plastering work : Charges towards providing 8-10mm avg. thick cement Plaster (1:4) admixed with polymer based waterproofing admixture admixed with integral waterproofing compound Sika Plastocrete Plus @ 0.2% by wt. of cement, as per manufacturers specification and direction of EIC. 4. Neat Cement Punning: All charges for laying 4 mm thick neat cement (cement consumption not more than 2.75 Kg/Sqm) inside surface on protective finish plaster with curing including tools tackles and with necessary stagging all complete as per direction of EIC 5. Curing Complete. (Only Cement & Sand will be supplied by Client, subjected to reconciliation)" | Sq.Ft. | 2104.9 | 60 | Approved
Primarc Chambers | BLOCK | Water Proofing |  | WO/PCH/PC01/29 | AKJ Engineers Pvt. Ltd. | ROOF SCREED CONCRETE | "ROOF SCREED CONCRETE : Charges towards laying of avg. 50 - 80mm screed concrete in prop. of 1:1.5:3 (1 part cement :1.5 part sand: 3 part aggregate) admixed with integral waterproofing compound Sika Plastocrete Plus @ 0.2% by wt. of cement over the floor area, complete as per specification & direction of EIC (Location - 2nd floor, 6th,10 & 14th FRP, Open Terrace at 12 to 14th Floor, Roof area, LMR top & OHWR top), Cement, sand, aggregate will be supplied by Client at free of cost but subjected to reconciliation. " | Sq.Ft. | 6762.35 | 19.5 | Amended & Approved
Primarc Chambers | BLOCK | Water Proofing |  | WO/PCH/PC01/29 | AKJ Engineers Pvt. Ltd. | Grouting Work | Grouting Work : Charges towards pressure grouting work with neat cement slurry admix. With expanding grout admixture Sika Intraplast-EP @500gms/bag of cement including drilling holes, fixing G.I. nozzles (12 mm dia & 75 mm long ) with extra quick setting liquid Sika-2. Sealing the holes after grouting, finally sealing the same with Sika Latex Power enriched cement sand mortar, complete as per manufacturers specification & direction of EIC. | Nos | 225 | 225 | Amended & Approved
SOUTHWINDS PROJECT LLP (PHASE - III & IV) | COMMON INFRASTRUCTURE - PHASE III & IV | Boundary Wall |  | WO/SP34/CI34/48 | ADA-METCON | Barbed work fixing work | Charges of Fencing work with ""I"" shaped angle iron post placed at required distance ( 3 mtr to 3.5 mtr interval or as directed by the EIC as per site condition) fixing as per EIC on top of RCC columns of existing boundary wall, last but one end post and corner post shall be strutted on both sides and end post on one side only, using GI Double twisted type barbed wire ( 12 SWG ) , between the two posts fitted and fixed with at least 6 nos horizontal GI Double twisted type barbed wire ( 12 SWG ), G.I Staples, turn buckles etc. all complete.The rate is inclusive of all materials, red oxide primer applying on angel , labour, scaffolding, if required while fixing the wire or embedding the post etc. |  | 0 | 0 | Approved
SOUTHWINDS PROJECT LLP (PHASE - III & IV) | COMMON INFRASTRUCTURE - PHASE III & IV | Boundary Wall |  | WO/SP34/CI34/48 | ADA-METCON | Iron post | Iron Post (50 x 50 x 6 mm - Length-750 mm / nos-Total no approx.- 18 nos ) include one coat red oxide primer applying | Kg | 51.84 | 107 | Approved
SOUTHWINDS PROJECT LLP (PHASE - III & IV) | COMMON INFRASTRUCTURE - PHASE III & IV | Boundary Wall |  | WO/SP34/CI34/48 | ADA-METCON | GI Double twisted | GI Double twisted type barbed wire ( 12 SWG ) | RMT | 262.8 | 30 | Approved
SOUTHWINDS PROJECT LLP (PHASE - III & IV) | MEP PHASE - IV | Sewage Treatment Plant | Civil | WO/SP34/MW4/24 | ADA-METCON | Retrofitting | Supply, Fabrication & erection of MS members within the openings to strengthen the wall cutout portion including welding of existing reinforcements of walls with the MS members including one coat epoxy primer as per drawing & directed by EIC | Kg | 584.04 | 111 | Approved
SOUTHWINDS PROJECT LLP (PHASE - III & IV) | MEP PHASE - IV | Sewage Treatment Plant | Civil | WO/SP34/MW4/24 | ADA-METCON | Manhole cover | Charges for Providing, Fabrication & Erection of MS work for manhole cover made with various sizes of MS member (ISA 65x65x5 , SHS 75x75x6,SHS 100x100x6 , 8 mm or 10 mm Square bar , 6 mm & 8 mm chequered plate etc.) as per drawing confirming to relevant IS code as per approved design with all complete and including cost of 0ne coat Epoxy Primer, as per drawing (attached ) Annexure and direction of Engineer-in-Charge Location - 1) STP platform: 2) MS Manhole cover for MH opening 750x750 (Road area): 09 nos (02 nos at BL-13 STP & 07 Nos at BL-1 to 8 STP area) 3) MS Manhole cover for MH opening 750x750 (Parking area): 05 nos (All at BL-13 STP) 4) MS Manhole cover for MH opening 900x1200 (Road area): 01 nos (At BL-13 STP) 5) MS Manhole cover for MH opening 1200x1600 (Road area): 01 nos (At BL-13 STP) | Kg | 4261.51 | 111 | Approved
SOUTHWINDS PROJECT LLP (PHASE - III & IV) | MEP PHASE - IV | Sewage Treatment Plant | Civil | WO/SP34/MW4/24 | ADA-METCON | 3 mm chequered plate | Charges for Fabrication & Erection of MS work for STP platform made with 3 mm chequered plate as per drawing confirming to relevant IS code as per approved design with all complete and including cost of one coat Epoxy Primer, as per drawing (attached Annexure) and direction of Engineer-in-Charge . ( 3 mm chequered plate will be supplied by client but subject to reconciliation ) | Kg | 1131 | 35 | Approved
SOUTHWINDS PROJECT LLP (PHASE - III & IV) | HARDSCAPE & LANDSCAPE PHASE - III | Road Works |  | WO/SP34/HL34/1 | SHAHBAZ CONSTRUCTION | Construction of subgrade and earthen shoulder | Construction of water bound macadam (WBM) sub-base with stone aggregates of specific sizes and binding material (Stone dust) etc. of minimum thickness 100 mm including screening, sorting, spreading to template and consolidation with 8-10 T Static Roller as per drawing and direction of Engineer-in-Charge | Cum. | 232.947 | 5600 | Approved
SOUTHWINDS PROJECT LLP (PHASE - III & IV) | HARDSCAPE & LANDSCAPE PHASE - III | Road Works |  | WO/SP34/HL34/1 | SHAHBAZ CONSTRUCTION | Laying Geo Textile membrane | "Laying Geo Textile membrane above the sub base layer as per drawing and direction of Engineer-in-Charge . (Geo textile supplied by client)" | Sq.Mtr. | 2857.645 | 12.6 | Approved
SOUTHWINDS PROJECT LLP (PHASE - III & IV) | HARDSCAPE & LANDSCAPE PHASE - III | Road Works |  | WO/SP34/HL34/1 | SHAHBAZ CONSTRUCTION | All charges for laying1:4:8 plain cement concrete (PCC) | All charges for laying1:4:8 plain cement concrete (PCC)(75-100 mm thick) of required thickness below brick foundation or any other location as specified in the drawing till Plinth level using 20 mm nominal size well-graded approved quality aggregate including vibrating / compacting, scaffolding as required establishing dewatering system by pumping / bailing out water, cleaning, preparing surfaces, junctions etc. including shuttering, curing complete as per drawing and direction of Engineer-in-Charge. Cement will be supplied by client but subjected to reconciliation PCC | Cum. | 20.978 | 6305 | Approved
SOUTHWINDS PROJECT LLP (PHASE - III & IV) | HARDSCAPE & LANDSCAPE PHASE - III | Road Works |  | WO/SP34/HL34/1 | SHAHBAZ CONSTRUCTION | Size of paver block-(200X200) | "Laying interlocking designer paver block of any shade and Colour of approved quality , laid in pattern as directed in pavement, driveway etc. including necessary underlay complete in all respect with all labour and material. (Border concrete if necessary to be paid separately), a) 60 mm thick Block (Over 50 mm sand bed including cost of sand ). (Only paver block supply by client,but subjected to reconciliation). All work complete as per drawing & direction of Engineer-in-Charge.Size of paver block-(200X200)" | Sq.Mtr. | 415.63 | 350 | Approved
SOUTHWINDS PROJECT LLP (PHASE - III & IV) | HARDSCAPE & LANDSCAPE PHASE - III | Road Works |  | WO/SP34/HL34/1 | SHAHBAZ CONSTRUCTION | Size of paver block-(100X100) | "Laying interlocking designer paver block of any shade and Colour of approved quality , laid in pattern as directed in pavement, driveway etc. including necessary underlay complete in all respect with all labour and material. (Border concrete if necessary to be paid separately), a) 60 mm thick Block (Over 50 mm sand bed including cost of sand ). (Only paver block supply by client,but subjected to reconciliation). All work complete as per drawing & direction of Engineer-in-Charge.Size of paver block-(100X100)" | Sq.Mtr. | 2227.851 | 350 | Approved
SOUTHWINDS PROJECT LLP (PHASE - III & IV) | HARDSCAPE & LANDSCAPE PHASE - III | Road Works |  | WO/SP34/HL34/1 | SHAHBAZ CONSTRUCTION | 75mm thick Concrete Grass pavers | "Charges for laying 75mm thick Concrete Grass pavers of specified sizes over 60mm thick compacted & consolidated sand (by watering & manual compaction) & filling of Good earth (as available in site) into the depth of thickness of Pavers, watering in stages to make it consolidated naturally maintaining all line,levels and slopes, according to approved sample done at site including necessary tools and tackles, shifting materials from stack yard, cleaning the paver surfaces with broom, removing the excess earth & sand to designated place etc complete as per drawing and as directed by EIC. (Measurements will be as per plan dimensions of the Concrete paver surface) (Concrete pavers will be supplied by client on reconciliation basis, rest will be under scope of the contractor)" | Sq.Mtr. | 207.306 | 300 | Approved
SOUTHWINDS PROJECT LLP (PHASE - III & IV) | HARDSCAPE & LANDSCAPE PHASE - III | Road Works |  | WO/SP34/HL34/1 | SHAHBAZ CONSTRUCTION | Fixing of Kerb stone | "Charges for fixing of Kerb stones of specific sizes along the Drive way or other designated places including necessary alignment. The rate is exclusive of the cost of Kerb Stones, manpower cost for fixing the Kerbs, all lead and lift, carrying cost from stock yard to execution point, including laying PCC at the bottom of the kerb line and joining two adjacent Kerb stone using lean cement mortar.) (Kerb stone & cement supply by client) All work complete as per drawing & direction of EIC.) (Precast concrete kerb stone - (Length - 300 X Height - 450 X Width - 150)" | RMT | 657.505 | 250 | Approved
SOUTHWINDS PROJECT LLP (PHASE - III & IV) | HARDSCAPE & LANDSCAPE PHASE - III | Road Works |  | WO/SP34/HL34/1 | SHAHBAZ CONSTRUCTION | PCC With Pigment matching colour of Paver Block | PCC (1:4:8) With Pigment matching colour of Paver Block | Cum. | 1.316 | 6305 | Approved
SOUTHWINDS PROJECT LLP (PHASE - III & IV) | HARDSCAPE & LANDSCAPE PHASE - III | Road Works |  | WO/SP34/HL34/1 | SHAHBAZ CONSTRUCTION | Charges for cleaning,cutting,filling and rolling over WBM-Jhama Burnt brick layer | Charges for cleaning, cutting, filling and rolling over WBM-Jhama Burnt brick layer | Sq.Mtr. | 668 | 75 | Approved
SOUTHWINDS PROJECT LLP (PHASE - III & IV) | HARDSCAPE & LANDSCAPE PHASE - III | Hardscape | Civil | WO/SP34/HL34/2 | SHAHBAZ CONSTRUCTION | Hardscape civil work | Hardscape civil work |  | 0 | 0 | Amended & Approved
SOUTHWINDS PROJECT LLP (PHASE - III & IV) | HARDSCAPE & LANDSCAPE PHASE - III | Hardscape | Civil | WO/SP34/HL34/2 | SHAHBAZ CONSTRUCTION | Earthwork in excavation | Earthwork in excavation upto 1.5 m deep & 50 Mtr Lead necessary for construction of road way embankment , in all types of soil, including clearing and grubbing of road land, removal of roots, stumps and vegetation,disposal of surplus earth at designated location with all leads and lifts etc. all complete as per Drawing & DIRECTION by the Engineer-in-Charge | Cum. | 44.976 | 200 | Approved
SOUTHWINDS PROJECT LLP (PHASE - III & IV) | HARDSCAPE & LANDSCAPE PHASE - III | Hardscape | Civil | WO/SP34/HL34/2 | SHAHBAZ CONSTRUCTION | All charges disposal of excavated earth | All charges disposal of excavated earth outside of the site premises/Phase - IV area as specified by statutory authorities under contractor's own arrangement including all statutory sanction and royalties if any shall be paid by the contractor. | Cum. | 0 |  | Approved
SOUTHWINDS PROJECT LLP (PHASE - III & IV) | HARDSCAPE & LANDSCAPE PHASE - III | Hardscape | Civil | WO/SP34/HL34/2 | SHAHBAZ CONSTRUCTION | Single layer brick flat soling | Single layer brick flat soling work using Soling bricks including preparation of bed as necessary with joints properly filled in and packed with powdered earth or silver sand complete as per drawing, specification and direction of EIC. | Sq.Mtr. | 184.509 | 440 | Approved
SOUTHWINDS PROJECT LLP (PHASE - III & IV) | HARDSCAPE & LANDSCAPE PHASE - III | Hardscape | Civil | WO/SP34/HL34/2 | SHAHBAZ CONSTRUCTION | All charges for laying1:4:8 plain cement concrete (PCC) | All charges for laying1:4:8 plain cement concrete (PCC)(75-100 mm thick) of required thickness below brick foundation or any other location as specified in the drawing till Plinth level using 20 mm nominal size well-graded approved quality aggregate including vibrating / compacting, scaffolding as required establishing dewatering system by pumping / bailing out water, cleaning, preparing surfaces, junctions etc. including shuttering, curing complete as per drawing and direction of Engineer-in-Charge. Cement will be supplied by client but subjected to reconciliation PCC | Cum. | 20.472 | 6305 | Approved
SOUTHWINDS PROJECT LLP (PHASE - III & IV) | HARDSCAPE & LANDSCAPE PHASE - III | Hardscape | Civil | WO/SP34/HL34/2 | SHAHBAZ CONSTRUCTION | Providing & Laying of R.C.C | Charges for providing & laying R.C.C (M25) by site mix concrete 25 mm and down sized ,screened and washed well graded stone chips excluding shuttering,consolidation complete in all respect as per drawing ,specification and direction of EIC. PCC | Cum. | 10.059 | 6300 | Approved
SOUTHWINDS PROJECT LLP (PHASE - III & IV) | HARDSCAPE & LANDSCAPE PHASE - III | Hardscape | Civil | WO/SP34/HL34/2 | SHAHBAZ CONSTRUCTION | brick work with 1st class bricks | Providing and erecting brick work with 1st class bricks for walls of specified thickness in cement sand mortar (1:6) including the cost of all material, labour, tools, tackles, scaffolding, curing etc. complete as per direction of Engineer-in-Charge and technical specification.(Cement supplied free of cost at site) | Cum. | 12.489 | 7380 | Approved
SOUTHWINDS PROJECT LLP (PHASE - III & IV) | HARDSCAPE & LANDSCAPE PHASE - III | Hardscape | Civil | WO/SP34/HL34/2 | SHAHBAZ CONSTRUCTION | 125mm. thick brick thick work | Providing and erecting 125mm. thick brick thick work with 1st class bricks for walls of specified thickness in cement sand mortar (1:4) including the cost of all material, labour, tools, tackles, scaffolding, curing etc. complete as per direction of Engineer-in-Charge and technical specification.(Cement supplied free of cost at site) | Sq.Mtr. | 46.788 | 925 | Approved
SOUTHWINDS PROJECT LLP (PHASE - III & IV) | HARDSCAPE & LANDSCAPE PHASE - III | Hardscape | Civil | WO/SP34/HL34/2 | SHAHBAZ CONSTRUCTION | Reinforcement work | Labour Charges for fixing Reinforcement for reinforced cement concrete work from in all sorts of structures including distribution bars, stirrups, binding wire etc. Initial straightening and removal of loost rust (if necessary) cutting to requisite length, hooking & bending to correct shape , placing in proper position & binding with 16 gauge black annealed wire/welding as per relevant I.S. code in every intersection complete as per drawing, specification of EIC | MT | 1.164 | 6700 | Approved
SOUTHWINDS PROJECT LLP (PHASE - III & IV) | HARDSCAPE & LANDSCAPE PHASE - III | Hardscape | Civil | WO/SP34/HL34/2 | SHAHBAZ CONSTRUCTION | Plaster work | "Providing and applying plaster with sand and cement mortar including rounding off or chamfering of concrete surface,curing etc. complete as per direction of EIC-12 mm thick sand cement mortar (1: 6),at Ground floor and level (Cement would be supplied by the employer free of cost,but subjected to reconciliation)" | Sq.Mtr. | 68.19 | 180 | Approved
SOUTHWINDS PROJECT LLP (PHASE - III & IV) | HARDSCAPE & LANDSCAPE PHASE - III | Hardscape | Civil | WO/SP34/HL34/2 | SHAHBAZ CONSTRUCTION | Shuttering Work | Hire & labour charges for Shuttering with centering & necessary staging up to necessary height using approved stout props, 12mm thick quality ply board shuttering,with required bracing for curved or straight fitting,fixing & striking out after completion of works(including bailing of water)at substructure and superstructure,complete per drawing,specification and direction of EIC | Sq.Mtr. | 91.463 | 465 | Approved
The Ramdulari | BLOCK | Civil | Sub & Super Structure Work | WO/RP/RP02/19 | JSRM Realtors Pvt. Ltd. | Supply of yellow /Red sand as per direction of EIC. | Supply of yellow /Red sand as per direction of EIC. | Cft. | 2561 | 40.05 | Approved
The Ramdulari | BLOCK | Civil |  |  |  | supply of Silver sand | Supply of silver sand with excess rate during some period as per direction of EIC. | Cft. |  |  | Approved
The Ramdulari | BLOCK | Civil |  |  |  | Lead charges beyond 50mt | Labour Charges for leading beyond 50 m for filling of silver sand. Entire peripharial length of retaining wall as per decision of EIC. | Cum. |  |  | Approved
The Ramdulari | BLOCK | Civil |  |  |  | Applying of boding agent | All charges apply of bonding chemical on entire horizontal surface of pile cap & raft jointing part before the fresh concreting is done as per manufacturer's specifications & direction of EIC. | Sq.Mtr. |  |  | Approved
The Ramdulari | BLOCK | Civil | Sub & Super Structure Work | WO/RP/RP02/19 | JSRM Realtors Pvt. Ltd. | supply of Silver sand | Supply of silver sand with excess rate during some period as per direction of EIC. | Cft. | 16796 | 8 | Approved
The Soul, Rajarhat | BASEMENT WITH PODIUM | Painting |  | WO/HR01/BP01/69 | PRABIR SAHA | Car parking numbering on pillars. | Providing and applying two coats of approved brand and colour Exterior Washable Paint for making the car parking numbering on pillars (as per approved sample) as per drawing & direction of Engineer-in-Charge. Approved Mode of Measurement: Per Number or Letter NB: Special character if any, to be done by contractor but will not pay extra | Nos | 1976 | 10 | Approved
The Ramdulari | BLOCK | Civil | Sub & Super Structure Work | WO/RP/RP02/7 | RAJ TRIMURTI INFRAPROJECT PVT. LTD. | PCC work (1:3:6) | Labour charges for laying of PCC ( 1;3;6) including all tool tackles all complete as per direction of EIC. | Cum. | 11 | 1406 | Approved
The Ramdulari | BLOCK | Civil | Sub & Super Structure Work | WO/RP/RP02/7 | RAJ TRIMURTI INFRAPROJECT PVT. LTD. | Lead charges beyond 50mt | Labour Charges for leading beyond 50 m for filling of silver sand. Entire peripheral length of retaining wall as per direction of EIC. | Cum. | 1094 | 89 | Approved
The Ramdulari | BLOCK | Civil | Sub & Super Structure Work | WO/RP/RP02/7 | RAJ TRIMURTI INFRAPROJECT PVT. LTD. | Applying of boding agent | All charges apply of bonding chemical on entire horizontal surface of pile cap & raft jointing part before the fresh concreting is done as per manufacturer's specifications & direction of EIC. | Sq.Mtr. | 310 | 102.35 | Approved
The Ramdulari | BLOCK | Civil | Sub & Super Structure Work | WO/RP/RP02/9 | JSRM Realtors Pvt. Ltd. | Supply of materials for PCC work | Supply of sand & stone chips for PCC (1:3:6) site mix concrete as per specification, drawings & direction of EIC. | Cum. | 11 | 3400 | Approved
SOUTHWINDS PROJECT LLP (PHASE - III & IV) | MEP PHASE - III | External Plumbing |  | WO/SP34/MW34/28 | PRAHALLAD CONSTRUCTION PRIVATE LIMITED | (160mm O.D. Pipe)-SW | Charges for laying, jointing, testing and commissioning laying the following diameters underground double wall corrugated pipe of HDPE SN 8 pipes with smooth internal and profiled external surface for non-pressure underground Sewerage pipe line as per ISO 21138-3 with suitable Snapfit coupler and rubber 'O' Ring for jointing in trenches for all depths ( up to invert level from FGL )and lengths to correct grades levels and alignment & adequate width of trench (minimum pipe OD + 300 mm) including PCC concrete of 75 mm for bedding (1:3:6) pipe supports 150 mm Silver sand filling along with compaction with water and 75mm thick encasing of the pipes wherever required (in every socket joint, 2 mtr. interval considering socket joint encasing), compacting the base before pcc work, disposing of surplus earth within the site premises (lead up to 0.5 km), backfilling work after completion of job, The rate is inclusive of bailing out of water during excavation and shoring work, testing and making good the leakages if any etc. as per directions of the Engineer-in-charge. (only pipe, fittings and cement would be supplied by the Employer free of cost, but subjected to reconciliation) (160mm O.D. Pipe)-SEWERAGE PIPE LINE. |  | 0 | 0 | Approved
SOUTHWINDS PROJECT LLP (PHASE - III & IV) | MEP PHASE - III | External Plumbing |  | WO/SP34/MW34/28 | PRAHALLAD CONSTRUCTION PRIVATE LIMITED | Invert Lvl -Less than 700 mm | Invert Lvl -Less than 700 mm | RMT | 6.7 | 579 | Approved
SOUTHWINDS PROJECT LLP (PHASE - III & IV) | MEP PHASE - III | External Plumbing |  | WO/SP34/MW34/28 | PRAHALLAD CONSTRUCTION PRIVATE LIMITED | Invert Lvl -Greater than 700 mm but less than 1000 mm | Invert Lvl -Greater than 700 mm but less than 1000 mm | RMT | 2.5 | 598 | Approved
SOUTHWINDS PROJECT LLP (PHASE - III & IV) | MEP PHASE - III | External Plumbing |  | WO/SP34/MW34/28 | PRAHALLAD CONSTRUCTION PRIVATE LIMITED | Invert Lvl -Greater than 1000 mm | Invert Lvl -Greater than 1000 mm | RMT | 0 | 616 | Approved
SOUTHWINDS PROJECT LLP (PHASE - III & IV) | MEP PHASE - III | External Plumbing |  | WO/SP34/MW34/28 | PRAHALLAD CONSTRUCTION PRIVATE LIMITED | (160mm O.D. Pipe)- RW | "Charges for laying, jointing, testing and commissioning laying the following diameters under ground double wall corrugated pipe of HDPE SN 8 pipes with smooth internal and profiled external surface for non pressure under ground Sewerage pipe line as per ISO 21138-3 with suitable Snapfit coupler and rubber 'O' Ring for jointing in trenches for all depths ( up to invert level from FGL )and lengths to correct grades levels and alignment & adequate width of trench (minimum pipe OD + 300 mm) including PCC concrete of 75 mm for bedding (1:3:6) pipe supports 150 mm Silver sand filling along with compaction with water and 75mm thick encasing of the pipes wherever required (in every socket joint, 2 mtr. interval considering socket joint encasing), compacting the base before pcc work, disposing of surplus earth within the site premises (lead up to 0.5 km), backfilling work after completion of job, The rate is inclusive of bailing out of water during excavation and shoring work, testing and making good the leakages if any etc. as per directions of the Engineer-in-charge. (only pipe, fittings and cement would be supplied by the Employer free of cost, but subjected to reconciliation) (160mm O.D. Pipe)- RAIN WATER PIPE. |  | 0 | 0 | Approved
SOUTHWINDS PROJECT LLP (PHASE - III & IV) | MEP PHASE - III | External Plumbing |  | WO/SP34/MW34/28 | PRAHALLAD CONSTRUCTION PRIVATE LIMITED | Invert Lvl -Less than 700 mm | Invert Lvl -Less than 700 mm | RMT | 4.9 | 579 | Approved
SOUTHWINDS PROJECT LLP (PHASE - III & IV) | MEP PHASE - III | External Plumbing |  | WO/SP34/MW34/28 | PRAHALLAD CONSTRUCTION PRIVATE LIMITED | Invert Lvl -Greater than 700 mm but less than 1000 mm | Invert Lvl -Greater than 700 mm but less than 1000 mm | RMT | 5 | 598 | Approved
SOUTHWINDS PROJECT LLP (PHASE - III & IV) | MEP PHASE - III | External Plumbing |  | WO/SP34/MW34/28 | PRAHALLAD CONSTRUCTION PRIVATE LIMITED | Invert Lvl -Greater than 1000 mm | Invert Lvl -Greater than 1000 mm | RMT | 0 | 616 | Approved
SOUTHWINDS PROJECT LLP (PHASE - III & IV) | MEP PHASE - III | External Plumbing |  | WO/SP34/MW34/28 | PRAHALLAD CONSTRUCTION PRIVATE LIMITED | (110 mm O.D. Pipe)-RW | "Charges for laying, jointing, testing and commissioning laying the following diameters under ground double wall corrugated pipe of HDPE SN 8 pipes with smooth internal and profiled external surface for non pressure under ground Sewerage pipe line as per ISO 21138-3 with suitable Snapfit coupler and rubber 'O' Ring for jointing in trenches for all depths ( up to invert level from FGL )and lengths to correct grades levels and alignment & adequate width of trench (minimum pipe OD + 300 mm) including PCC concrete of 75 mm for bedding (1:3:6) pipe supports 150 mm Silver sand filling along with compaction with water and 75mm thick encasing of the pipes wherever required (in every socket joint, 2 mtr. interval considering socket joint encasing), compacting the base before pcc work, disposing of surplus earth within the site premises (lead up to 0.5 km), backfilling work after completion of job, The rate is inclusive of bailing out of water during excavation and shoring work, testing and making good the leakages if any etc. as per directions of the Engineer-in-charge. (only pipe, fittings and cement would be supplied by the Employer free of cost, but subjected to reconciliation) (110 mm O.D. Pipe)-RAIN WATER PIPE. |  | 0 | 0 | Approved
SOUTHWINDS PROJECT LLP (PHASE - III & IV) | MEP PHASE - III | External Plumbing |  | WO/SP34/MW34/28 | PRAHALLAD CONSTRUCTION PRIVATE LIMITED | Invert Lvl -Less than 700 mm | Invert Lvl -Less than 700 mm | RMT | 0 | 511 | Approved
SOUTHWINDS PROJECT LLP (PHASE - III & IV) | MEP PHASE - III | External Plumbing |  | WO/SP34/MW34/28 | PRAHALLAD CONSTRUCTION PRIVATE LIMITED | Invert Lvl -Greater than 700 mm but less than 1000 mm | Invert Lvl -Greater than 700 mm but less than 1000 mm | RMT | 0 | 527 | Approved
SOUTHWINDS PROJECT LLP (PHASE - III & IV) | MEP PHASE - III | External Plumbing |  | WO/SP34/MW34/28 | PRAHALLAD CONSTRUCTION PRIVATE LIMITED | Invert Lvl -Greater than 1000 mm | Invert Lvl -Greater than 1000 mm | RMT | 0 | 544 | Approved
SOUTHWINDS PROJECT LLP (PHASE - III & IV) | MEP PHASE - III | External Plumbing |  | WO/SP34/MW34/28 | PRAHALLAD CONSTRUCTION PRIVATE LIMITED | (160 mm O.D. Pipe)-STW- | "Charges for laying, jointing, testing and commissioning laying the following diameters under ground double wall corrugated pipe of HDPE SN 8 pipes with smooth internal and profiled external surface for non pressure under ground Sewerage pipe line as per ISO 21138-3 with suitable Snapfit coupler and rubber 'O' Ring for jointing in trenches for all depths ( up to invert level from FGL )and lengths to correct grades levels and alignment & adequate width of trench (minimum pipe OD + 300 mm) including PCC concrete of 75 mm for bedding (1:3:6) pipe supports 150 mm Silver sand filling along with compaction with water and 75mm thick encasing of the pipes wherever required (in every socket joint, 2 mtr. interval considering socket joint encasing), compacting the base before pcc work, disposing of surplus earth within the site premises (lead up to 0.5 km), backfilling work after completion of job, The rate is inclusive of bailing out of water during excavation and shoring work, testing and making good the leakages if any etc. as per directions of the Engineer-in-charge. (only pipe, fittings and cement would be supplied by the Employer free of cost, but subjected to reconciliation) (160 mm O.D. Pipe)-STROME WATER PIPE. |  | 0 | 0 | Approved
SOUTHWINDS PROJECT LLP (PHASE - III & IV) | MEP PHASE - III | External Plumbing |  | WO/SP34/MW34/28 | PRAHALLAD CONSTRUCTION PRIVATE LIMITED | Invert Lvl -Less than 700 mm | Invert Lvl -Less than 700 mm | RMT | 68.6 | 579 | Approved
SOUTHWINDS PROJECT LLP (PHASE - III & IV) | MEP PHASE - III | External Plumbing |  | WO/SP34/MW34/28 | PRAHALLAD CONSTRUCTION PRIVATE LIMITED | Invert Lvl -Greater than 700 mm but less than 1000 mm | Invert Lvl -Greater than 700 mm but less than 1000 mm | RMT | 28.2 | 598 | Approved
SOUTHWINDS PROJECT LLP (PHASE - III & IV) | MEP PHASE - III | External Plumbing |  | WO/SP34/MW34/28 | PRAHALLAD CONSTRUCTION PRIVATE LIMITED | Invert Lvl -Greater than 1000 mm | Invert Lvl -Greater than 1000 mm | RMT | 0 | 616 | Approved
SOUTHWINDS PROJECT LLP (PHASE - III & IV) | MEP PHASE - III | External Plumbing |  | WO/SP34/MW34/28 | PRAHALLAD CONSTRUCTION PRIVATE LIMITED | (200 mm O.D. Pipe)- STW- | "Charges for laying, jointing, testing and commissioning laying the following diameters under ground double wall corrugated pipe of HDPE SN 8 pipes with smooth internal and profiled external surface for non pressure under ground Sewerage pipe line as per ISO 21138-3 with suitable Snapfit coupler and rubber 'O' Ring for jointing in trenches for all depths ( up to invert level from FGL )and lengths to correct grades levels and alignment & adequate width of trench (minimum pipe OD + 300 mm) including PCC concrete of 75 mm for bedding (1:3:6) pipe supports 150 mm Silver sand filling along with compaction with water and 75mm thick encasing of the pipes wherever required (in every socket joint, 2 mtr. interval considering socket joint encasing), compacting the base before pcc work, disposing of surplus earth within the site premises (lead up to 0.5 km), backfilling work after completion of job, The rate is inclusive of bailing out of water during excavation and shoring work, testing and making good the leakages if any etc. as per directions of the Engineer-in-charge. (only pipe, fittings and cement would be supplied by the Employer free of cost, but subjected to reconciliation) (200 mm O.D. Pipe)- STROME WATER PIPE. |  | 0 | 0 | Approved
SOUTHWINDS PROJECT LLP (PHASE - III & IV) | MEP PHASE - III | External Plumbing |  | WO/SP34/MW34/28 | PRAHALLAD CONSTRUCTION PRIVATE LIMITED | Invert Lvl -Less than 700 mm | Invert Lvl -Less than 700 mm | RMT | 0 | 640 | Approved
SOUTHWINDS PROJECT LLP (PHASE - III & IV) | MEP PHASE - III | External Plumbing |  | WO/SP34/MW34/28 | PRAHALLAD CONSTRUCTION PRIVATE LIMITED | Invert Lvl -Greater than 700 mm but less than 1000 mm | Invert Lvl -Greater than 700 mm but less than 1000 mm | RMT | 79.85 | 660 | Approved
SOUTHWINDS PROJECT LLP (PHASE - III & IV) | MEP PHASE - III | External Plumbing |  | WO/SP34/MW34/28 | PRAHALLAD CONSTRUCTION PRIVATE LIMITED | Invert Lvl -Greater than 1000 mm | Invert Lvl -Greater than 1000 mm | RMT | 0 | 681 | Approved
SOUTHWINDS PROJECT LLP (PHASE - III & IV) | MEP PHASE - III | External Plumbing |  | WO/SP34/MW34/28 | PRAHALLAD CONSTRUCTION PRIVATE LIMITED | (315 mm O.D. Pipe)-STW- | "Charges for laying, jointing, testing and commissioning laying the following diameters under ground double wall corrugated pipe of HDPE SN 8 pipes with smooth internal and profiled external surface for non pressure under ground Sewerage pipe line as per ISO 21138-3 with suitable Snapfit coupler and rubber 'O' Ring for jointing in trenches for all depths ( up to invert level from FGL )and lengths to correct grades levels and alignment & adequate width of trench (minimum pipe OD + 300 mm) including PCC concrete of 75 mm for bedding (1:3:6) pipe supports 150 mm Silver sand filling along with compaction with water and 75mm thick encasing of the pipes wherever required (in every socket joint, 2 mtr. interval considering socket joint encasing), compacting the base before pcc work, disposing of surplus earth within the site premises (lead up to 0.5 km), backfilling work after completion of job, The rate is inclusive of bailing out of water during excavation and shoring work, testing and making good the leakages if any etc. as per directions of the Engineer-in-charge. (only pipe, fittings and cement would be supplied by the Employer free of cost, but subjected to reconciliation) (315 mm O.D. Pipe)-STROME WATER PIPE. |  | 0 | 0 | Approved
SOUTHWINDS PROJECT LLP (PHASE - III & IV) | MEP PHASE - III | External Plumbing |  | WO/SP34/MW34/28 | PRAHALLAD CONSTRUCTION PRIVATE LIMITED | Invert Lvl -Less than 700 mm | Invert Lvl -Less than 700 mm | RMT | 0 | 752 | Approved
SOUTHWINDS PROJECT LLP (PHASE - III & IV) | MEP PHASE - III | External Plumbing |  | WO/SP34/MW34/28 | PRAHALLAD CONSTRUCTION PRIVATE LIMITED | Invert Lvl -Greater than 700 mm but less than 1000 mm | Invert Lvl -Greater than 700 mm but less than 1000 mm | RMT | 0 | 777 | Approved
SOUTHWINDS PROJECT LLP (PHASE - III & IV) | MEP PHASE - III | External Plumbing |  | WO/SP34/MW34/28 | PRAHALLAD CONSTRUCTION PRIVATE LIMITED | Invert Lvl -Greater than 1000 mm | Invert Lvl -Greater than 1000 mm | RMT | 6 | 800 | Approved
SOUTHWINDS PROJECT LLP (PHASE - III & IV) | MEP PHASE - III | External Plumbing |  | WO/SP34/MW34/28 | PRAHALLAD CONSTRUCTION PRIVATE LIMITED | Pipe for water supply- | Charges for Laying, fitting and fixing UPVC Sch. 80 (for underground water supply) as per IS: 4984 of various dia at up to 1000mm depth from FGL, hunching required and perfect alignment as shown in drawing complete with all sorts of fittings ( e.g tee, bends, elbows, coupler, unions, reducers, flanges etc.) as required, jointed (Fusion Joint) with heat process by machine including, concrete for bedding only bottom of the support,(1:3:6) pipe supports and encasing the pipes every 3mtr & near fittings, and as per instruction of EIC. in case available standard fittings is not possible to use, fabricated fittings as per site requirement / as per drawing is to be used to lay the pipe in specified manner. Rate should be including necessary earthwork in excavation and stacking of earth at convenient locations including dewatering for pipe trenches, backfilling after laying of pipe and dispose of surplus earth up to a lead of 0.5 km. Excavation to include all sorts of earth, hard soil etc. The rate is inclusive of bailing out of water during excavation and shoring work , if required to prevent collapsing of soil.(only pipe, fittings and cement would be supplied by the Employer free of cost, but subjected to reconciliation). |  | 0 | 0 | Approved
SOUTHWINDS PROJECT LLP (PHASE - III & IV) | MEP PHASE - III | External Plumbing |  | WO/SP34/MW34/28 | PRAHALLAD CONSTRUCTION PRIVATE LIMITED | 65NB ( DOMESTIC WATER SUPPLY) | 65NB ( DOMESTIC WATER SUPPLY) | RMT | 0 | 280 | Approved
SOUTHWINDS PROJECT LLP (PHASE - III & IV) | MEP PHASE - III | External Plumbing |  | WO/SP34/MW34/28 | PRAHALLAD CONSTRUCTION PRIVATE LIMITED | 50NB ( DOMESTIC WATER SUPPLY) | 50NB ( DOMESTIC WATER SUPPLY) | RMT | 215.3 | 265 | Approved
SOUTHWINDS PROJECT LLP (PHASE - III & IV) | MEP PHASE - III | External Plumbing |  | WO/SP34/MW34/28 | PRAHALLAD CONSTRUCTION PRIVATE LIMITED | 80NB (FLUSHING WATER SUPPLY) | 80NB (FLUSHING WATER SUPPLY) | RMT | 0 | 279 | Approved
SOUTHWINDS PROJECT LLP (PHASE - III & IV) | MEP PHASE - III | External Plumbing |  | WO/SP34/MW34/28 | PRAHALLAD CONSTRUCTION PRIVATE LIMITED | 50NB (FLUSHING WATER SUPPLY) | 50NB (FLUSHING WATER SUPPLY) | RMT | 104.1 | 265 | Approved
SOUTHWINDS PROJECT LLP (PHASE - III & IV) | MEP PHASE - III | External Plumbing |  | WO/SP34/MW34/28 | PRAHALLAD CONSTRUCTION PRIVATE LIMITED | 40NB (FLUSHING WATER SUPPLY) | 40NB (FLUSHING WATER SUPPLY) | RMT | 16.6 | 254 | Approved
SOUTHWINDS PROJECT LLP (PHASE - III & IV) | MEP PHASE - III | External Plumbing |  | WO/SP34/MW34/28 | PRAHALLAD CONSTRUCTION PRIVATE LIMITED | Pipe For Garden & Car wash Supply - | "Charges for laying, fitting and fixing UPVC Pipe (SH-40) (For Garden & Car wash Supply purpose) as per IS:4984 of various dia at 600 to 700mm depth from FGL and perfect alignment as shown in drawing complete ….to prevent collapsing of soil.with solvent cement joints including cutting the pipes to correct length testing, including providing an fixing with all types of UPVC fittings all complete. (For Cold Water Piping) (only pipe, fittings would be supplied by the Employer free of cost, but subjected to reconciliation). |  | 0 | 0 | Approved
SOUTHWINDS PROJECT LLP (PHASE - III & IV) | MEP PHASE - III | External Plumbing |  | WO/SP34/MW34/28 | PRAHALLAD CONSTRUCTION PRIVATE LIMITED | 40NB | 40NB - GARDEN & CAR WASH WATER SUPPLY | RMT | 313.65 | 219 | Approved
SOUTHWINDS PROJECT LLP (PHASE - III & IV) | MEP PHASE - III | External Plumbing |  | WO/SP34/MW34/28 | PRAHALLAD CONSTRUCTION PRIVATE LIMITED | 20NB | 20NB - GARDEN & CAR WASH WATER SUPPLY | RMT | 17.2 | 104 | Approved
SOUTHWINDS PROJECT LLP (PHASE - III & IV) | MEP PHASE - III | External Plumbing |  | WO/SP34/MW34/28 | PRAHALLAD CONSTRUCTION PRIVATE LIMITED | Gully Pit | Charges for Construction of Gully Pit / Sewerage Pit as per drawing of following sizes using designated RCC (1:1.5:3) 150 mm thick top slab with 10 mm dia reinforcement at 150mm c/c in double layer to hold the FRP cover, fixing FRP rectangular type manhole cover, fixing of rung ladder, testing all complete as per specifications and approved drawings. Rates shall include the cost of Pit cleaning,testing and commissioning after completion of job, all complete. The rate is inclusive of materials disposing (Only cement, PVC Gully trap, Cover, Rung Ladder, Reinforcement Steel (From Scrap) would be supplied by the Employer but subjected to reconciliation). Work to be done as per drawing and direction of EIC.(Stone ,Bricks and sand supplied by Contractor). |  | 0 | 0 | Amended & Approved
SOUTHWINDS PROJECT LLP (PHASE - III & IV) | MEP PHASE - III | External Plumbing |  | WO/SP34/MW34/28 | PRAHALLAD CONSTRUCTION PRIVATE LIMITED | (600 X 600 X up to 500)-Storm pit | (600 X 600 X up to 500)-Storm pit | Nos | 3 | 1575 | Approved
SOUTHWINDS PROJECT LLP (PHASE - III & IV) | MEP PHASE - III | External Plumbing |  | WO/SP34/MW34/28 | PRAHALLAD CONSTRUCTION PRIVATE LIMITED | (600 X 600 X 501 to 1000) -Storm pit | (600 X 600 X 501 to 1000) -Storm pit | Nos | 12 | 1575 | Approved
SOUTHWINDS PROJECT LLP (PHASE - III & IV) | MEP PHASE - III | External Plumbing |  | WO/SP34/MW34/28 | PRAHALLAD CONSTRUCTION PRIVATE LIMITED | (750 X 600 X 1001 to 1500) - Storm pit | (750 X 600 X 1001 to 1500) - Storm pit | Nos | 0 | 2470 | Approved
SOUTHWINDS PROJECT LLP (PHASE - III & IV) | MEP PHASE - III | External Plumbing |  | WO/SP34/MW34/28 | PRAHALLAD CONSTRUCTION PRIVATE LIMITED | (600 X 600 X up to 500) - Sewerage pit | (600 X 600 X up to 500) - Sewerage pit | Nos | 5 | 1575 | Approved
SOUTHWINDS PROJECT LLP (PHASE - III & IV) | MEP PHASE - III | External Plumbing |  | WO/SP34/MW34/28 | PRAHALLAD CONSTRUCTION PRIVATE LIMITED | (600 X 600 X 501 to 1000) - Sewerage pit | (600 X 600 X 501 to 1000) - Sewerage pit | Nos. | 29 | 1575 | Approved
SOUTHWINDS PROJECT LLP (PHASE - III & IV) | MEP PHASE - III | External Plumbing |  | WO/SP34/MW34/28 | PRAHALLAD CONSTRUCTION PRIVATE LIMITED | (750 X 600 X 1001 to 1500) -Sewerage pit | (750 X 600 X 1001 to 1500) -Sewerage pit | Nos | 7 | 2470 | Approved
SOUTHWINDS PROJECT LLP (PHASE - III & IV) | MEP PHASE - III | External Plumbing |  | WO/SP34/MW34/28 | PRAHALLAD CONSTRUCTION PRIVATE LIMITED | (600 X 600 X up to 500) - Rain Water pit | (600 X 600 X up to 500) - Rain Water pit | Nos | 13 | 1575 | Approved
SOUTHWINDS PROJECT LLP (PHASE - III & IV) | MEP PHASE - III | External Plumbing |  | WO/SP34/MW34/28 | PRAHALLAD CONSTRUCTION PRIVATE LIMITED | (600 X 600 X 501 to 1000) - Rain Water pit | (600 X 600 X 501 to 1000) - Rain Water pit | Nos | 18 | 1575 | Approved
SOUTHWINDS PROJECT LLP (PHASE - III & IV) | MEP PHASE - III | External Plumbing |  | WO/SP34/MW34/28 | PRAHALLAD CONSTRUCTION PRIVATE LIMITED | (1500 X 1500 X 501 to 1000) - Rain water (RECHARGE PIT)(Only cover fixing) | (1500 X 1500 X 501 to 1000) - Rain water (RECHARGE PIT)(Only cover fixing) | Nos. | 2 | 600 | Approved
SOUTHWINDS PROJECT LLP (PHASE - III & IV) | MEP PHASE - III | External Plumbing |  | WO/SP34/MW34/28 | PRAHALLAD CONSTRUCTION PRIVATE LIMITED | (1500 X 1500 X 1000 to 1500) - Rain water (RECHARGE PIT)(Only cover fixing) | (1500 X 1500 X 1000 to 1500) - Rain water (RECHARGE PIT)(Only cover fixing) | Nos. | 4 | 600 | Approved
SOUTHWINDS PROJECT LLP (PHASE - III & IV) | MEP PHASE - III | External Plumbing |  | WO/SP34/MW34/28 | PRAHALLAD CONSTRUCTION PRIVATE LIMITED | 1:3:6 CC- | Providing and laying 1:3:6 cement concrete for, pipe supports and 75 mm thick encasing the pipes where top cushion depth is not adequate , including necessary form work, compaction, etc. All complete as per specifications and directions of the Engineer-in-charge.(only cement would be supplied by the Employer free of cost, but subjected to reconciliation). | Cum. | 9.764 | 6064 | Approved
SOUTHWINDS PROJECT LLP (PHASE - III & IV) | MEP PHASE - III | External Plumbing |  | WO/SP34/MW34/28 | PRAHALLAD CONSTRUCTION PRIVATE LIMITED | ball/Butterfly - | Charges for laying ,jointing, testing and commissioning fixing heavy approved make ball/Butterfly valves of the following diameters (20 Kg/cm2) (only valves,MTA & flange would be supplied by the Employer free of cost, but subjected to reconciliation).. |  | 0 | 0 | Approved
SOUTHWINDS PROJECT LLP (PHASE - III & IV) | MEP PHASE - III | External Plumbing |  | WO/SP34/MW34/28 | PRAHALLAD CONSTRUCTION PRIVATE LIMITED | 65mm dia | 65mm dia | Nos. | 0 | 323 | Approved
SOUTHWINDS PROJECT LLP (PHASE - III & IV) | MEP PHASE - III | External Plumbing |  | WO/SP34/MW34/28 | PRAHALLAD CONSTRUCTION PRIVATE LIMITED | 50 mm dia | 50 mm dia | Nos | 4 | 313 | Approved
SOUTHWINDS PROJECT LLP (PHASE - III & IV) | MEP PHASE - III | External Plumbing |  | WO/SP34/MW34/28 | PRAHALLAD CONSTRUCTION PRIVATE LIMITED | bib cock - | Charges for Fitting and fixing Hose bib cock (for garden area/road wash/ car wash) ...all complete. (Hose bib cock and CP extension piece will be supplied by the Employer). 15 mm dia | Nos | 9 | 147 | Approved
SOUTHWINDS PROJECT LLP (PHASE - III & IV) | MEP PHASE - III | External Plumbing |  | WO/SP34/MW34/28 | PRAHALLAD CONSTRUCTION PRIVATE LIMITED | Sewerage Pit- | Charges for Construction of water tight brick masonry in Gully Pit / Sewerage Pit as per drawing of following sizes using designated brickwork(Red Brick) 250mm in cement sand mortar (1:4), over a bed of Single Layer BFS followed by 125 mm thk. PCC (1:3:6), 15 mm thick inside plastering work with cement plaster (1:4) finished with a floating coat of neat cement, outside making jointing & pointing and making channel and benching in cement concrete (1:2:4), RCC (1:1.5:3) 150 mm thick top slab with 10 mm dia reinforcement at 150mm c/c in double layer to hold the FRP cover, fixing FRP rectangular type manhole cover, fixing of rung ladder, testing all complete as per specifications and approved drawings. Rates shall include the cost of excavation in all sorts of soil, compacting the base, disposing of surplus earth within the site premises (lead up to 0.5 km), backfilling work after completion of job, all complete. The rate is inclusive of bailing out of water during excavation and shoring work, if required to prevent collapsing of soil. (Only cement, PVC Gully trap, Cover, Rung Ladder, Reinforcement Steel (From Scrap) would be supplied by the Employer but subjected to reconciliation). Work to be done as per drawing and direction of EIC.. |  | 0 | 0 | Amended & Approved
SOUTHWINDS PROJECT LLP (PHASE - III & IV) | MEP PHASE - III | External Plumbing |  | WO/SP34/MW34/28 | PRAHALLAD CONSTRUCTION PRIVATE LIMITED | (600 X 600 X 501 to 1000) -Storm pit | (600 X 600 X 501 to 1000) -Storm pit | Nos. | 11 | 5372 | Approved
SOUTHWINDS PROJECT LLP (PHASE - III & IV) | MEP PHASE - III | External Plumbing |  | WO/SP34/MW34/28 | PRAHALLAD CONSTRUCTION PRIVATE LIMITED | (750 X 600 X 1001 to 1500) -Sewerage pit | (750 X 600 X 1001 to 1500) -Sewerage pit | Nos. | 0 | 10400 | Approved
SOUTHWINDS PROJECT LLP (PHASE - III & IV) | MEP PHASE - III | External Plumbing |  | WO/SP34/MW34/28 | PRAHALLAD CONSTRUCTION PRIVATE LIMITED | (600 X 750 X 900) - Valve Chamber | (600 X 750 X 900) - Valve Chamber | Nos. | 3 | 8900 | Approved
SOUTHWINDS PROJECT LLP (PHASE - III & IV) | MEP PHASE - III | External Plumbing |  | WO/SP34/MW34/28 | PRAHALLAD CONSTRUCTION PRIVATE LIMITED | (450 X 450X up to 500)-Storm pit (New) | (450 X 450X up to 500)-Storm pit (New) | Nos | 5 | 3305 | Approved
The Soul, Rajarhat | BLOCK | Window and Glazing |  | WO/HR01/BOK01/180 | HINDUSTAN ALUMINIUM WORKS | ''L'' Angle Block B Tower 1 | Providing and fixning 19x19x2.0mm Aluminum Powder coated ''L'' angle with Fisher screw and finish with window sealant as per BOQ and direction of EIC.(Rate including all required materials, labours, tools & tackles and necessary arrangements for the work.) NB: -Grinding in Angle if required at any location done by contractor but will not pay extra. | RMT | 111 | 227.98 | Approved
The Soul, Rajarhat | BLOCK | Window and Glazing |  | WO/HR01/BOK01/185 | GLASTAL ENGINEERS PRIVATE LIMITED | ''L'' Angle Block B Tower 1 | Providing and fixning 19x19x2.0mm Aluminum Powder coated ''L'' angle with Fisher screw and finish with window sealant as per BOQ and direction of EIC.(Rate including all required materials, labours, tools & tackles and necessary arrangements for the work.) NB: -Grinding in Angle if required at any location done by contractor but will not pay extra. | RMT | 1186 | 350 | Approved
CHANDANNAGAR COMMERCIAL | MAIN TOWER | Electrical | Internal Electrical | WO/GC01/GC01/6 | M.A. ENTERPRISE | Electrical work | Supply & Labour charges/sq.ft. on plate area of total internal electrical work including supply of MMS, PVC Conduit, MS circular box for slab casting and wall conduiting including supply of Sand, MS JB of approved make. Receiving and Fixing of modular box, wire pulling, fixing of switch & socket, distribution boxes & MCB.Wiring of light point, power point ,fan, exhaust fan, AC point for common area,main line wiring for common area of every floor as required, fixing of GI ladder/ perforated cable tray in every floor and electrical shaft from Main LT Panel upto of respective floor. Laying of suitable sizes of XLPE armoured cable including suply of all accessories from AMF Panel( outdoor type) upto individual shop area of respective floor through electrical riser , Making end termination of 1.1 KV grade XlPE cable in LT Panel, Receiving & fixing of Main Switch/MCCB/ DB in shop area / Common area. Supply and Fixing of modular box, wire pulling, fixing of switch & socket, distribution boxes & MCB, main line wiring for Lift as required. TV & Telephone,intercom , internet system conduit & cable laying from Ground floor upto individual shop area of respective floor. Fixing of suitable sizes of GI Ladder / perforated cable tray for ELV system in ELV Shaft for shop area of respective floor. Lift & Meter room , shop area , common area ,earthing system including supply of materials like GI Pipe electrode & GI strip of standard size & approved make. common area. Conduiting & Moduler Box Fixing for Fire alarm & detection system. External Landscape area conduiting & wiring, MCB DB fixing, including fixing of fixture as per drawing complete in all respect.Fixing of light fixture, Fan , Exhaust fan etc at Common area in all respect as per annexture attach with the WO. (Area : G. Floor to Roof), Plate area details - Ground - 3984.25 Sq. Ft. 1st-3969.89 Sq. Ft. 2nd-3969.89 Sq. Ft 3rd .- 764.84 Sq. Ft. This includes Lift well, Electrical & ELV Shaft but excluding Ventilation Shaft & Other Cut out. | Sq.Ft. | 12689 | 27 | Amended & Approved
The Soul, Rajarhat | BLOCK | Painting |  | WO/HR01/BOK01/181 | GAZI PAINTS PRIVATE LIMITED | Letter Box Painting | Providing and applying of 1 Coat of Wood Primer followed by 2 Coats of Premium Satin Enamel (Rich Matt Finish Enamel) of approved manufacture at inside of the Letter Box including scraping with all finish atc.as per drawing and direction of EIC Colour Code: As per Drawing Brand: ICI/Asian/Berger/AkzoNoble | Sq.Ft. | 1614 | 10.5 | Approved
The Soul, Rajarhat | BLOCK | Painting | Internal Painting | WO/HR01/BOK01/182 | GAZI PAINTS PRIVATE LIMITED | Internal Painting Tower 5 & 8 | Internal Painting Work Block-A (Tower 5 and 8) as per BOQ and direction of EIC. |  | 0 | 0 | Approved
The Soul, Rajarhat | BLOCK | Painting | Internal Painting | WO/HR01/BOK01/182 | GAZI PAINTS PRIVATE LIMITED | Jafri Tower 5 & 8 | "JAFRI Painting (Acrylic Emulsion Paint) Providing and applying of one coat of approved Primer followed by two coats of Acrylic emulsion Paint with complete finish as per approved shade, up to the required height including all surfaces properly cleaned by water jetting and scrapping with hard coir brush prior to application of paint, rub down, clean, fill cracks and holes with approved filler with tool tackles & necessary scaffolding if required as per direction of Engineer in charge. Location: Tower 5 & 8 Jafri Portion . Colour Code: As per Drawing Brand: Asian Paints/ICI/Berger/AkzoNable" << | Sq.Ft. | 6597 | 8.5 | Approved
The Soul, Rajarhat | BLOCK | Painting | Internal Painting | WO/HR01/BOK01/182 | GAZI PAINTS PRIVATE LIMITED | Tower 8 Duct Side | "Lobby Wall Painting (Acrylic Emulsion Paint) Providing and applying of one coat of approved Primer followed by two coats of Acrylic emulsion Paint with complete finish as per approved shade, up to the required height including all surfaces properly cleaned by water jetting and scrapping with hard coir brush prior to application of paint, rub down, clean, fill cracks and holes with approved filler with tool tackles & necessary scaffolding if required as per direction of Engineer in charge. Location: Tower 8Electrical Duct Side. Colour Code: As per Drawing Brand: Asian Paints/ICI/Berger/AkzoNable" << | Sq.Ft. | 1121 | 7 | Approved
The Soul, Rajarhat | CLUB | POP/PUTTY Work |  | WO/HR01/CL07/7 | GAZI PAINTS PRIVATE LIMITED | Putty | Charges for providing & applying of 6 coats / patty of fine Floor putty (APPROX. 5-6 MM TH.) with super white & superfine quality on concrete surface including Rendering, chipping, surface preparation by depressions with Putty , etc. complete with all materials & Labour etc. all complete at all level as per drawing and direction of Engineer-in-Charge. Location: Health lounge Brand of Putty: Asian / Berger | Sq.Ft. | 1615 | 12 | Approved
SOUTHWINDS PROJECT LLP (PHASE - III & IV) | FINISHING PHASE - IV | Wood Work |  | WO/SP34/FW4/12 | ADA-METCON | MS Duct/Shaft door | Supply, fabrication & Erection of MS Duct Cover powder coated (Colour code approved by site) made of 1.6 mm sheet (2.1 to 2.4 kg per SQFT approx. weight) with frame fittings including transportation, lifting, fixing all complete in all respect as per drawing and direction of EIC. |  | 0 | 0 | Approved
SOUTHWINDS PROJECT LLP (PHASE - III & IV) | FINISHING PHASE - IV | Wood Work |  | WO/SP34/FW4/12 | ADA-METCON | Bl-13 | Bl-13 -(G+18) Shaft-1 1030mm x 1900mm: 04 Nos | Kg | 180 | 165 | Approved
The Soul, Rajarhat | BLOCK | Window and Glazing |  | WO/HR01/BOK01/183 | HINDUSTAN ALUMINIUM WORKS | GLASS CANOPY | GLASS CANOPY Supply and installation of glass canopy comprising of MS backup Structure with 13.52mm Laminated Glass ( 6mm thick clear toughened + 1.52Pvb + 6mm thick clear toughened ) , S.S - 316 OZONE make Spider Fittings, Articulated bolt, GI anchor ,SS Nut Bolt, Aluminium "U" Chanel , Silicon , necessary hardware & consumables for complete as per drawing and direction of Engineer-in-Charge. NB: The Rate is including Shop Drawing Location:-Tower 4 & 5 | Sq.Ft. | 330 | 1561 | Approved
The Soul, Rajarhat | MARKETING | Maintenance Service |  |  |  | MARKETING OFFICE AC SERIVING | Marketing office AC Servicing as per BOQ and direction of EIC. |  |  |  | Approved
The Soul, Rajarhat | MARKETING | Maintenance Service |  |  |  | IDU | Charges For MITSUBISHI VRF Cassette,Ductable & Heigh Wall Split AC IDU Wet Services with JET PUMP to be done as per direction of EIC. | Nos |  |  | Approved
The Soul, Rajarhat | MARKETING | Maintenance Service |  |  |  | ODU | Charges For MITSUBISHI VRF ODU Wet Services with JET PUMP to be done as per direction of EIC. (20HP) | Nos |  |  | Approved
The Soul, Rajarhat | MARKETING | Maintenance Service |  |  |  | Drain Pipe | Charges Towards Supply & Installation of Cassette Type AC Internal Drain Pump to be replace as per direction of EIC. | Nos |  |  | Approved
The Soul, Rajarhat | MARKETING | Maintenance Service |  |  |  | Gas Charging | Charges Towards Gas Charging 20HP | Kg |  |  | Approved
The Soul, Rajarhat | MARKETING | Annual Maintenance Contract |  | WO/HR01/MKT01/141 | AIR COOLING SOLUTIONS | MARKETING OFFICE AC SERIVING | Marketing office AC Servicing as per BOQ and direction of EIC. |  | 0 | 0 | Approved
The Soul, Rajarhat | MARKETING | Annual Maintenance Contract |  | WO/HR01/MKT01/141 | AIR COOLING SOLUTIONS | IDU | Marketing office AC Servicing as per BOQ and direction of EIC. | Nos | 15 | 900 | Approved
The Soul, Rajarhat | MARKETING | Annual Maintenance Contract |  | WO/HR01/MKT01/141 | AIR COOLING SOLUTIONS | ODU | Charges For MITSUBISHI VRF ODU Wet Services with JET PUMP to be done as per direction of EIC. (20HP) | Nos | 2 | 3500 | Approved
The Soul, Rajarhat | MARKETING | Annual Maintenance Contract |  | WO/HR01/MKT01/141 | AIR COOLING SOLUTIONS | Drain Pump | Charges Towards Supply & Installation of Cassette Type AC Internal Drain Pump to be replace as per direction of EIC. | Nos | 1 | 7900 | Approved
The Soul, Rajarhat | MARKETING | Annual Maintenance Contract |  | WO/HR01/MKT01/141 | AIR COOLING SOLUTIONS | Gas Charging | Charges Towards Gas Charging 20HP | Kg | 10 | 1200 | Approved
SOUTHWINDS PROJECT LLP (PHASE - III & IV) | PRE-CONSTRUCTION PHASE - III & IV | Plumbing/Sanitory |  | WO/SP34/PC34/47 | Shiva Enterprises | Pump Repairing work | Pump Repairing work |  | 0 | 0 | Approved
SOUTHWINDS PROJECT LLP (PHASE - III & IV) | PRE-CONSTRUCTION PHASE - III & IV | Plumbing/Sanitory |  | WO/SP34/PC34/47 | Shiva Enterprises | Replace spare | Replaced Spare Charges for Texmo make Pump set Model “ ESWP 22T”, 1 Stage, 415 Volt, 3 Phase, 3.0 HP, suitable for DOL starting with Sr. No : 9008149 | Lump Sum | 1 | 16003 | Approved
SOUTHWINDS PROJECT LLP (PHASE - III & IV) | PRE-CONSTRUCTION PHASE - III & IV | Plumbing/Sanitory |  | WO/SP34/PC34/47 | Shiva Enterprises | Labour chargec | Labour Charges for Overhauling, Cleaning, Rewinding, Machining, Grinding, Assembling ,Testing and Painting | Lump Sum | 1 | 2328 | Approved
SOUTHWINDS PROJECT LLP (PHASE - III & IV) | MEP PHASE - III | Networking-Interiors |  | WO/SP34/MW34/30 | SHREE E-SOLUTIONS | Intecom system | Supply, Installations, Testing & Commission of Intercom system specially designed for housing complex's analog extension for All Blocks, Security and Amenities, 16 simultaneously calls (Make : Matrix - ETERNITY GENX12SAC) |  | 0 | 0 | Approved
SOUTHWINDS PROJECT LLP (PHASE - III & IV) | MEP PHASE - III | Networking-Interiors |  | WO/SP34/MW34/30 | SHREE E-SOLUTIONS | BLOCK-11 | Analog Extension- 120 for BLOCK-11(Including the Extension of Security Room) | Set | 1 | 124123 | Approved
SOUTHWINDS PROJECT LLP (PHASE - III & IV) | MEP PHASE - III | Networking-Interiors |  | WO/SP34/MW34/30 | SHREE E-SOLUTIONS | BLOCK-12 | Analog Extension- 80 for BLOCK-12 (Including the Extension of Security Room) | Set | 1 | 93821 | Approved
SOUTHWINDS PROJECT LLP (PHASE - III & IV) | MEP PHASE - III | Networking-Interiors |  | WO/SP34/MW34/30 | SHREE E-SOLUTIONS | Intercom System - others Item | Intercom System - others Item |  | 0 | 0 | Approved
SOUTHWINDS PROJECT LLP (PHASE - III & IV) | MEP PHASE - III | Networking-Interiors |  | WO/SP34/MW34/30 | SHREE E-SOLUTIONS | 10 pair Krone box | Supply, Intallations, Testing & Commissiong of 10 pair Krone box with Krone Module as per drawing and direction of Engineer in charge (Make : Krone for module) | Nos | 46 | 381 | Approved
SOUTHWINDS PROJECT LLP (PHASE - III & IV) | MEP PHASE - III | Networking-Interiors |  | WO/SP34/MW34/30 | SHREE E-SOLUTIONS | 20 pair Krone box | Supply, Installations, Testing & Commission of 20 pair Krone box with krone module as per drawing and direction of Engineer in charge (Make : Krone for module) | Nos | 3 | 573 | Approved
SOUTHWINDS PROJECT LLP (PHASE - III & IV) | MEP PHASE - III | Networking-Interiors |  | WO/SP34/MW34/30 | SHREE E-SOLUTIONS | 50 pair Krone box | Supply, Installations, Testing & Commission of 50 pair Krone box with Krone Module as per drawing and direction of Engineer in charge (Make : Krone for module) | Nos | 4 | 1075 | Approved
SOUTHWINDS PROJECT LLP (PHASE - III & IV) | MEP PHASE - III | Networking-Interiors |  | WO/SP34/MW34/30 | SHREE E-SOLUTIONS | 100 pair Krone box | Supply, Installations, Testing & Commission of 100 pair Krone box with Krone module as per drawing and direction of Engineer in charge (Make : Krone for module) | Nos | 2 | 1603 | Approved
SOUTHWINDS PROJECT LLP (PHASE - III & IV) | MEP PHASE - III | Networking-Interiors |  | WO/SP34/MW34/30 | SHREE E-SOLUTIONS | 5 pair telephone cable | Supply, Installations, Testing & Commission of 5 pair telephone cable Qty at actual (Make : Finolex/Polycab) | RMT | 854 | 27 | Approved
SOUTHWINDS PROJECT LLP (PHASE - III & IV) | MEP PHASE - III | Networking-Interiors |  | WO/SP34/MW34/30 | SHREE E-SOLUTIONS | 20 pair telephone cable | Supply, Installations, Testing & Commission of 20 pair telephone cable Qty at actual (Make : Finolex/Polycab) | RMT | 90 | 100 | Approved
SOUTHWINDS PROJECT LLP (PHASE - III & IV) | MEP PHASE - III | Networking-Interiors |  | WO/SP34/MW34/30 | SHREE E-SOLUTIONS | 50 pair telephone cable | Supply, Installations, Testing & Commission of 50 pair telephone cable Qty at actual (Make : Finolex/Polycab) | RMT | 189 | 204 | Approved
SOUTHWINDS PROJECT LLP (PHASE - III & IV) | MEP PHASE - III | Networking-Interiors |  | WO/SP34/MW34/30 | SHREE E-SOLUTIONS | 25mm dia MMS pvc conduit pipe | Supply, Installations, Testing & Commission of 25mm dia MMS pvc conduit pipe with accessories-ISI Grade (Make : AKG/Suvishi) | RMT | 166 | 32 | Approved
SOUTHWINDS PROJECT LLP (PHASE - III & IV) | MEP PHASE - III | Networking-Interiors |  | WO/SP34/MW34/30 | SHREE E-SOLUTIONS | 6U Intercom Rack | Supply, Installations, Testing & Commission of 6U Intercom Rack with 2 Trays, 1 Fan & 1 PDU (Make : Netrack/Valrack) | Nos | 2 | 4887 | Approved
SOUTHWINDS PROJECT LLP (PHASE - III & IV) | MEP PHASE - III | Networking-Interiors |  | WO/SP34/MW34/30 | SHREE E-SOLUTIONS | Media Convetor | Supply, Installations, Testing & Commission of Media Convetor (TX/RX ) Pair, Make : D-LINK/TP-LINK/SY | Nos | 2 | 5668 | Approved
SOUTHWINDS PROJECT LLP (PHASE - III & IV) | MEP PHASE - III | Networking-Interiors |  | WO/SP34/MW34/30 | SHREE E-SOLUTIONS | Terminal Box | Supply, Installations, Testing & Commission of Terminal Box with all accessories (Make : Florida / Equivalent) | Nos | 4 | 293 | Approved
SOUTHWINDS PROJECT LLP (PHASE - III & IV) | MEP PHASE - III | Networking-Interiors |  | WO/SP34/MW34/30 | SHREE E-SOLUTIONS | 5 port network switch | Supply, Installations, Testing & Commission of 5 port network switch, Make: D - Link | Nos | 2 | 635 | Approved
SOUTHWINDS PROJECT LLP (PHASE - III & IV) | MEP PHASE - III | Networking-Interiors |  | WO/SP34/MW34/30 | SHREE E-SOLUTIONS | Integration of Intercom system | Supply, Installations, Testing & Commission , Integration of Intercom system including all Accessories Set. | Lot | 2 | 6841 | Approved
SOUTHWINDS PROJECT LLP (PHASE - III & IV) | MEP PHASE - III | Networking-Interiors |  | WO/SP34/MW34/30 | SHREE E-SOLUTIONS | CCTV System | CCTV System |  | 0 | 0 | Amended & Approved
SOUTHWINDS PROJECT LLP (PHASE - III & IV) | MEP PHASE - III | Networking-Interiors |  | WO/SP34/MW34/30 | SHREE E-SOLUTIONS | Bullet Camera | Supply, Installations, Testing & Commission of 1/3' progressive scan 2 MP High Performance Outdoor Motorized Vari Focal EXIR Bullet Camera with CMOS image sensor, 2.8 12mm motorized vari focal lens & PAL/NTSC: 1928 (H) x 1088(V) Resolution Full HD1080P@25fps output , IR range Upto 40 meters, True WDR, up to 120dB IR Cut filter with Auto switch, input voltage 12v DC & Power consumptions Max 6W & Min illumination 0.1 Lux «,F1.2. True Day Night Features, IP66 weatherproof (Make: Hikvision - DS-2CE16D7T--(A)IT3Z) | Nos | 20 | 3763 | Approved
SOUTHWINDS PROJECT LLP (PHASE - III & IV) | MEP PHASE - III | Networking-Interiors |  | WO/SP34/MW34/30 | SHREE E-SOLUTIONS | Turret Camera | Supply, Installations, Testing & Commission of 1/3' progressive scan 2 MP Audio Indoor Fixed Turret Camera CMOS & PAL/NTSC: 1920 (H) x 1080(V). Fixed lens- 3.6 mm Angle of view Resolution Full HD1080P output , IR range Upto 20 meters, IR Cut filter with Auto switch, input voltage 12v DC & Power consumptions Max 2.7W & Min illumination 0.1 Lux «,F1.2. True Day Night Features (Make: Hikvision - DS-2CE76D0T-ITPFS) | Nos | 5 | 1661 | Approved
SOUTHWINDS PROJECT LLP (PHASE - III & IV) | MEP PHASE - III | Networking-Interiors |  | WO/SP34/MW34/30 | SHREE E-SOLUTIONS | 16 channel Full HDTVI DVR | Supply, Installations, Testing & Commission of H.265 pro+ compression technology 16 channel Full HDTVI DVR- Support upto 6 MP@15fps. External Interface: H.265 pro+ Vedio Compression, 1 RJ45 10M/100M/1000M self adaptive, Ethernet Interface, 2 USB2.0, I VGA interface, 01 HDMI port (for parameters configuration, maintenance, transparent channel);Network Protocols - TCP/IP/DHCP etc, Power Consumption is ≤ 25 W, RS-485 interface (for PTZ control), Hard Disk Driver: - interface Type: 1 SATA Interfaces, Each interface supports up to 10TB. (Make: Hikvision - IDS -7216HQHI-M1/FA) | Nos | 2 | 10490 | Approved
SOUTHWINDS PROJECT LLP (PHASE - III & IV) | MEP PHASE - III | Networking-Interiors |  | WO/SP34/MW34/30 | SHREE E-SOLUTIONS | SMPS | Supply, Installations, Testing & Commission of SMPS Power supply, Make: ERD | Nos | 25 | 312 | Approved
SOUTHWINDS PROJECT LLP (PHASE - III & IV) | MEP PHASE - III | Networking-Interiors |  | WO/SP34/MW34/30 | SHREE E-SOLUTIONS | 4TB Surveillance Hard Disk. | Supply, Installations, Testing & Commission of 4TB Surveillance Hard Disk. Make : Seagate | Nos | 2 | 7085 | Approved
SOUTHWINDS PROJECT LLP (PHASE - III & IV) | MEP PHASE - III | Networking-Interiors |  | WO/SP34/MW34/30 | SHREE E-SOLUTIONS | BNC Connector | Supply, Installations, Testing & Commission of BNC Connector (Make: MX) | Nos | 50 | 39 | Approved
SOUTHWINDS PROJECT LLP (PHASE - III & IV) | MEP PHASE - III | Networking-Interiors |  | WO/SP34/MW34/30 | SHREE E-SOLUTIONS | DC Jack | Supply, Installations, Testing & Commission of DC Jack (Make: MX) | Nos | 25 | 39 | Approved
SOUTHWINDS PROJECT LLP (PHASE - III & IV) | MEP PHASE - III | Networking-Interiors |  | WO/SP34/MW34/30 | SHREE E-SOLUTIONS | Out door weather proof | Supply, Installations, Testing & Commission of Out door weather proof junction Box (Make : Sintex) | Nos | 20 | 1173 | Approved
SOUTHWINDS PROJECT LLP (PHASE - III & IV) | MEP PHASE - III | Networking-Interiors |  | WO/SP34/MW34/30 | SHREE E-SOLUTIONS | PVC 4 x4 | Supply, Installations, Testing & Commission of PVC 4 x4 junction Box(Make: PP) | Nos | 5 | 44 | Approved
SOUTHWINDS PROJECT LLP (PHASE - III & IV) | MEP PHASE - III | Networking-Interiors |  | WO/SP34/MW34/30 | SHREE E-SOLUTIONS | 4U DVR Housing Rack | Supply, Installations, Testing & Commission of 4U DVR Housing Rack with 2 Trays, 1 Fan & 1 PDU. (Make : Netrack/Valrack) | Nos | 2 | 2111 | Approved
SOUTHWINDS PROJECT LLP (PHASE - III & IV) | MEP PHASE - III | Networking-Interiors |  | WO/SP34/MW34/30 | SHREE E-SOLUTIONS | 22" LED Monitor set | Supply, Installations, Testing & Commission of 22" LED Monitor set, with all Accessories. Make : LG/AOC with Wall Mounting Bracket etc as required to complete in all respect. | Nos | 0 |  | Approved
SOUTHWINDS PROJECT LLP (PHASE - III & IV) | MEP PHASE - III | Networking-Interiors |  | WO/SP34/MW34/30 | SHREE E-SOLUTIONS | 5 mtr HDMI cable | Supply, Installations, Testing & Commission of 5 mtr HDMI cable (Make : WB ) | Nos | 2 | 586 | Approved
SOUTHWINDS PROJECT LLP (PHASE - III & IV) | MEP PHASE - III | Networking-Interiors |  | WO/SP34/MW34/30 | SHREE E-SOLUTIONS | 1 KVA UPS | Supply, Installations, Testing & Commission of 1 KVA UPS offline (with Battery) Make: APC/ Microtech | Nos | 2 | 4369 | Approved
SOUTHWINDS PROJECT LLP (PHASE - III & IV) | MEP PHASE - III | Networking-Interiors |  | WO/SP34/MW34/30 | SHREE E-SOLUTIONS | Media Convetor | Supply, Installation's, Testing & Commission of Media Convetor (TX/RX ) Pair, Make : D-LINK/TP-LINK/SY | Nos | 2 | 5375 | Approved
SOUTHWINDS PROJECT LLP (PHASE - III & IV) | MEP PHASE - III | Networking-Interiors |  | WO/SP34/MW34/30 | SHREE E-SOLUTIONS | Terminal Box | Supply, Installations, Testing & Commission of Terminal Box with all accessories (Make : Florida / Equivalent) | Nos | 2 | 293 | Approved
SOUTHWINDS PROJECT LLP (PHASE - III & IV) | MEP PHASE - III | Networking-Interiors |  | WO/SP34/MW34/30 | SHREE E-SOLUTIONS | 5 port network switch | Supply, Installations, Testing & Commission of 5 port network switch, Make: D - Link | Nos | 2 | 635 | Approved
SOUTHWINDS PROJECT LLP (PHASE - III & IV) | MEP PHASE - III | Networking-Interiors |  | WO/SP34/MW34/30 | SHREE E-SOLUTIONS | RG-6 video | Supply, Installations, Testing & Commission of RG-6 video Co-axial Copper Cable (Make: Finolex) - Qty at actual | RMT | 957 | 27 | Approved
SOUTHWINDS PROJECT LLP (PHASE - III & IV) | MEP PHASE - III | Networking-Interiors |  | WO/SP34/MW34/30 | SHREE E-SOLUTIONS | 2 core 1.0 sqmm cable | Supply, Installations, Testing & Commission of 2 core 1.0 sqmm cable (Make : Polycab) - Qty at actual | RMT | 700 | 38 | Approved
SOUTHWINDS PROJECT LLP (PHASE - III & IV) | MEP PHASE - III | Networking-Interiors |  | WO/SP34/MW34/30 | SHREE E-SOLUTIONS | 6 core OFC | Supply, Installations, Testing & Commission of 6 core OFC Armored cable (Make : D-Link/Finolex) - Qty at actual | RMT | 370 | 64 | Approved
SOUTHWINDS PROJECT LLP (PHASE - III & IV) | MEP PHASE - III | Networking-Interiors |  | WO/SP34/MW34/30 | SHREE E-SOLUTIONS | 25mm dia MMS | Supply, Installations, Testing & Commission of 25mm dia MMS pvc conduit pipe with accessories-ISI Grade (Make : AKG/Suvishi) | RMT | 134 | 32 | Approved
SOUTHWINDS PROJECT LLP (PHASE - III & IV) | MEP PHASE - III | Networking-Interiors |  | WO/SP34/MW34/30 | SHREE E-SOLUTIONS | OFC splicing | Supply, Installations, Testing & Commission of OFC splicing with accessories ( like pigtail, patchcord, RJ 45 jack etc) with PC software etc as required to complete in all respect. | Lot | 2 | 4887 | Approved
Primarc Chambers | BLOCK | Window and Glazing |  | WO/PCH/PC01/30 | Annex Design Pvt. Ltd. | Providing and fixing of Euro 40 Series 24 mm DGU Window | Providing and fixing of Euro 40 Series 24 mm thk. DGU toughened glass (6 mm ST 167 + 12 mm air gap +6 mm clear) openable Window ALOM with complete designing and selection of Aluminium 6063-T6 alloy extrusion (Nalco product code IA10) and tempered frame of thickness 1.5 mm, including of big shutter, big mullion (horizontal) KPA mullion (vertical) section and all extruded profiles with reference to the desired strength in 60-70 microns pure polyester grade powder coatings as per approved colour (Asian paints / Akzonobel) with including all fitting and fixture like Hinges - SS 304 Grade Friction Stay(Giesse/cotswold), Handle - Multi Point locking arrangement(Giesse/cotswold) Glass make - Saint Gobain Rubber - EPDM Rubber Gasket (Osaka/Eq.), PDC Cast Corner Joining Cleat (Masters), Frame Fixing Fisher Screw - Nylon Hammer fixing ( KLIMAS/ FISCHER.), Assembly system screws : SS 304 grade Screws ( Omni / Eq. ) Weather Sealant - (Wacker/Dow) Glass infill (24mm DGU) of desired thickness at all level as per dwg, BOQ, direction of engineer in-charge. The System will be Designed to sustain a Wind Pressure of 2.25 Kpa.(as per IS 875 part 3, 2015) |  | 0 | 0 | Amended & Approved
Primarc Chambers | BLOCK | Window and Glazing |  | WO/PCH/PC01/30 | Annex Design Pvt. Ltd. | Providing and fixing of Euro 40 Series 24 mm DGU toughened glass for fixed and 10 mm SGU toughened for Door. | Providing and fixing of Euro 40 Series 24 mm thk. DGU toughened glass (6 mm ST 167 + 12 mm air gap +6 mm clear) for fixed and 10 mm SGU ST 167 toughened for Door ALOM with complete designing and selection of Aluminium 6063-T6 alloy extrusion (Nalco product code IA10) and tempered frame of thickness 1.5 mm, including of big shutter, big mullion (horizontal) KPA mullion (vertical) section and all extruded profiles with reference to the desired strength in 60-70 microns pure polyester grade powder coatings as per approved colour (Asian paints / Akzonobel) with including all fitting and fixture like Hinges - SS 304 Grade Friction Stay(Giesse/cotswold), Handle - Multi Point locking arrangement(Giesse/cotswold) Glass make - Saint Gobain Rubber - EPDM Rubber Gasket (Osaka/Eq.), PDC Cast Corner Joining Cleat (Masters), Frame Fixing Fisher Screw - Nylon Hammer fixing ( KLIMAS/ FISCHER.), Assembly system screws : SS 304 grade Screws ( Omni / Eq. ) Weather Sealant - (Wacker/Dow) Door - SGU toughened for Door Glass infill (24mm DGU & 6mm SGU) of desired thickness at all level as per dwg, BOQ, direction of engineer in-charge. The System will be Designed to sustain a Wind Pressure of 2.25 Kpa.(as per IS 875 part 3, 2015) |  | 0 | 0 | Amended & Approved
Primarc Chambers | BLOCK | Window and Glazing |  | WO/PCH/PC01/30 | Annex Design Pvt. Ltd. | Providing and fixing of Euro 40 Series 6 mm SGU toughened window. | Providing and fixing of Euro 40 Series 6 mm thk. SCN 145 SGU toughened glass Window ALOM with complete designing and selection of Aluminium 6063-T6 alloy extrusion (Nalco product code IA10) and tempered frame of thickness 1.5 mm, including of big shutter, big mullion (horizontal) KPA mullion (vertical) section and all extruded profiles with reference to the desired strength in 60-70 microns pure polyester grade powder coatings as per approved colour (Asian paints / Akzonobel) with including all fitting and fixture like Hinges - SS 304 Grade Friction Stay(Giesse/cotswold), Handle - Multi Point locking arrangement(Giesse/cotswold) Glass make - Saint Gobain Rubber - EPDM Rubber Gasket (Osaka/Eq.), PDC Cast Corner Joining Cleat (Masters), Frame Fixing Fisher Screw - Nylon Hammer fixing ( KLIMAS/ FISCHER.), Assembly system screws : SS 304 grade Screws ( Omni / Eq. ) Weather Sealant - (Wacker/Dow) Glass infill (6mm SGU) of desired thickness at all level as per dwg, BOQ, direction of engineer in-charge. The System will be Designed to sustain a Wind Pressure of 2.25 Kpa.(as per IS 875 part 3, 2015) |  | 0 | 0 | Amended & Approved
Primarc Chambers | BLOCK | Window and Glazing |  | WO/PCH/PC01/30 | Annex Design Pvt. Ltd. | Structural Glazing Work | Structural Glazing Work Design, Fabrication, Supply & installation at site of Semi-Unitised four sided closed groove three barrier along with weather silicon structural glazing system designed. The system shall be fixed with MS hot dip galvanised brackets & RCC mechanical expandable anchor fasteners 304 grade stainless steel nut bolts, SS 304 grade screws, EPDM gaskets (OSAKA MUMBAI MAKE), Structural & weather sealant of approved make, spacer tape, backer rod, aluminium alloy. MS bracket should be designed with consideration of three dimensional movement system, Mullion (131X67X2mm thick) & Transoms (81X67X2mm thick) with extra sub frames should be fabricated out of aluminium extruded profiles of reputed brands. All profiles for panel anodized up to a minimum of 15 to 18 microns as per the shade approved by the client with SAINT GOBAIN make toughened glass as approved elevation. The rate is included of all materials like aluminium section, glass, accessories, labour charge. (Considering panel width 1000mm & 1150mm C/C). Scaffolding is in Client Scope. |  | 0 | 0 | Amended & Approved
Primarc Chambers | BLOCK | Window and Glazing |  | WO/PCH/PC01/30 | Annex Design Pvt. Ltd. | Aluminium Tube louver (50X50) | Aluminium Tube louver (50X50) Providing and fixing 50 x 50 x 2mm aluminium tube vertical Louver system (50mm front face) having 155mm clear distance duly Powder coated as per approved aluminium section with Brackets fixed to the Masonry / RC walls with necessary clamps, Angle bracket and anchor fasteners. The extruded aluminium section shall be powder coated of minimum 60 microns. Rate is including of all materials, aluminium tube, powder coating, labour charges. Equivalent length of total tube (50X50X2) is 3760.20 Mtr. Scaffolding is in Client Scope. | Sq.Ft. | 7983.23 | 301 | Approved
Primarc Chambers | BLOCK | Window and Glazing |  | WO/PCH/PC01/30 | Annex Design Pvt. Ltd. | Aluminium Solid Sheet | Aluminium Solid Sheet Providing, Supply, Fabrication And Installation Of 2 Mm Thk. Aluminium Solid Sheet Powder Coated Grade 60 To 70 Micron Solid Aluminium Sheet Of Alloy 8011 Grade And Temper Of H14 Duly Cut, Trimmed, Bend (As Per Approval) Cladding On Existing Ms Back Up Structure As Per Approved Design. The Sheet Shall Be Bend In "Z" Format System Where The Grooves Will Be Of Silicone Filling And Sheet Shall Be Fixed In Every Joints. Rate Is Including Of All Materials, Aluminium Sheets (Sheet Area Will Calculate On The Basis Of Sheet Folding Area), Perforation, Powder Coating, Aluminium Back Up Structure, Labour Charges. Scaffolding is in Client Scope. | Sq.Ft. | 2404.1 | 509 | Approved
Primarc Chambers | BLOCK | Window and Glazing |  | WO/PCH/PC01/30 | Annex Design Pvt. Ltd. | Ms Frame Work | Ms Frame Work Supply And Fixing Of Ms Frame Work To Support Aluminium Sheet Cladding Using Box Section (50X50X2 mm), Brackets (Hot Deep Galvanised), Plates, Necessary Nut Bolts & Hardware Without Paint. Scaffolding is in Client Scope. | Kg | 3564.6 | 121 | Approved
Primarc Chambers | BLOCK | Window and Glazing |  | WO/PCH/PC01/30 | Annex Design Pvt. Ltd. | CG1 (1800X2500) | CG1 (1800X2500) - 270 Nos | Sq.Ft. | 13078.15 | 630 | Approved
Primarc Chambers | BLOCK | Window and Glazing |  | WO/PCH/PC01/30 | Annex Design Pvt. Ltd. | CG2 (1800X1400) | CG2 (1800X1400) - 4 Nos | Sq.Ft. | 108.5 | 563 | Approved
Primarc Chambers | BLOCK | Window and Glazing |  | WO/PCH/PC01/30 | Annex Design Pvt. Ltd. | CG2-A (1750X1400) | CG2-A (1750X1400) - 2 Nos | Sq.Ft. | 52.744 | 557 | Approved
Primarc Chambers | BLOCK | Window and Glazing |  | WO/PCH/PC01/30 | Annex Design Pvt. Ltd. | CG4' (2984X1400) | CG4' (2984X1400) - 1 Nos | Sq.Ft. | 44.97 | 547 | Approved
Primarc Chambers | BLOCK | Window and Glazing |  | WO/PCH/PC01/30 | Annex Design Pvt. Ltd. | CG7 (1935X2500) | CG7 (1935X2500) - 3 Nos | Sq.Ft. | 156.22 | 575 | Approved
Primarc Chambers | BLOCK | Window and Glazing |  | WO/PCH/PC01/30 | Annex Design Pvt. Ltd. | CG4 (12088X2575/2500) | CG4 (12088X2575/2500) - 1 Nos | Sq.Ft. | 324.31 | 539 | Approved
Primarc Chambers | BLOCK | Window and Glazing |  | WO/PCH/PC01/30 | Annex Design Pvt. Ltd. | CG6 (4389X2575/2500) | CG6 (4389X2575/2500) - 1 Nos | Sq.Ft. | 118.27 | 538 | Approved
Primarc Chambers | BLOCK | Window and Glazing |  | WO/PCH/PC01/30 | Annex Design Pvt. Ltd. | CG8 (3480X2575/2500) | CG8 (3480X2575/2500) - 1 Nos | Sq.Ft. | 93.25 | 548 | Approved
Primarc Chambers | BLOCK | Window and Glazing |  | WO/PCH/PC01/30 | Annex Design Pvt. Ltd. | CG9 (8904X2575/2500) | CG9 (8904X2575/2500) - 1 Nos | Sq.Ft. | 239.64 | 544 | Approved
Primarc Chambers | BLOCK | Window and Glazing |  | WO/PCH/PC01/30 | Annex Design Pvt. Ltd. | CG11 (980X2500) | CG11 (980X2500) - 33 Nos | Sq.Ft. | 791.15 | 396 | Approved
Primarc Chambers | BLOCK | Window and Glazing |  | WO/PCH/PC01/30 | Annex Design Pvt. Ltd. | CG11-A (980x3450) | CG11-A (980x3450) - 12 Nos | Sq.Ft. | 327.54 | 392 | Approved
Primarc Chambers | BLOCK | Window and Glazing |  | WO/PCH/PC01/30 | Annex Design Pvt. Ltd. | CG11-B (980x3600) | CG11-B (980x3600) - 3 Nos | Sq.Ft. | 113.93 | 392 | Approved
Primarc Chambers | BLOCK | Window and Glazing |  | WO/PCH/PC01/30 | Annex Design Pvt. Ltd. | W1 (1350x2500) | W1 (1350x2500) - 16 Nos | Sq.Ft. | 581.26 | 504 | Approved
Primarc Chambers | BLOCK | Window and Glazing |  | WO/PCH/PC01/30 | Annex Design Pvt. Ltd. | W1a (1350X3450) | W1a (1350X3450) - 6 Nos | Sq.Ft. | 300.8 | 465 | Approved
Primarc Chambers | BLOCK | Window and Glazing |  | WO/PCH/PC01/30 | Annex Design Pvt. Ltd. | W1b (1350X3600) | W1b (1350X3600) - 2 Nos | Sq.Ft. | 104.63 | 460 | Approved
Primarc Chambers | BLOCK | Window and Glazing |  | WO/PCH/PC01/30 | Annex Design Pvt. Ltd. | W2 (800X1400) | W2 (800X1400) - 16 Nos | Sq.Ft. | 156.73 | 525 | Approved
Primarc Chambers | BLOCK | Window and Glazing |  | WO/PCH/PC01/30 | Annex Design Pvt. Ltd. | Glazing frame Work - Frame structure without Glass | Glazing frame Work - Frame structure without Glass | Sq.Ft. | 4058.64 | 427 | Approved
Primarc Chambers | BLOCK | Window and Glazing |  | WO/PCH/PC01/30 | Annex Design Pvt. Ltd. | 24mm ST167 Toughened DGU Glass. | 24 mm ST 167 Toughened DGU Glass | Sq.Ft. | 3103.44 | 291 | Approved
Primarc Chambers | BLOCK | Window and Glazing |  | WO/PCH/PC01/30 | Annex Design Pvt. Ltd. | 6mm ST167 Toughened SGU Glass. - Spandrel Panel,Front face of beam | 6mm ST 167 Toughened SGU Glass. - Spandrel Panel, Front face of beam | Sq.Ft. | 955.2 | 146 | Approved
Primarc Chambers | BLOCK | Window and Glazing |  | WO/PCH/PC01/30 | Annex Design Pvt. Ltd. | Extra rate over for top hung | Extra rate over for top hung window(1000/1150x1425) | Nos. | 30 | 5335 | Approved
Primarc Chambers | BLOCK | Window and Glazing |  | WO/PCH/PC01/30 | Annex Design Pvt. Ltd. | Fire Stopper Seal | Fire Stopper Seal Providing and fixing of fire seal with rock wool and GI sheet as fire stopper at the floor to glazing gap area. | RMT | 227.453 | 451 | Approved
Primarc Chambers | BLOCK | Window and Glazing |  | WO/PCH/PC01/30 | Annex Design Pvt. Ltd. | Spandrel Panel Insulation | Spandrel Panel Insulation Providing and fixing of spandrel panel with a shadow box of 0.8 mm thick G I sheet tray along with insulation of 50 mm thick insulation of 48 kg/m3 density rock wool with UP Twing/equivalent light colored veil fixed in the front face of the glass. Face with aminimum gap of 50 mm between the G I tray and the aluminium frame work shall be sealed with DC or equivalent sealent. | Sq.Ft. | 955.2 | 189 | Approved
Primarc Chambers | BLOCK | Window and Glazing |  | WO/PCH/PC01/30 | Annex Design Pvt. Ltd. | GI Sheet Flashing (Beam Bottom) | GI Sheet Flashing (Beam Bottom) Providing And Fixing Of G I Sheet Flashing At The Beam Bottom To Glazing Gap Area With 0.8Mm Thick G I Sheet Along With Aluminum Backup Frame As Per Approved Drawing & Design. | RMT | 231.37 | 373 | Approved
Primarc Chambers | BLOCK | Window and Glazing |  | WO/PCH/PC01/30 | Annex Design Pvt. Ltd. | Aluminium Sheet Flashing (Glazing Top) | Aluminium Sheet Flashing (Glazing Top) Providing And Fixing Of Aluminium Sheet Flashing At Top To Glazing Gap Area With 1mm Thick Aluminium Sheet Along With Aluminum Backup Frame As Per Approved Drawing & Design. (600 mm Covering) | Sq.Ft. | 77.44 | 378 | Approved
The Soul, Rajarhat | OVERHEADS | Security Expense |  | WO/HR01/OHES/85 | NIS MANAGEMENT LIMITED | Security Guard | Providing Security Guard @12 hrs X Full month duty basis including reliever charges: N.H. from 1st July'2023 to 31st Dec'2023 = 2 days; Total Manpower = 8 nos. (N.H.: 15th Aug and 2nd oct) | Duties | 1529 | 713 | Approved
The Soul, Rajarhat | OVERHEADS | Housekeeping |  | WO/HR01/OHES/86 | Integrated Security Service | Office Peon | Providing office peon @8.5 hrs x 6 days in a week duty basis for site office. Total N.H. from 1st July'2023 to 31st Dec'2023 = 2 days; Manpower= 1 no. | Duties | 159 | 651 | Approved
SOUTHWINDS PROJECT LLP (PHASE - III & IV) | PRE-CONSTRUCTION PHASE - III & IV | Plumbing/Sanitory |  | WO/SP34/PC34/48 | MOHINI HIGHTECH MOTOR STORES | Pump repairing Work -3.0 HP Pump | 3 HP pump repairing job with following jobs 1) Re-winding motor with supply of wire 2) Mechanical seal change 3) Upper & lower bearing change 4) Transformer oil change 5) Oil seal change 6) Oil seal change 7) Upper & Lower "O" ring change 8) Transport | Lump Sum | 1 | 14000 | Approved
The Ramdulari | OVERHEAD | Security Expenditure |  | WO/RP/RP04/8 | NIS MANAGEMENT LIMITED | Security Guard and Supervisor | Providing Security Supervisor and Security Guard @12 hrs duty basis | Duties | 0 | 0 | Approved
The Ramdulari | OVERHEAD | Security Expenditure |  | WO/RP/RP04/8 | NIS MANAGEMENT LIMITED | Security Supervisor | Providing Security Supervisor @12 hrs X Full month duty basis including reliever charges: N.H. from 1st July'2023 to 31st Dec'2023 = 2 days; Total Manpower = 1 nos. (N.H.: 15th Aug and 2nd Oct) | Duties | 186 | 804 | Approved
The Ramdulari | OVERHEAD | Security Expenditure |  | WO/RP/RP04/8 | NIS MANAGEMENT LIMITED | Security Guard | Providing Security Guard @12 hrs X Full month duty basis including reliever charges: N.H. from 1st July'2023 to 31st Dec'2023 = 2 days; Total Manpower = 4 nos. (N.H.: 15th Aug and 2nd Oct) | Duties | 719 | 713 | Approved
SOUTHWINDS PROJECT LLP (PHASE - III & IV) | MEP PHASE - III | External Electrical | Civil | WO/SP34/MW34/5 | R.M.CO.& PLAMBER | Agriculture Pipe - 160 mm | Charges for laying, jointing of Agriculture Pipe for underground work, total trenches up to depth 0.7 mtr from FGL and adequate width of trench, including earthwork in excavation and stacking of earth at convenient locations ( as per instruction of Engineer-in-charge, up to a lead of 0.5 Km within the site premises), complete with proper base preparation by compacting the earth properly and maintaining proper gradient followed by minimum 100/75 mm thick silver sand and all round earth filling ( up to 150 mm height over the cable) in saturated condition and backfilling work with selected earth after completion of laying. Agriculture Pipes are to be laid in straight aligned lengths to correct line and level with sight rails and boning rods. Agriculture Pipe shall be checked in 'as laid' condition but before back filling etc. complete. Payment will made on the center line measurements of the total cable line laid. 100% payment would be released only after the commissioning of work. The Agriculture Pipes are to join using solvent cement, primer as per standard norms. The rate is inclusive of bailing out of water during excavation and shoring work , if required to prevent collapsing of soil.(only Agriculture Pipe and cement would be supplied by the Employer free of cost, but subjected to reconciliation. i) 160 mm dia | RMT | 62.3 | 367 | Approved
SOUTHWINDS PROJECT LLP (PHASE - III & IV) | MEP PHASE - III | External Electrical | Civil | WO/SP34/MW34/31 | PRAHALLAD CONSTRUCTION PRIVATE LIMITED | Electrical & ELV pipe laying work | Electrical & ELV pipe laying work as per B.O.Q & direction of EIC. |  | 0 | 0 | Approved
SOUTHWINDS PROJECT LLP (PHASE - III & IV) | MEP PHASE - III | External Electrical | Civil | WO/SP34/MW34/31 | PRAHALLAD CONSTRUCTION PRIVATE LIMITED | 600mm x 600mm Upto 0.75 mtr depth | "Charges for Construction of water tight brick masonry Cable Pulling Pitas per drawing using designated using designated brickwork(Red Brick) 250mm in cement sand mortar (1:4), over a bed of 75 mm thick PCC (1:3:6) to be laid over Single Layer Fly ash Brick Flat Soling work , 15 mm thick inside plastering work with cement plaster (1:4) finished with a floating coat of neat cement , outside making jointing & pointing and making channel and benching in cement concrete (1:2:4), 150 mm thick (1:1.5:3) top slab with 10 mm dia reinforcement at 150mm c/c in double layer to hold the grating/cover, fixing of Rung Ladder etc. all complete as per specifications and approved drawings. Rates shall include the cost of excavation in all sorts of soil , compacting the base before soling work, disposing of surplus earth within the site premises ( lead up to 0.5 km), backfilling work after completion of job, mixing of waterproofing compound with sand cement mortar while plastering, fixing of Grating/ Cover etc. all complete. The rate is inclusive of bailing out of water during excavation and shoring work , if required to prevent collapsing of soil. (Only cement , Reinforcement Steel, Grating/Cover would be supplied by the Employer but subjected to reconciliation). . i) 600mm x 600mm Upto 0.75 mtr depth" | Nos | 9 | 5372 | Approved
SOUTHWINDS PROJECT LLP (PHASE - III & IV) | MEP PHASE - III | External Electrical | Civil | WO/SP34/MW34/31 | PRAHALLAD CONSTRUCTION PRIVATE LIMITED | 160 mm dia | Charges for laying, jointing of Agriculture Pipe for underground work, total trenches up to depth 0.7 mtr from FGL and adequate width of trench, including earthwork in excavation and stacking of earth at convenient locations ( as per instruction of Engineer-in-charge, up to a lead of 0.5 Km within the site premises), complete with proper base preparation by compacting the earth properly and maintaining proper gradient followed by minimum 100/75 mm thick silver sand and all round earth filling ( up to 150 mm height over the cable) in saturated condition and backfilling work with selected earth after completion of laying. Agriculture Pipes are to be laid in straight aligned lengths to correct line and level with sight rails and boning rods. Agriculture Pipe shall be checked in 'as laid' condition but before back filling etc. complete. Payment will made on the center line measurements of the total cable line laid. 100% payment would be released only after the commissioning of work. The Agriculture Pipes are to join using solvent cement, primer as per standard norms. The rate is inclusive of bailing out of water during excavation and shoring work , if required to prevent collapsing of soil.(only Agriculture Pipe and cement would be supplied by the Employer free of cost, but subjected to reconciliation. i) 160 mm dia | RMT | 16 | 367 | Approved
SOUTHWINDS PROJECT LLP (PHASE - III & IV) | MEP PHASE - III | External Electrical | Civil | WO/SP34/MW34/31 | PRAHALLAD CONSTRUCTION PRIVATE LIMITED | HDPE pipe | Charges for Laying, fitting and fixing HDPE pipe (Pe 100 PNB grade / PE63 - PN-10 ) (for under ground ELV) as per IS :4984 of various dia at up to 1000mm depth from FGL hunching required and perfect alignment as shown in drawing compelete with all sorts of fitting ( e.g.tee bends , elbows, coupler , unions , reducers , flanges etc.) as required , jointed ( fusion joint) with heat process by machine including , concrete for bedding only bottom of the support, ( 1 : 3 :6 ) pipe supports and encasing the pipes every 3 mtr, & near fittings, and as per instruction of EIC . in case available standard fittings is not possible to use , fabricated fitting as per site requirement / as per drawing is to be used to lay the pipe in specified manner . Rate should be including necessary earth work in excavation and stacking of earth at convenient locations including dewatering for pipe trenches after laying of the pipe and dispose and of surplus earth up to a lead of 0.5 km . Excavation to include all sorts of earth , hard soil etc . the rate is inclusive of bailing out of water during excavation and shoring work , if required to prevent collapsing of soil . ( only pipe and cement would be supplied by the Employer free cost , but subjected to reconciliation ) |  | 0 | 0 | Amended & Approved
SOUTHWINDS PROJECT LLP (PHASE - III & IV) | MEP PHASE - III | External Electrical | Civil | WO/SP34/MW34/31 | PRAHALLAD CONSTRUCTION PRIVATE LIMITED | 50mm ( For ELV line) | 50mm ( For ELV line) | RMT | 48.8 | 270 | Approved
SOUTHWINDS PROJECT LLP (PHASE - III & IV) | MEP PHASE - III | External Electrical | Civil | WO/SP34/MW34/31 | PRAHALLAD CONSTRUCTION PRIVATE LIMITED | 65mm ( For ELV line) | 65mm ( For ELV line) | RMT | 36 | 280 | Approved
SOUTHWINDS PROJECT LLP (PHASE - III & IV) | MEP PHASE - III | External Electrical | Civil | WO/SP34/MW34/31 | PRAHALLAD CONSTRUCTION PRIVATE LIMITED | 80mm ( For ELV line) | 80mm ( For ELV line) | RMT | 160.3 | 290 | Approved
SOUTHWINDS PROJECT LLP (PHASE - III & IV) | MEP PHASE - III | External Electrical | Civil | WO/SP34/MW34/31 | PRAHALLAD CONSTRUCTION PRIVATE LIMITED | Gully Pit / Sewerage Pit | Charges for Construction of Gully Pit / Sewerage Pit as per drawing of following sizes using designated RCC (1:1.5:3) 150 mm thick top slab with 10 mm dia reinforcement at 150mm c/c in double layer to hold the FRP cover, fixing FRP rectangular type manhole cover, fixing of rung ladder, testing all complete as per specifications and approved drawings. Rates shall include the cost of Pit cleaning,testing and commissioning after completion of job, all complete. The rate is inclusive of materials disposing (Only cement, PVC Gully trap, Cover, Rung Ladder, Reinforcement Steel (From Scrap) would be supplied by the Employer but subjected to reconciliation). Work to be done as per drawing and direction of EIC.(Stone ,Bricks and sand supplied by Contractor) |  | 0 | 0 | Approved
SOUTHWINDS PROJECT LLP (PHASE - III & IV) | MEP PHASE - III | External Electrical | Civil | WO/SP34/MW34/31 | PRAHALLAD CONSTRUCTION PRIVATE LIMITED | (600 X 600 X 501 to 1000) - ELV pit | (600 X 600 X 501 to 1000) - ELV pit | Nos | 18 | 1575 | Approved
SOUTHWINDS PROJECT LLP (PHASE - III & IV) | MEP PHASE - III | External Electrical | Civil | WO/SP34/MW34/31 | PRAHALLAD CONSTRUCTION PRIVATE LIMITED | (750 X 750 X 501 to 1000) - ELV pit | (750 X 750 X 501 to 1000) - ELV pit | Nos | 5 | 2470 | Approved
The Soul, Rajarhat | MARKETING | Housekeeping |  | WO/HR01/MKT01/142 | Secura Infra Services Pvt. Ltd. | Housekeeping boy | Housekeeping boy @10 & 8.5 hr duty basis | Duties | 0 | 0 | Amended & Approved
The Soul, Rajarhat | MARKETING | Housekeeping |  | WO/HR01/MKT01/142 | Secura Infra Services Pvt. Ltd. | Housekeeping boy | Providing Housekeeping boy @10 hr duty basis. (from 1st July'2023 to 31st Oct'2023 Total Holidays = 2 days) Total Manpower = 2 no. (Note: Reliever to be provided on weekly off days as and when manpower is required) | Duties | 374 | 604 | Approved
The Soul, Rajarhat | MARKETING | Housekeeping |  | WO/HR01/MKT01/142 | Secura Infra Services Pvt. Ltd. | Housekeeping boy | Providing Housekeeping boy @8.5 hr duty basis. (from 1st July'2023 to 31st Oct'2023 Total Holidays = 2 days) Total Manpower = 1 no. (Note: Reliever to be provided on weekly off days as and when manpower is required) | Duties | 187 | 500 | Approved
SOUTHWINDS PROJECT LLP (PHASE - III & IV) | COMMON INFRASTRUCTURE - PHASE III & IV | Consultancy Charges | OTHER CONSLUTANTS | WO/SP34/CI34/49 | OMEGA Consultant Services | Soil Compaction Test | Soil Compaction Test |  | 0 |  | Approved
SOUTHWINDS PROJECT LLP (PHASE - III & IV) | COMMON INFRASTRUCTURE - PHASE III & IV | Consultancy Charges | OTHER CONSLUTANTS | WO/SP34/CI34/49 | OMEGA Consultant Services | Soil Field Compaction | Consultancy Charges for testing of Soil Field Compaction (By Core Cutter Method) as per direction of EIC Up to 06 Nos | Set | 0 |  | Approved
SOUTHWINDS PROJECT LLP (PHASE - III & IV) | COMMON INFRASTRUCTURE - PHASE III & IV | Consultancy Charges | OTHER CONSLUTANTS | WO/SP34/CI34/49 | OMEGA Consultant Services | Soil Standard Proctor Test | Consultancy Charges for Soil Standard Proctor Test as per direction by EIC . | Nos | 0 |  | Approved
SOUTHWINDS PROJECT LLP (PHASE - III & IV) | COMMON INFRASTRUCTURE - PHASE III & IV | Consultancy Charges | OTHER CONSLUTANTS | WO/SP34/CI34/49 | OMEGA Consultant Services | Conveyance Charges | Conveyance Charges for Sample Collection from Site | Trip | 0 |  | Approved
Primarc Chambers | OVERHEAD | Security Expense |  | WO/PCH/PC05/18 | Martinet Facility Management Services Pvt. Ltd. | Security Guard | Providing Security Guard @12 hr X Full month duty basis. (From 1st July2023 to 31st Dec2023 Total National Holidays = 2 nos;) Total Manpower = 3 nos; | Duties | 565 | 579 | Approved
Primarc Chambers | MARKETING | Housekeeping |  | WO/PCH/PC03/46 | Integrated Security Service | Housekeeping boy at Marketing office | Providing Housekeeping boy at Marketing office @8.5 hr duty basis for full month with reliever on weekly off days. Total Holidays = 2 days; Total Manpower = 1 nos; | Duties | 188 | 508 | Approved
CHANDANNAGAR COMMERCIAL | OVERHEAD | Security Expenditure |  | WO/GC01/OH03/4 | Secura Infra Services Pvt. Ltd. | Security Guards | Providing 2 nos; Security Guards @12 hr duty basis for full month including reliever on weekly off days N.H. from 1st July'2023 to 31st Dec'2023 = 2 days. | Head | 12.13 | 17611 | Approved
The Soul, Rajarhat | BASEMENT WITH PODIUM | Painting | Internal Painting |  |  | Arrow Marking | Parking Arrow Marking Providing and applying two coats of approved brand and colour Epoxy-Polyurethane Paint ( ShaliFloor SL 3EPU) over one coat of Epoxy Primer (ShaliPrime 2E) for making the Arrow with 75 mm width at Passage area for Movement/Entry / Exit. as per approved drawing & all complete as per direction of EIC. | Nos |  |  | Approved
SOUTHWINDS PROJECT LLP (PHASE - III & IV) | FINISHING PHASE - III | Internal Painting |  | WO/SP34/FW34/28 | Madhuban International | Paint on Wall Surface | Paint on Wall Surface |  | 0 | 0 | Approved
SOUTHWINDS PROJECT LLP (PHASE - III & IV) | FINISHING PHASE - III | Internal Painting |  | WO/SP34/FW34/28 | Madhuban International | Lobby paint | Providing and applying of one coat of Primer followed by two coats of Plastic Emulsion Paint of approved shade & brand with complete finish, up to the required height including all surfaces properly rubbed, smoothened with emery paper, thoroughly cleaned by dry mopping with cloths to make the surfaces dust free prior to application of paint, including fill cracks and holes with approved filler if required so with necessary tools, tackles & scaffolding at all levels as per direction of Engineer in charge. Location: Ground & Typical floor Lobby wall & False Ceiling areas Brand: Asian Paints/Berger/AkzoNable | Sq.Ft. | 34659.528 | 8.5 | Approved
SOUTHWINDS PROJECT LLP (PHASE - III & IV) | FINISHING PHASE - III | Internal Painting |  | WO/SP34/FW34/28 | Madhuban International | Stair paint | Providing and applying one coat of water base primer on ceiling and wall including all surfaces rubbed, smoothened with emery paper, thoroughly cleaned by dry mopping with cloths to make the surfaces dust free prior to application of primer, including fill cracks and holes with approved filler if required so with necessary tools, tackles & scaffolding at all levels as per direction of Engineer-in-Charge. Location: Staircase ceiling & wall areas Brand: Asian Paints/Berger/AkzoNable | Sq.Ft. | 9741.301 | 3.25 | Approved
SOUTHWINDS PROJECT LLP (PHASE - III & IV) | FINISHING PHASE - III | Internal Painting |  | WO/SP34/FW34/28 | Madhuban International | Gr. fl. eiling | Providing and applying one coat of water base primer on ceiling ,wall and RCC Columns ( On putty surface) including all surfaces rubbed, smoothened with emery paper, thoroughly cleaned by dry mopping with cloths to make the surfaces dust free prior to application of primer, including fill cracks and holes with approved filler if required so with necessary tools, tackles & scaffolding at all levels as per direction of Engineer-in-Charge. Brand: Asian Paints/Berger/AkzoNable | Sq.Ft. | 12725.642 | 3.25 | Approved
SOUTHWINDS PROJECT LLP (PHASE - III & IV) | FINISHING PHASE - III | Internal Painting |  | WO/SP34/FW34/28 | Madhuban International | Paint on MS Surface | Paint on MS Surface |  | 0 | 0 | Approved
SOUTHWINDS PROJECT LLP (PHASE - III & IV) | FINISHING PHASE - III | Internal Painting |  | WO/SP34/FW34/28 | Madhuban International | Stair & Lobby Railing | "Providing and applying of one coat red oxide primer with two coats of synthetic enamel paint of approved shade and brand over MS members including scraping, sand papering with all finishing work (Glossy finish) as per direction of Engineer-in-Charge. Location: Stair railing & Lobby Railing Brand: Asian Paints/Berger/AkzoNable | Sq.Ft. | 1397.921 | 9.25 | Approved
SOUTHWINDS PROJECT LLP (PHASE - III & IV) | FINISHING PHASE - III | Internal Painting |  | WO/SP34/FW34/28 | Madhuban International | Handicap ramp railing/Ladders | Providing and applying of one coat epoxy primer with two coats of synthetic enamel paint of approved shade and brand over MS members including scraping, sand papering with all finishing work (Glossy finish) as per direction of Engineer-in-Charge. Location: Handicap ramp railing/Ladders Brand: Asian Paints/Berger/AkzoNable | Sq.Ft. | 0 |  | Approved
SOUTHWINDS PROJECT LLP (PHASE - III & IV) | FINISHING PHASE - III | Internal Painting |  | WO/SP34/FW34/28 | Madhuban International | Staircase step nosing | "Providing & Applying of one coat of Red oxide Primer with two coats of Synthetic Enamel paint of approved shade and brand including scraping, sand papering with all finishing work at top surface of M.S Angle Nosing for Stair as per drawing and direction of Engineer-in-Charge. Location: Staircase step nosing NB: Masking Tape shall be applied as per requirement" Brand: Asian Paints/Berger/AkzoNable | Rft | 0 |  | Approved
SOUTHWINDS PROJECT LLP (PHASE - III & IV) | FINISHING PHASE - III | Internal Painting |  | WO/SP34/FW34/28 | Madhuban International | Meter Room at Ground Floor & Mumpty at Roof | "Providing and Applying of One Coat of Epoxy Primer with 2 Coat Synthetic Enamel Paint (Glossy Finish) of approved shade and brand at overall surfaces of MS members of Meter Room door, Mumpty Door, at all levels including scrapping work, sand papering work with all finish surface as per drawing and direction of Engineer-in-Charge. (Measurements will be done based on the masonry opening size of both sides) Location: Meter Room at Ground Floor & Mumpty at Roof Brand: Asian Paints/Berger/AkzoNable | Sq.Ft. | 0 |  | Approved
SOUTHWINDS PROJECT LLP (PHASE - III & IV) | FINISHING PHASE - III | Internal Painting |  | WO/SP34/FW34/28 | Madhuban International | Vent shaft MS surfaces | Providing and applying one coat of Epoxy primer with 02(two)coats of smoke grey synthetic enamel paint of approved brand including scraping,sand papering with all finishing works on MS surfaces of vent shaft cover at roof top encloser. Location:- Vent shaft MS surfaces Brand: Asian Paints/Berger/AkzoNable Measurement on actual surface area basis. | Sq.Ft. | 644.634 | 11.9 | Approved
SOUTHWINDS PROJECT LLP (PHASE - III & IV) | FINISHING PHASE - III | Internal Painting |  | WO/SP34/FW34/29 | JAHANGIR ALAM ENTERPRISE | Paint on Wall Surface. | Paint on Wall Surface. |  | 0 | 0 | Approved
SOUTHWINDS PROJECT LLP (PHASE - III & IV) | FINISHING PHASE - III | Internal Painting |  | WO/SP34/FW34/29 | JAHANGIR ALAM ENTERPRISE | Lobby paint | Providing and applying of one coat of Primer followed by two coats of Plastic Emulsion Paint of approved shade & brand with complete finish, up to the required height including all surfaces properly rubbed, smoothened with emery paper, thoroughly cleaned by dry mopping with cloths to make the surfaces dust free prior to application of paint, including fill cracks and holes with approved filler if required so with necessary tools, tackles & scaffolding at all levels as per direction of Engineer in charge. Location: Ground & Typical floor Lobby wall & False Ceiling areas Brand: Asian Paints/Berger/AkzoNable | Sq.Ft. | 18963.263 | 8.5 | Approved
SOUTHWINDS PROJECT LLP (PHASE - III & IV) | FINISHING PHASE - III | Internal Painting |  | WO/SP34/FW34/29 | JAHANGIR ALAM ENTERPRISE | Stair paint | Providing and applying one coat of water base primer on ceiling and wall including all surfaces rubbed, smoothened with emery paper, thoroughly cleaned by dry mopping with cloths to make the surfaces dust free prior to application of primer, including fill cracks and holes with approved filler if required so with necessary tools, tackles & scaffolding at all levels as per direction of Engineer-in-Charge. Location: Staircase ceiling & wall areas Brand: Asian Paints/Berger/AkzoNable | Sq.Ft. | 26654.699 | 3.25 | Approved
SOUTHWINDS PROJECT LLP (PHASE - III & IV) | FINISHING PHASE - III | Internal Painting |  | WO/SP34/FW34/29 | JAHANGIR ALAM ENTERPRISE | Gr. fl. Ceiling | Providing and applying one coat of water base primer on ceiling ,wall and RCC Columns ( On putty surface) including all surfaces rubbed, smoothened with emery paper, thoroughly cleaned by dry mopping with cloths to make the surfaces dust free prior to application of primer, including fill cracks and holes with approved filler if required so with necessary tools, tackles & scaffolding at all levels as per direction of Engineer-in-Charge. Brand: Asian Paints/Berger/AkzoNable | Sq.Ft. | 8997.789 | 3.25 | Approved
SOUTHWINDS PROJECT LLP (PHASE - III & IV) | FINISHING PHASE - III | Internal Painting |  | WO/SP34/FW34/29 | JAHANGIR ALAM ENTERPRISE | Paint on MS Surface. | Paint on MS Surface. |  | 0 | 0 | Approved
SOUTHWINDS PROJECT LLP (PHASE - III & IV) | FINISHING PHASE - III | Internal Painting |  | WO/SP34/FW34/29 | JAHANGIR ALAM ENTERPRISE | Stair Railing | Providing and applying of one coat red oxide primer with two coats of synthetic enamel paint of approved shade and brand over MS members including scraping, sand papering with all finishing work (Glossy finish) as per direction of Engineer-in-Charge. Location: Stair railing Brand: Asian Paints/Berger/AkzoNable | Sq.Ft. | 3350.188 | 9.25 | Approved
SOUTHWINDS PROJECT LLP (PHASE - III & IV) | FINISHING PHASE - III | Internal Painting |  | WO/SP34/FW34/29 | JAHANGIR ALAM ENTERPRISE | Handicap ramp railing/Ladders | Providing and applying of one coat epoxy primer with two coats of synthetic enamel paint of approved shade and brand over MS members including scraping, sand papering with all finishing work (Glossy finish) as per direction of Engineer-in-Charge. Location: Handicap ramp railing/Ladders Brand: Asian Paints/Berger/AkzoNable | Sq.Ft. | 252.599 | 11.9 | Approved
SOUTHWINDS PROJECT LLP (PHASE - III & IV) | FINISHING PHASE - III | Internal Painting |  | WO/SP34/FW34/29 | JAHANGIR ALAM ENTERPRISE | Staircase step nosing | Providing & Applying of one coat of Red oxide Primer with two coats of Synthetic Enamel paint of approved shade and brand including scraping, sand papering with all finishing work at top surface of M.S Angle Nosing for Stair as per drawing and direction of Engineer-in-Charge. Location: Staircase step nosing NB: Masking Tape shall be applied as per requirement" Brand: Asian Paints/Berger/AkzoNable | Rft | 5075.308 | 5 | Approved
SOUTHWINDS PROJECT LLP (PHASE - III & IV) | FINISHING PHASE - III | Internal Painting |  | WO/SP34/FW34/29 | JAHANGIR ALAM ENTERPRISE | Meter Room at Ground Floor & Mumpty at Roof | Providing and Applying of One Coat of Epoxy Primer with 2 Coat Synthetic Enamel Paint (Glossy Finish) of approved shade and brand at overall surfaces of MS members of Meter Room door, Mumpty Door, at all levels including scrapping work, sand papering work with all finish surface as per drawing and direction of Engineer-in-Charge. (Measurements will be done based on the masonry opening size of both sides) Location: Meter Room at Ground Floor & Mumpty at Roof Brand: Asian Paints/Berger/AkzoNable | Sq.Ft. | 250.92 | 11.9 | Approved
SOUTHWINDS PROJECT LLP (PHASE - III & IV) | FINISHING PHASE - III | Internal Painting |  | WO/SP34/FW34/29 | JAHANGIR ALAM ENTERPRISE | Vent shaft MS surfaces | Providing and applying one coat of Epoxy primer with 02(two)coats of smoke grey synthetic enamel paint of approved brand including scraping,sand papering with all finishing works on MS surfaces of vent shaft cover at roof top encloser. Location:- Vent shaft MS surfaces Brand: Asian Paints/Berger/AkzoNable Measurement on actual surface area basis. | Sq.Ft. | 237.583 | 11.9 | Approved
SOUTHWINDS PROJECT LLP (PHASE - III & IV) | FINISHING PHASE - III | POP/PUTTY Work |  | WO/SP34/FW34/31 | Madhuban International | Gr. fl. POP & Putty work | Gr. fl. POP & Putty work |  | 0 | 0 | Approved
SOUTHWINDS PROJECT LLP (PHASE - III & IV) | FINISHING PHASE - III | POP/PUTTY Work |  | WO/SP34/FW34/31 | Madhuban International | POP | Providing and Applying Plaster of Paris with 1.5 mm thickness of approved manufacture to the wall including Scaffolding, preparing the surface, etc. all complete at Ground Floor area as per drawing and direction of Engineer-in-Charge. Brand : Druk or equivalent | Sq.Ft. | 4187.368 | 4.75 | Approved
SOUTHWINDS PROJECT LLP (PHASE - III & IV) | FINISHING PHASE - III | POP/PUTTY Work |  | WO/SP34/FW34/31 | Madhuban International | Putty | "Providing and Applying of 2mm thick Wall Putty on RCC Column, Ceiling , Beam side & Soffit surface at Gr floor area including grinding & rendering the surface filling cracks etc & including all material, Labour, scaffolding etc all complete as per drawing and direction of Engineer-in-Charge Brand of Putty: Asian / Berger /JK/ Birla White | Sq.Ft. | 8694.976 | 7 | Approved
SOUTHWINDS PROJECT LLP (PHASE - III & IV) | FINISHING PHASE - III | POP/PUTTY Work |  | WO/SP34/FW34/32 | JAHANGIR ALAM ENTERPRISE | Gr. fl. POP & Putty work. | Gr. fl. POP & Putty work. |  | 0 | 0 | Approved
SOUTHWINDS PROJECT LLP (PHASE - III & IV) | FINISHING PHASE - III | POP/PUTTY Work |  | WO/SP34/FW34/32 | JAHANGIR ALAM ENTERPRISE | POP | Providing and Applying Plaster of Paris with 1.5 mm thickness of approved manufacture to the wall including Scaffolding, preparing the surface, etc. all complete at Ground Floor area as per drawing and direction of Engineer-in-Charge. Brand : Druk or equivalent | Sq.Ft. | 3369.853 | 4.75 | Approved
SOUTHWINDS PROJECT LLP (PHASE - III & IV) | FINISHING PHASE - III | POP/PUTTY Work |  | WO/SP34/FW34/32 | JAHANGIR ALAM ENTERPRISE | Putty | Providing and Applying of 2mm thick Wall Putty on RCC Column, Ceiling , Beam side & Soffit surface at Gr floor area including grinding & rendering the surface filling cracks etc & including all material, Labour, scaffolding etc all complete as per drawing and direction of Engineer-in-Charge Brand of Putty: Asian / Berger /JK/ Birla White | Sq.Ft. | 5627.936 | 7 | Approved
SOUTHWINDS PROJECT LLP (PHASE - III & IV) | MEP PHASE - IV | Sewage Treatment Plant | Civil | WO/SP34/MW4/26 | Madhuban International | cement paint | "2 coats of cement paint Providing & Applying of two Coats of Cement Paint of approved brand (Snowcem/Duracem) and colour on wall, ceiling ,Beams and Column area including scrapping of wall surfaces, sand papering work, including necessary scaffolding, tools & tackles all complete at all level as per drawing & direction of direction of Engineer in Charge. Brand: Brand: Asian Paints/ICI/Berger"" " | Sq.Ft. | 10635 | 4.5 | Approved
Primarc Chambers | COMMON INFRASTRUCTURE | Consultancy Charges | OTHER CONSLUTANTS | WO/PCH/PC04/17 | JP GEO CONSULTANTS | CALIFORNIA BEARING RATIO TEST | Consultancy charges for CBR Test: 1.Mobilization of plant &equipment to the project site and demobilization after completion of field work. 2.Carrying out filed CBR test as per IS:2720 (3 Nos.) 3. Carrying out Routine laboratory like, Atterberg’s Limit, Grain size analysis test from collected sample (3 Nos) 4.Compilation of test data and submission of report along with graph, Chart etc.. in triplicate | Lump Sum | 1 | 22400 | Approved
The Ramdulari | OVERHEAD | Networking-Interiors |  | WO/RP/RP04/9 | ZED SECURITY SERVICES | CCTV Surveillance work | CCTV Surveillance work |  | 0 | 0 | Amended & Approved
The Ramdulari | OVERHEAD | Networking-Interiors |  | WO/RP/RP04/9 | ZED SECURITY SERVICES | HD Bullet | Supply HD Bullet Camera, 20 Mtr. 2 megapixel IP66, Turbo HD output upto 1920 x 1080p resolution with 3.6 mm lens upto 20 mtr IR distance Metal Body as per drawing and direction of Engineer-In-Charge. Make: Hikvision | Nos | 2 | 1375 | Approved
The Ramdulari | OVERHEAD | Networking-Interiors |  | WO/RP/RP04/9 | ZED SECURITY SERVICES | SMPS Power Supply | Supply and Installation of SMPS Power Supply as per drawing and direction of Engineer-In-Charge. Make: ERD | Nos | 3 | 245 | Approved
The Ramdulari | OVERHEAD | Networking-Interiors |  | WO/RP/RP04/9 | ZED SECURITY SERVICES | BNC Jack | Supply and Installation of BNC Jack as per drawing and direction of Engineer-In-Charge. | Nos | 4 | 30 | Approved
The Ramdulari | OVERHEAD | Networking-Interiors |  | WO/RP/RP04/9 | ZED SECURITY SERVICES | DC Jack | Supply and Installation of DC Jack as per drawing and direction of Engineer-In-Charge. | Nos. | 2 | 30 | Approved
The Ramdulari | OVERHEAD | Networking-Interiors |  | WO/RP/RP04/9 | ZED SECURITY SERVICES | Out Door JB | Supply and Installation of Out Door Weather proof Junction Box as per drawing and direction of Engineer-In-Charge. | Nos | 2 | 350 | Approved
The Ramdulari | OVERHEAD | Networking-Interiors |  | WO/RP/RP04/9 | ZED SECURITY SERVICES | RG-6 Video Cable | Supply and Installation of RG-6 Video Cable, as per drawing and direction of Engineer-In-Charge. (Measurement will be at per actual). Make: Finolex | Mtrs. | 120 | 28 | Approved
The Ramdulari | OVERHEAD | Networking-Interiors |  | WO/RP/RP04/9 | ZED SECURITY SERVICES | 2 Core Power Cable | Supply and Installation of 2 Core 1 Sq.mm Power Cable, as per drawing and direction of Engineer-In-Charge. (Measurement will be at per actual). Make: Polycab | Mtrs. | 72.5 | 38 | Approved
The Ramdulari | OVERHEAD | Networking-Interiors |  | WO/RP/RP04/9 | ZED SECURITY SERVICES | Conduit pipe | Supply & laying of PVC Conduit pipe 20mm -ISI-Suvishi-Qty at actual | Mtrs. | 50 | 35 | Approved
The Ramdulari | OVERHEAD | Networking-Interiors |  | WO/RP/RP04/9 | ZED SECURITY SERVICES | Installation & Commission | Testing, Installation & Commissioning Charges | Lot | 1 | 1500 | Approved
The Soul, Rajarhat | BLOCK | Fire Fighting |  |  |  | Escalation due to increase of material rate. | Escalation due to increase of material, rate as per annexure-1 | Lump Sum |  |  | Amended & Approved
The Soul, Rajarhat | BLOCK | Fire Fighting |  |  |  | Charges of Fire NOC | Charges of Fire NOC | Lump Sum |  |  | Approved
The Soul, Rajarhat | BLOCK | False Celling |  |  |  | Loading Unloading | Charges for loading Unloading as per drawing and direction of EIC. | Lump Sum |  |  | Approved
SOUTHWINDS PROJECT LLP (PHASE - III & IV) | FINISHING PHASE - IV | POP/PUTTY Work |  | WO/SP34/FW4/10 | Buildon Plasters Private Limited | Gypsum & putty- | Gypsum plaster (wall) & Gypsum-putty (Ceiling) application at Bl-14-Part-02 (All Flat, Lobby & Staircase ) as per B.O.Q & direction of EIC. |  | 0 | 0 | Approved
SOUTHWINDS PROJECT LLP (PHASE - III & IV) | FINISHING PHASE - IV | POP/PUTTY Work |  | WO/SP34/FW4/10 | Buildon Plasters Private Limited | Ceiling | Charges for Providing and Applying Gypsum & putty with 5 mm - 6 mm thickness to the ceiling ( on concrete surface ) including lifting, Scaffolding, preparing the surface, necessary hacking , grinding etc. all complete at all level as per drawing and direction of Engineer-in-Charge. Brand of Gypsum: Buildon Gypsum Brand of Putty: Asian / Berger /JK/ Birla White | Sq.Ft. | 99184 | 10.5 | Approved
SOUTHWINDS PROJECT LLP (PHASE - III & IV) | FINISHING PHASE - IV | POP/PUTTY Work |  | WO/SP34/FW4/10 | Buildon Plasters Private Limited | Wall | Charges for application of Gypsum Plaster on wall Surfaces between 10mm to 12mm thickness. Finish will be line, level and plumb on Surface including all lifting, Scaffolding, preparing the surface, necessary hacking , grinding , supply & application of fibre mesh etc. all complete at all level as per drawing and direction of Engineer-in-Charge. Brand of Gypsum: Buildon Gypsum | Sq.Ft. | 307212 | 11 | Approved
Primarc Chambers | OVERHEAD | Pest Control |  | WO/PCH/PC05/9 | Secura Infra Services Pvt. Ltd. | Mosquito Control treatment | Mosquito Control treatment (Work period - August 2023 to Dec 2023) |  | 0 | 0 | Approved
Primarc Chambers | OVERHEAD | Pest Control |  | WO/PCH/PC05/9 | Secura Infra Services Pvt. Ltd. | Mosquito Control treatment | Mosquito Control treatment at Site Premises: I. Larvae Control Treatment Spraying Chemical (Temiphos/Sumilarv) 3 times in Month. II. Adult Mosquito Control Treatment a. Spraying Chemical (CyphenothrinMalathion) 15 times in Month. b. Smoke Fogging (Cyphenothrin 5% EC/Deltamethrin 1.25% ULV) 15 times in Month at Project premises (Security Post, Marketing office, Site office, Store, Contractor office, Labour Hutment area & other necessary area at site where may be applicable) as per direction of Engineer in Charge | Months | 5 | 10500 | Approved
Primarc Chambers | OVERHEAD | Pest Control |  | WO/PCH/PC05/9 | Secura Infra Services Pvt. Ltd. | Labour Hutment | Mosquito Control treatment at Labour Hutment: I. Adult Mosquito Control Treatment a. Spraying Chemical (Landa-Cyhalothrin) 2 times in Month. at Labour Hutment as per direction of Engineer in Charge | Months | 5 | 1800 | Approved
The Soul, Rajarhat | BLOCK | Painting | Internal Painting | WO/HR01/BOK01/186 | ARTISAN | Daily labour | Charges for supply of daily Labour/ Painter as per direction of EIC. Working Hour: 8 Hr. including Launch | Nos | 50 | 650 | Amended & Approved
Primarc Chambers | PRE-CONSTRUCTION PHASE | Borewell Installation |  | WO/PCH/PC02/25 | D.S.P Pumps | Motor Repairing | Motor and Pump Repairing |  | 0 | 0 | Approved
Primarc Chambers | PRE-CONSTRUCTION PHASE | Borewell Installation |  | WO/PCH/PC02/25 | D.S.P Pumps | Winding Coil | Winding Coil | Set | 1 | 5500 | Approved
Primarc Chambers | PRE-CONSTRUCTION PHASE | Borewell Installation |  | WO/PCH/PC02/25 | D.S.P Pumps | Sleeve Bush | Sleeve Bush | Nos | 8 | 250 | Approved
Primarc Chambers | PRE-CONSTRUCTION PHASE | Borewell Installation |  | WO/PCH/PC02/25 | D.S.P Pumps | Top Bush | Top Bush | Nos | 1 | 380 | Approved
Primarc Chambers | PRE-CONSTRUCTION PHASE | Borewell Installation |  | WO/PCH/PC02/25 | D.S.P Pumps | Top Sleeve Bush | Top Sleeve Bush | Nos | 1 | 200 | Approved
Primarc Chambers | PRE-CONSTRUCTION PHASE | Borewell Installation |  | WO/PCH/PC02/25 | D.S.P Pumps | Labour Charges for motor winding and Pump Repair Charges | Labour Charges for motor winding and Pump Repair Charges | Lump Sum | 1 | 1200 | Approved
Primarc Chambers | PRE-CONSTRUCTION PHASE | Borewell Installation |  | WO/PCH/PC02/25 | D.S.P Pumps | Withdrawal, Installation, and Transportation of Pump | Withdrawal, Installation, and Transportation of Pump |  | 0 | 0 | Approved
Primarc Chambers | PRE-CONSTRUCTION PHASE | Borewell Installation |  | WO/PCH/PC02/25 | D.S.P Pumps | Withdrawing Defective Submersible Pump Set | Withdrawing Defective Submersible Pump Set | Set | 1 | 1900 | Approved
Primarc Chambers | PRE-CONSTRUCTION PHASE | Borewell Installation |  | WO/PCH/PC02/25 | D.S.P Pumps | Installation Hiring Pump Motor Set | Installation Hiring Pump Motor Set | Set | 1 | 1900 | Approved
Primarc Chambers | PRE-CONSTRUCTION PHASE | Borewell Installation |  | WO/PCH/PC02/25 | D.S.P Pumps | Withdrawing Hiring Submersible Pump Set | Withdrawing Hiring Submersible Pump Set | Set | 1 | 1900 | Approved
Primarc Chambers | PRE-CONSTRUCTION PHASE | Borewell Installation |  | WO/PCH/PC02/25 | D.S.P Pumps | Installation Repair Pump Motor Set | Installation Repair Pump Motor Set | Set | 1 | 1900 | Approved
Primarc Chambers | PRE-CONSTRUCTION PHASE | Borewell Installation |  | WO/PCH/PC02/25 | D.S.P Pumps | Hiring Charges (Maximum 5 Days) | Hiring Charges (Maximum 5 Days) | Lump Sum | 1 | 500 | Approved
Primarc Chambers | PRE-CONSTRUCTION PHASE | Borewell Installation |  | WO/PCH/PC02/25 | D.S.P Pumps | Up & Down Transportation Charges (New Motor and Hiring Pump Motor) | Up & Down Transportation Charges (Motor and Hiring Pump Motor) | Nos | 4 | 300 | Approved
The Soul, Rajarhat | OVERHEADS | Land Development |  |  |  | Dismantling Work of Substation and MS fencing work near Block -1 | Dismantling Work of Substation and MS fencing work near Bock -1 | Lump Sum |  |  | Draft
The Soul, Rajarhat | COMMON INFRASTRUCTURE | Land Development |  | WO/HR01/CIH01/100 | ADRIJA CONSTRUCTION | Dismantling Work of Substation and MS fencing work near Block -1 | Dismantling Work of Substation (RCC Structure) and MS fencing work near Block -1 along with cleaning the debris, separating deformed steel from concrete as per direction of Engineer-in-Charge. Approx Quantity:- 1.Earthwork excavation =100 cum 2.250mm Brick work=31cum 3.75mmthick PCC 1:3:6=8.5 cum 4.RCC M 25 =23 Cum 5.Rolling Shutter =1 Nos 6.MS gate =1 Nos | Lump Sum | 1 | 115000 | Approved
The Soul, Rajarhat | BASEMENT WITH PODIUM | Painting |  | WO/HR01/BP01/70 | ESSARCON | Arrow Marking | Parking Arrow Marking Providing and applying two coats of approved brand and colour Epoxy-Polyurethane Paint ( ShaliFloor SL 3EPU) over one coat of Epoxy Primer (ShaliPrime 2E) for making the Arrow with 75 mm width at Passage area for Movement/Entry / Exit. as per approved drawing & all complete as per direction of EIC. | Nos | 87 | 380 | Approved
SOUTHWINDS PROJECT LLP (PHASE - III & IV) | COMMON INFRASTRUCTURE - PHASE III & IV | Boundary Wall | Painting | WO/SP34/CI34/50 | ARTISAN | Painting Work at Boundary wall | Painting Work at Boundary wall |  | 0 | 0 | Amended & Approved
SOUTHWINDS PROJECT LLP (PHASE - III & IV) | COMMON INFRASTRUCTURE - PHASE III & IV | Boundary Wall | Painting | WO/SP34/CI34/50 | ARTISAN | Normal Weather Coat | Providing & Applying of One coat of approved primer followed by Two coat of Weather coat paint (Non Texture) of approved brand (Taupe wood color)on wall top surface area complete including surface preparation with all materials & Labour etc. all complete as per drawing and direction of Engineer-in-Charge. Brand: ICI/ Berger/ Dulux" Location - Coping top | Sq.Ft. | 1896.036 | 9.5 | Approved
SOUTHWINDS PROJECT LLP (PHASE - III & IV) | COMMON INFRASTRUCTURE - PHASE III & IV | Boundary Wall | Painting | WO/SP34/CI34/50 | ARTISAN | Texture Paint | "Providing & Applying of One coat of approved primer followed by Two coat of Weather coat paint(Texture) of approved brand (Taupe wood color)on wall surface area .complete including surface preparation with all materials & Labour etc. all complete as per drawing and direction of Engineer-in-Charge. Brand: ICI/ Berger/ Dulux Location - Wall / Elevation | Sq.Ft. | 8773.338 | 14.7 | Approved
CHANDANNAGAR COMMERCIAL | MAIN TOWER | Electrical | External Electrical | WO/GC01/GC01/7 | ELECTRO POWER | Air Terminal | Air Terminal |  | 0 | 0 | Approved
CHANDANNAGAR COMMERCIAL | MAIN TOWER | Electrical | External Electrical | WO/GC01/GC01/7 | ELECTRO POWER | Parallel connector | Parallel connector for (500mm air terminal) connecting two conductors in parallel manner. Material- StSt, with clamping range- Rd / Rd 7-10 mm & Complied as per Standard EN 62561-1.DEHN Part No - 306029 | Nos. | 17 | 120 | Approved
CHANDANNAGAR COMMERCIAL | MAIN TOWER | Electrical | External Electrical | WO/GC01/GC01/7 | ELECTRO POWER | Universal connector of Material | Universal connector of Material- StSt, with clamping range- 8-10mm, with truss head screw M10x35 mm & Complied as per Standard EN 62561-1.DEHN Part No - 315119 | Nos. | 20 | 65 | Approved
CHANDANNAGAR COMMERCIAL | MAIN TOWER | Electrical | External Electrical | WO/GC01/GC01/7 | ELECTRO POWER | Roof Conductor of Diameter Ø- 8 mm | Roof Conductor of Diameter Ø- 8 mm, Cross-section- 50 mm2, of Material- AlMgSi & Complied as per Standard EN 62561-2.DEHN Part No - 840008 | Mtrs. | 160 | 65 | Approved
CHANDANNAGAR COMMERCIAL | MAIN TOWER | Electrical | External Electrical | WO/GC01/GC01/7 | ELECTRO POWER | Conductor holder for Parapet wall/Side wall. Having height- 16 mm | Conductor holder for Parapet wall/Side wall. Having height- 16 mm, Thread of conductor holder- M8, Material of conductor holder- plastic, Conductor leading- loose, Conductor holder support Rd- 8 mm With accessories Screw and Gitty, Material SS (M5 x 50mm) DEHN Part No – 204002+036006 | Nos. | 150 | 35 | Approved
CHANDANNAGAR COMMERCIAL | MAIN TOWER | Electrical | External Electrical | WO/GC01/GC01/7 | ELECTRO POWER | Clamp for connection of round and flat conductors to fixed earthing terminals | Clamp for connection of round and flat conductors to fixed earthing terminals with thread M10 / M12 DEHN Part No - 478129 | Nos. | 5 | 200 | Approved
CHANDANNAGAR COMMERCIAL | MAIN TOWER | Electrical | External Electrical | WO/GC01/GC01/7 | ELECTRO POWER | GI flat (25x6mm) Strip. | GI flat (25x6mm) Strip. Having width- 25mm, Thickness- 6mm, Material- Hot dipped Galvanized Iron, Cross Section- 150 mm2. Coating thickness- Avg. 85 microns. & Complied as per IEC 62561-2. DEHN Part No – 021004. | Mtrs. | 25 | 70 | Approved
CHANDANNAGAR COMMERCIAL | MAIN TOWER | Electrical | External Electrical | WO/GC01/GC01/7 | ELECTRO POWER | GI strip holder of material | GI strip holder of material- GI, having height- 19mm, Slot Size- 25x6 mm. DEHN Part No – 055002. | Nos. | 10 | 30 | Approved
CHANDANNAGAR COMMERCIAL | MAIN TOWER | Electrical | External Electrical | WO/GC01/GC01/7 | ELECTRO POWER | Copper bonded rod with Low carbon steel | Copper bonded rod with Low carbon steel, high tensile strength copper bonded rod with min 254 microns of copper plating, UL listed with company name marked on rod. Diameter- 17.2 mm, Length- 3 meters, Material- Copper Bonded, Coating thickness- 250 micron,DEHN Part No – 062173. | Nos. | 5 | 1600 | Approved
CHANDANNAGAR COMMERCIAL | MAIN TOWER | Electrical | External Electrical | WO/GC01/GC01/7 | ELECTRO POWER | 20 kg backfilled compound | 20 kg backfilled compound, - Material Carbon based backfill/earthing compound, Fulgurite formation test at direct lightning (10/350 μs), lightning long duration test at- 100C No fulgurites/Pass, Environmentally Friendly ROHS certified, Resistivity- < 0.12, DEHN Part No – DEHNTerra. | Nos. | 5 | 600 | Approved
CHANDANNAGAR COMMERCIAL | MAIN TOWER | Electrical | External Electrical | WO/GC01/GC01/7 | ELECTRO POWER | StSt 316 grade clamp | StSt 316 grade clamp to terminate the load on earth electrode. DEHN Part No – 035001. | Nos. | 5 | 200 | Approved
CHANDANNAGAR COMMERCIAL | MAIN TOWER | Electrical | External Electrical | WO/GC01/GC01/7 | ELECTRO POWER | Poly plastic pit cover of material | Poly plastic pit cover of material- Polymer Body & Cover, Product Code- HEP, DEHN Part No – 057006. | Nos. | 5 | 400 | Approved
CHANDANNAGAR COMMERCIAL | MAIN TOWER | Electrical | External Electrical | WO/GC01/GC01/7 | ELECTRO POWER | GI flat (25x6mm) Strip | GI flat (25x6mm) Strip. Having width- 25mm, Thickness- 6mm, Material- Hot dipped Galvanized Iron, Cross Section- 150 mm2. Coating thickness- Avg. 85 microns. & Complied as per IEC 62561-2. DEHN Part No – 021004. | Mtrs. | 120 | 70 | Approved
The Ramdulari | OVERHEAD | Pest Control |  | WO/RP/RP04/7 | Legend Sanicure Private Limited | Integrated Mosquito control | Charges for Integrated Mosquito Control Services (Larva & Adult): For Entire project area (Including Labor Hutment). i) Anti Larval Treatment (Pest Covered- Mosquito Larvae): Chemical to be used- a) Baytex (Fenthion), Dosage- 0.75 ml/Ltr b) Chlorpyriphos, Dosage- 5ml/Ltr c) Diesel, Dosage-RTU Application will be as per annexure (8 treatments to be done in a month) ii) Anti Adult Space Spray (Pest Covered- Adult Mosquitos): Chemical to be used- a) Biflex (Bifenthrin), Dosage- 5-10 ml/Ltr b) Chlorpyriphos, Dosage- 10ml/Ltr c) Deltamethrin Flow (2.5% SC), Dosage- 8ml/Ltr Application will be as per annexure (13 treatments to be done in a month) iii) Hot Fogging: Chemical to be used- a) Kingfog (Deltamethrin 1.25% ULV), Dosage- 2ml/Ltr b) Biflex (Bifenthrin), Dosage- 5ml/Ltr Application will be as per annexure (13 treatments to be done in a month) (For Three Month Sept -Nov) | Months | 5 | 11500 | Approved
SOUTHWINDS PROJECT LLP (PHASE - III & IV) | OVERHEAD PHASE - III & IV | Security Expenditure |  | WO/SP34/OP34/18 | NIS MANAGEMENT LIMITED | Security Guard and Supervisor | Providing Security Supervisor & Guard @12 hr duty basis for full month including reliever | Days | 0 | 0 | Approved
SOUTHWINDS PROJECT LLP (PHASE - III & IV) | OVERHEAD PHASE - III & IV | Security Expenditure |  | WO/SP34/OP34/18 | NIS MANAGEMENT LIMITED | Security Supervisor | Providing Security Supervisor @12 hr duty basis for full month including reliever on weekly off days; Total holidays = 2 nos. Total Manpower = 2 nos. | Duties | 378 | 804 | Approved
SOUTHWINDS PROJECT LLP (PHASE - III & IV) | OVERHEAD PHASE - III & IV | Security Expenditure |  | WO/SP34/OP34/18 | NIS MANAGEMENT LIMITED | Security Guard | Providing Security Guard @12 hr duty basis for full month including reliever on weekly off days. Total holidays = 2 nos. Total Manpower = 11 nos. | Duties | 2351 | 713 | Approved
SOUTHWINDS PROJECT LLP (PHASE - III & IV) | MARKETING PHASE - III & IV | Security Expenditure |  | WO/SP34/MA34/9 | NIS MANAGEMENT LIMITED | Security Guard | Providing Security Guard @12 hr duty basis for full month including reliever on weekly off days. Total holidays = 2 nos. Total Manpower = 1 nos. | Duties | 186 | 713 | Approved
SOUTHWINDS PROJECT LLP (PHASE - III & IV) | OVERHEAD PHASE - III & IV | Housekeeping |  | WO/SP34/OP34/19 | Integrated Security Service | Housekeeping Boy | Providing Housekeeping boy at site office @8.5 hr duty basis; Total N.H Holidays = 2 nos.; Total Manpower = 1 nos. | Duties | 160 | 508 | Approved
SOUTHWINDS PROJECT LLP (PHASE - III & IV) | OVERHEAD PHASE - III & IV | Housekeeping |  | WO/SP34/OP34/20 | Secura Infra Services Pvt. Ltd. | Store Helper & HK boy | Store Helper & Housekeeping boy at site office | Duties | 0 | 0 | Approved
SOUTHWINDS PROJECT LLP (PHASE - III & IV) | OVERHEAD PHASE - III & IV | Housekeeping |  | WO/SP34/OP34/20 | Secura Infra Services Pvt. Ltd. | Store Helper | Providing Store Helper @8.5 hr duty basis; from 1st July'2023 to 31st Dec'2023 Total Holidays = 2 days; Total Manpower = 2 nos. | Duties | 320 | 542 | Approved
SOUTHWINDS PROJECT LLP (PHASE - III & IV) | OVERHEAD PHASE - III & IV | Housekeeping |  | WO/SP34/OP34/20 | Secura Infra Services Pvt. Ltd. | Housekeeping boy at site office | Providing Housekeeping boy at site office @8.5 hr duty basis; from 1st July'2023 to 31st Dec'2023 Total Holidays = 2 days; Total Manpower = 1 nos | Duties | 164 | 500 | Approved
SOUTHWINDS PROJECT LLP (PHASE - III & IV) | OVERHEAD PHASE - III & IV | Housekeeping |  | WO/SP34/OP34/20 | Secura Infra Services Pvt. Ltd. | Housekeeping boy at FM office | Providing Housekeeping boy at FM office @8.5 hr duty basis; from 1st July'2023 to 31st Dec'2023 Total Holidays = 2 days; Total Manpower = 1 nos | Duties | 189 | 526 | Approved
The Soul, Rajarhat | BASEMENT WITH PODIUM | Grill / Steel Work |  | WO/HR01/BP01/71 | Balajee Fire | Misc MS Work | Misc MS Work as per BOQ & direction of EIC. |  | 0 | 0 | Amended & Approved
The Soul, Rajarhat | BASEMENT WITH PODIUM | Grill / Steel Work |  | WO/HR01/BP01/71 | Balajee Fire | Misc MS Work | Providing & Fixing MS work (i)AC Duct Covering with 50x50x2.5 & 50x10 MS Flat (ii) Indoor Game MS Partition RHS 50x25x2.5,40x25x2.5 & Ms Plate 150x8 mm (iii) Monkey ladder in halth Lounge SHS 50x50x2.5 mm,MS Plate 250x6mm,75x75x6mm,ISMB 150x75 & MS Pipe 25mm Dia (iv) Banquet Door frame with SHS 100x100x6mm ,MS plate 250x12mm,150x12mm & MS C section 75x40x5mm (v) Above Roof Pump Room shade with 50x50x2.5 HS & 50x6mm MS plate (vi) Pet Park Railing MS Plate 50x6 & 50x10mm (vi) Podium Basement Pit Cover 3300x1800mm,3350x1770mm,1060x1060mm,2400x1650mm,1940x1900mm,2250x1350mm & 2250x1350mm ,Drain Angle 50x50x6 mm As per GFC Drawing including one coat of red oxide primer, transportation, lifting and fixing for all levels as per drawing and direction of EIC. | Kg | 4607.5 | 105 | Approved
The Soul, Rajarhat | BASEMENT WITH PODIUM | Grill / Steel Work |  | WO/HR01/BP01/71 | Balajee Fire | Fixing Charges of MS Work | Fixing Charges of MS C section as per BOQ & direction of EIC. | Kg | 458 | 40 | Approved
The Soul, Rajarhat | BLOCK | Grill / Steel Work |  | WO/HR01/BOK01/188 | Balajee Fire | Providing & Fixing of coated GI sheet with MS work as per BOQ and direction of EIC. | Fixing of GI coated GI sheet with MS work as per BOQ and direction of EIC. |  | 0 | 0 | Amended & Approved
The Soul, Rajarhat | BLOCK | Grill / Steel Work |  | WO/HR01/BOK01/188 | Balajee Fire | MS work | Providing & Fixing charges of MS work in Above Roof Pump Room shade with 50x50x2.5 HS & 50x6mm MS plate As per GFC Drawing including one coat of red oxide primer, transportation, lifting and fixing for all levels as per drawing and direction of EIC. Location -Tower 1 to 8 | Kg | 999 | 105 | Approved
The Soul, Rajarhat | BLOCK | Grill / Steel Work |  | WO/HR01/BOK01/188 | Balajee Fire | Gi Sheet | Providing & fixing of coated GI sheet with self-screw in Above Roof Pump Room, Stack Yard (Outside), security Room as per drawing and direction of engineer in charge. | Lump Sum | 1 | 150000 | Approved
Primarc Chambers | COMMON INFRASTRUCTURE | Solar Power Generation |  | WO/PCH/PC04/18 | SOLARTRON | Design, drawing, Supplying , Transportation to site, installation , testing , Commissioning of 10.8 KWP Roof Top Solar panel | Design, drawing, Supplying , Transportation to site, installation , testing , Commissioning of 10.8 KWP Roof Top Solar panel including all allied equipments and accessories to complte the system as required in all respect. |  | 0 | 0 | Approved
Primarc Chambers | COMMON INFRASTRUCTURE | Solar Power Generation |  | WO/PCH/PC04/18 | SOLARTRON | Supply of AC Distribution Board, Cables, Earthing & Accessories 1. Polycarbonate IP-65 Protected Box Array Junction Box (AJB), SPD, DC Fuse, 2. Grid interfacing panel (GIP) 3. Solar DC Cable(1 C X 4.0 Sq mm Copper Cable) 4. AC Cable( 4C x 6.0 Sqmm | Supply of AC Distribution Board, Cables, Earthing & Accessories 1. Polycarbonate IP-65 Protected Box Array Junction Box (AJB), SPD, DC Fuse, 2. Grid interfacing panel (GIP) 3. Solar DC Cable(1 C X 4.0 Sq mm Copper Cable) 4. AC Cable( 4C x 6.0 Sqmm AR AL Cable) 5. MMS PVC Conduit Pipes (25mm + Elbows + Tees) 6. Earthing cable PVC insulated Aluminium single core Green Colour ( 1 C X 16 Sq mm AL unarmoured Cable) 7. Miscellaneous electrical hardware - Cable ties, MC4 Connector, Plastic gland, lux pin, indicator, Saddles etc. | Lot | 1 | 48438 | Approved
Primarc Chambers | COMMON INFRASTRUCTURE | Solar Power Generation |  | WO/PCH/PC04/18 | SOLARTRON | Supply of mechanical works-Hot dip galvanized mechanical structure, stainless steel nut+bolt+washer and Anchor fasteners ass per approved dwg. T&C direction of EIC. | Supply of mechanical works-Hot dip galvanized mechanical structure, stainless steel nut+bolt+washer and Anchor fasteners ass per approved dwg. T&C direction of EIC. | Set | 1 | 71944 | Approved
Primarc Chambers | COMMON INFRASTRUCTURE | Solar Power Generation |  | WO/PCH/PC04/18 | SOLARTRON | Design, Installation, Testing and Commissioning | Design, Installation, Testing and Commissioning | Lump Sum | 1 | 45954 | Approved
Primarc Chambers | COMMON INFRASTRUCTURE | Solar Power Generation |  | WO/PCH/PC04/18 | SOLARTRON | Supply of Solar Photovoltaic half cut MONO PERC - Solar Panel | Supply of Solar Photovoltaic half cut MONO PERC - Solar Panel (20 Nos@540 Wp each) as per approved Dwg. T&C, direction of EIC. | Lot | 1 | 322920 | Approved
Primarc Chambers | COMMON INFRASTRUCTURE | Solar Power Generation |  | WO/PCH/PC04/18 | SOLARTRON | Supply of 10 KW, 3-Phase, 400-440VAC Solar Grid tied Inverter | Supply of 10 KW, 3-Phase, 400-440VAC Solar Grid tied Inverter as per approved Dwg. T&C, direction of EIC. | Set | 1 | 71300 | Approved
Primarc Chambers | COMMON INFRASTRUCTURE | Solar Power Generation |  | WO/PCH/PC04/18 | SOLARTRON | Supply of Zero export relay and Bi directional Meter | Supply of Zero export relay and Bi directional Meter as per approved Dwg. T&C, direction of EIC. | Set | 1 | 13800 | Approved
SOUTHWINDS PROJECT LLP (PHASE - III & IV) | FINISHING PHASE - III | Grill / Steel Work |  | WO/SP34/FW34/33 | PROTECH ENGINEERS | Vent shaft fencing ( Gate) | Providing, fabricating and installation of PVC Chain Link Fencing Fencing will be made of, PVC chain link, including frame work with MS Angle-ISA- 50x50x6mm as main structure; in the intermediate section M.S Flat- 40x6mm and Clit made with M.S. Flat 40x3 mm including One Coat of Red Oxide Primer with 2 Coat Synthetic Enamel Paint of approved manufacture at all MS section, Gas Set, Welding set all Machinery, all tools & tackles and lifting, loading -unloading charges as per direction of Engineer-in-charge. Bottle Hinge & Lock arrangement are in contractor scope. Opening Size 1.1800X2100-02 Nos 2.1225x2100-01No 3.1100x2100-01 No 4.1600x2100-01 No " | Sq.Ft. | 167.714 | 285 | Approved
SOUTHWINDS PROJECT LLP (PHASE - III & IV) | OVERHEAD PHASE - III & IV | Electrician |  | WO/SP34/OP34/21 | Secura Infra Services Pvt. Ltd. | Electrician | Providing Electrician @8.5 hr duty basis; from 1st July'2023 to 31st Dec'2023 Total holidays = 2; Total Manpower = 1 nos. | Duties | 167 | 492 | Amended & Approved
SOUTHWINDS PROJECT LLP (PHASE - III & IV) | MARKETING PHASE - III & IV | Housekeeping |  | WO/SP34/MA34/10 | Secura Infra Services Pvt. Ltd. | Housekeeping staff | Providing Housekeeping staff @8.5 hr duty basis for full month including reliever on weekly off days; Total holidays = 2 nos. Total Manpower = 2 nos. | Duties | 366 | 500 | Approved
SOUTHWINDS PROJECT LLP (PHASE - III & IV) | FINISHING PHASE - IV | AC Ledge Works |  | WO/SP34/FW4/8 | PROTECH ENGINEERS | Bl-14-Part-02 | Bl-14-Part-02 -(G+18) A.C Ledge Railing | Kg | 5148.878 | 104 | Approved
SOUTHWINDS PROJECT LLP (PHASE - III & IV) | FINISHING PHASE - IV | Grill / Steel Work |  | WO/SP34/FW4/9 | PROTECH ENGINEERS | Bl-14-Part-02 | Bl-14-Part-02 -(G+18) M.S Balcony Railing & Fire Refuge Railing | Kg | 6224.19 | 104 | Approved
SOUTHWINDS PROJECT LLP (PHASE - III & IV) | FINISHING PHASE - IV | Grill / Steel Work |  | WO/SP34/FW4/9 | PROTECH ENGINEERS | Bl-14-Part-02. | Bl-14-Part-02 -(G+18) Stair Railing | Kg | 2760.42 | 102 | Approved
SOUTHWINDS PROJECT LLP (PHASE - III & IV) | FINISHING PHASE - IV | Grill / Steel Work |  | WO/SP34/FW4/9 | PROTECH ENGINEERS | Bl-14-Part-02. | Bl-14-Part-02 -(G+18) MS Door and Ladder at Roof & Meter room Gate | Kg | 573.678 | 106 | Approved
SOUTHWINDS PROJECT LLP (PHASE - III & IV) | FINISHING PHASE - IV | Grill / Steel Work |  | WO/SP34/FW4/9 | PROTECH ENGINEERS | Bl-14-Part-02. | Bl-14-Part-02 -(G+18) Ramp Railing | Kg | 78 | 104 | Approved
SOUTHWINDS PROJECT LLP (PHASE - III & IV) | FINISHING PHASE - IV | Grill / Steel Work |  | WO/SP34/FW4/9 | PROTECH ENGINEERS | Parapet Railing | Fabrication & erection of Parapet Railing made with 50x50 CHS handrail (horizontal at top) & 25 CHS at middle of 2 layer, 30x6 ms flat as vertical post, lugs all complete, including cost of one coat of Epoxy based primer, transportation and loading-unloading at roof floor level as per drawing and direction of Engineer-in-Charge. Location:- Roof level |  | 0 | 0 | Amended & Approved
SOUTHWINDS PROJECT LLP (PHASE - III & IV) | FINISHING PHASE - IV | Grill / Steel Work |  | WO/SP34/FW4/9 | PROTECH ENGINEERS | Bl-14-Part-02 | Bl-14-Part-02 -(G+18) Parapet Railing | Kg | 259.526 | 104 | Approved
SOUTHWINDS PROJECT LLP (PHASE - III & IV) | MEP PHASE - III | External Electrical | Electrical | WO/SP34/MW34/32 | M.A. ENTERPRISE | Light point wiring | Providing and installation of Light point wiring at different area including supply of PVC conduit & accessories as per drawing and direction of Engineer in-charge. Light, wire/cable, switches and Modular Box will be supplied by client. | Nos | 0 |  | Approved
SOUTHWINDS PROJECT LLP (PHASE - III & IV) | MEP PHASE - III | External Electrical | Electrical | WO/SP34/MW34/32 | M.A. ENTERPRISE | light fixture | Installation, Testing , Commissioning of following type of light fixture with lamp including supply of all consumable materials by the contractor, etc as required to complete in all respect. |  | 0 | 0 | Approved
SOUTHWINDS PROJECT LLP (PHASE - III & IV) | MEP PHASE - III | External Electrical | Electrical | WO/SP34/MW34/32 | M.A. ENTERPRISE | Panel Board on wall/ground | Installation, Testing and Commissioning of following type of Panel Board on wall/ground complete with supply of anchor fastner, nult, bolt etc complete as required. |  | 0 | 0 | Approved
SOUTHWINDS PROJECT LLP (PHASE - III & IV) | MEP PHASE - III | External Electrical | Electrical | WO/SP34/MW34/32 | M.A. ENTERPRISE | calling Bell with Indication Lamp | Installation, Testing and Commissioning of industrial type calling Bell with Indication Lamp on wall complete with supply of anchor fastner, nult, bolt , screw, etc complete as required. as per drawing and direction of Engineer in-charge. | Nos | 5 | 350 | Approved
SOUTHWINDS PROJECT LLP (PHASE - III & IV) | MEP PHASE - III | External Electrical | Electrical | WO/SP34/MW34/32 | M.A. ENTERPRISE | Cable | Receiving & Laying of following size 1.1 KV grade PVC / XLPE insulated and sheathed power cable on Surface, existing trench / pipe / conduit etc. including supplly of GI saddle,clamp, screw etc as required to complte in all respect . 2 Core 1.5 sq.mm. Cu Armoured/Unarmoured Cable - 426 Mtr., 3 Core 1.5 sq.mm. Cu. Armoured/Unarmoured Cable - 2284 Mtr., 4 Core 2.5 sq.mm. Cu. Armoured/Unarmoured with 2Cx x1.5 sq.mm. Cu Wire for MLCP - 1075 Mtr. | RMT | 3631.5 | 14 | Amended & Approved
SOUTHWINDS PROJECT LLP (PHASE - III & IV) | MEP PHASE - III | External Electrical | Electrical | WO/SP34/MW34/32 | M.A. ENTERPRISE | Cable layng | Receiving & Laying of following size of 1.1 KV grade PVC / XLPE insulated and sheathed power cable in existing trench /undergroud/ pipe / conduit etc. as required to complete in all respect. |  | 0 | 0 | Approved
SOUTHWINDS PROJECT LLP (PHASE - III & IV) | MEP PHASE - III | External Electrical | Electrical | WO/SP34/MW34/32 | M.A. ENTERPRISE | Making end termination | Supply & Making end termination with DC brass compression gland and aluminium crimping type lugs of following size XLPE/PVC insulated & sheathedAL/CU conductor cable complete as required to complete in all respect. Extra holes made in gland plate to be cl |  | 0 | 0 | Approved
SOUTHWINDS PROJECT LLP (PHASE - III & IV) | MEP PHASE - III | External Electrical | Electrical | WO/SP34/MW34/32 | M.A. ENTERPRISE | PVC rigid conduit | Supply and Laying of following sizes PVC rigid conduit with all accessories at Wall on Surface/ recess or ceiling for MLCP/landscape light / PHE Pump control CKT as per drawing and direction of Engineer in-charge. |  | 0 | 0 | Approved
SOUTHWINDS PROJECT LLP (PHASE - III & IV) | MEP PHASE - III | External Electrical | Electrical | WO/SP34/MW34/32 | M.A. ENTERPRISE | MCB Distribution Board | Installation, Testing , Commissioning of following sizes of single pole / three pole and neutral, double door MCB Distribution Board in sheet steel, 240 / 415 V, on surface / recess, complete with tinned copper bus bar, neutral bus bar, earth bar, din bar |  | 0 | 0 | Approved
SOUTHWINDS PROJECT LLP (PHASE - III & IV) | MEP PHASE - III | External Electrical | Electrical | WO/SP34/MW34/32 | M.A. ENTERPRISE | G.I. pipe type earth station | Installation of G.I. pipe type earth station complete with supply of 50mm dia 3 mtrs. Long G.I. pipe, salt charcoal, watering chamber and pipe and all other materials as per enclosed drawing and IS 3043. Construction of pit chamber including supply of civ | Nos | 2 | 4400 | Approved
SOUTHWINDS PROJECT LLP (PHASE - III & IV) | MEP PHASE - III | External Electrical | Electrical | WO/SP34/MW34/32 | M.A. ENTERPRISE | G.I. strip | Supply & Fixing of following sizes of G.I. strip from earth pit to main distribution panel earth bus including G.I. bar saddles located at a distance not less than 600mm from each other and all hardwares |  | 0 | 0 | Approved
SOUTHWINDS PROJECT LLP (PHASE - III & IV) | MEP PHASE - III | External Electrical | Electrical | WO/SP34/MW34/32 | M.A. ENTERPRISE | 50W LED Flood Light | 50W LED Flood Light above roof | Nos | 4 | 80 | Approved
SOUTHWINDS PROJECT LLP (PHASE - III & IV) | MEP PHASE - III | External Electrical | Electrical | WO/SP34/MW34/32 | M.A. ENTERPRISE | Tree Up Lighter | Tree Up Lighter | Nos | 13 | 80 | Approved
SOUTHWINDS PROJECT LLP (PHASE - III & IV) | MEP PHASE - III | External Electrical | Electrical | WO/SP34/MW34/32 | M.A. ENTERPRISE | Aviation Light above roof | Aviation Light above roof | Nos | 0 |  | Approved
SOUTHWINDS PROJECT LLP (PHASE - III & IV) | MEP PHASE - III | External Electrical | Electrical | WO/SP34/MW34/32 | M.A. ENTERPRISE | Bollard Light Fixture | Bollard Light Fixture | Nos | 10 | 300 | Approved
SOUTHWINDS PROJECT LLP (PHASE - III & IV) | MEP PHASE - III | External Electrical | Electrical | WO/SP34/MW34/32 | M.A. ENTERPRISE | LED Wall Light Fixture | LED Wall Light Fixture | Nos | 20 | 80 | Approved
SOUTHWINDS PROJECT LLP (PHASE - III & IV) | MEP PHASE - III | External Electrical | Electrical | WO/SP34/MW34/32 | M.A. ENTERPRISE | 4.5 Mtr. Long 45 watt LED pole light fixture. | 4.5 Mtr. Long 45 watt LED pole light fixture. (Foundation & associated civil works are excluded.) | Nos | 15 | 1200 | Approved
SOUTHWINDS PROJECT LLP (PHASE - III & IV) | MEP PHASE - III | External Electrical | Electrical | WO/SP34/MW34/32 | M.A. ENTERPRISE | LED Strip Light | LED Strip Light | RMT | 15 | 20 | Approved
SOUTHWINDS PROJECT LLP (PHASE - III & IV) | MEP PHASE - III | External Electrical | Electrical | WO/SP34/MW34/32 | M.A. ENTERPRISE | DG Distribution Panel Board for Block - 11 | DG Distribution Panel Board for Block - 11 | Nos | 1 | 2500 | Approved
SOUTHWINDS PROJECT LLP (PHASE - III & IV) | MEP PHASE - III | External Electrical | Electrical | WO/SP34/MW34/32 | M.A. ENTERPRISE | DG Distribution Panel Board for Block - 12 | DG Distribution Panel Board for Block - 12 | Nos | 1 | 2500 | Approved
SOUTHWINDS PROJECT LLP (PHASE - III & IV) | MEP PHASE - III | External Electrical | Electrical | WO/SP34/MW34/32 | M.A. ENTERPRISE | Common Service Panel Board for Block - 11 | Common Service Panel Board for Block - 11 | Nos | 1 | 2500 | Approved
SOUTHWINDS PROJECT LLP (PHASE - III & IV) | MEP PHASE - III | External Electrical | Electrical | WO/SP34/MW34/32 | M.A. ENTERPRISE | Common Service Panel Board for Block - 12 | Common Service Panel Board for Block - 12 | Nos | 1 | 2500 | Approved
SOUTHWINDS PROJECT LLP (PHASE - III & IV) | MEP PHASE - III | External Electrical | Electrical | WO/SP34/MW34/32 | M.A. ENTERPRISE | 100 Amp,4pole, MCCB with encloser. | 100 Amp,4pole, MCCB with encloser. | Nos | 2 | 250 | Approved
SOUTHWINDS PROJECT LLP (PHASE - III & IV) | MEP PHASE - III | External Electrical | Electrical | WO/SP34/MW34/32 | M.A. ENTERPRISE | Valve Control Panel for PHE at Roof | Valve Control Panel for PHE at Roof | Nos | 5 | 250 | Approved
SOUTHWINDS PROJECT LLP (PHASE - III & IV) | MEP PHASE - III | External Electrical | Electrical | WO/SP34/MW34/32 | M.A. ENTERPRISE | Control Panel for Booster Pump. | Control Panel for Booster Pump. | Nos | 2 | 250 | Approved
SOUTHWINDS PROJECT LLP (PHASE - III & IV) | MEP PHASE - III | External Electrical | Electrical | WO/SP34/MW34/32 | M.A. ENTERPRISE | Control Panel for Rain Water harvesting Pump. | Control Panel for Rain Water harvesting Pump. | Nos | 1 | 250 | Approved
SOUTHWINDS PROJECT LLP (PHASE - III & IV) | MEP PHASE - III | External Electrical | Electrical | WO/SP34/MW34/32 | M.A. ENTERPRISE | 4 Core 6.0 Sqmm Aluminium Armoured A2XFY cable | 4 Core 6.0 Sqmm Aluminium Armoured A2XFY cable | RMT | 102 | 25 | Approved
SOUTHWINDS PROJECT LLP (PHASE - III & IV) | MEP PHASE - III | External Electrical | Electrical | WO/SP34/MW34/32 | M.A. ENTERPRISE | 3.5 Core 35.0 Sqmm Aluminium Armoured A2XFY cable | 3.5 Core 35.0 Sqmm Aluminium Armoured A2XFY cable | RMT | 81 | 40 | Approved
SOUTHWINDS PROJECT LLP (PHASE - III & IV) | MEP PHASE - III | External Electrical | Electrical | WO/SP34/MW34/32 | M.A. ENTERPRISE | 1 Core 35.0 Sqmm CU Unarmoured cable | 1 Core 35.0 Sqmm CU Unarmoured cable | RMT | 99.2 | 25 | Approved
SOUTHWINDS PROJECT LLP (PHASE - III & IV) | MEP PHASE - III | External Electrical | Electrical | WO/SP34/MW34/32 | M.A. ENTERPRISE | 3.5 Core 70.0 Sqmm Aluminium Armoured A2XFY cable | 3.5 Core 70.0 Sqmm Aluminium Armoured A2XFY cable | RMT | 390 | 40 | Approved
SOUTHWINDS PROJECT LLP (PHASE - III & IV) | MEP PHASE - III | External Electrical | Electrical | WO/SP34/MW34/32 | M.A. ENTERPRISE | 4C x 2.5 sq.mm. Copper Armoured cable | 4C x 2.5 sq.mm. Copper Armoured cable | Nos | 48 | 130 | Approved
SOUTHWINDS PROJECT LLP (PHASE - III & IV) | MEP PHASE - III | External Electrical | Electrical | WO/SP34/MW34/32 | M.A. ENTERPRISE | 4C x 6.0 sq.mm. copper Armoured cable | 4C x 6.0 sq.mm. copper Armoured cable | Nos | 6 | 160 | Approved
SOUTHWINDS PROJECT LLP (PHASE - III & IV) | MEP PHASE - III | External Electrical | Electrical | WO/SP34/MW34/32 | M.A. ENTERPRISE | 4 C x 35.0 sq.mm. Copper Armoured cable | 4 C x 35.0 sq.mm. Copper Armoured cable | Nos | 8 | 350 | Approved
SOUTHWINDS PROJECT LLP (PHASE - III & IV) | MEP PHASE - III | External Electrical | Electrical | WO/SP34/MW34/32 | M.A. ENTERPRISE | 3.5 C x 35.0 sq.mm. Aluminium Armoured cable | 3.5 C x 35.0 sq.mm. Aluminium Armoured cable | Nos | 12 | 310 | Approved
SOUTHWINDS PROJECT LLP (PHASE - III & IV) | MEP PHASE - III | External Electrical | Electrical | WO/SP34/MW34/32 | M.A. ENTERPRISE | 3.5 C x 70.0 sq.mm. Aluminium Armoured cable | 3.5 C x 70.0 sq.mm. Aluminium Armoured cable | Nos | 8 | 450 | Approved
SOUTHWINDS PROJECT LLP (PHASE - III & IV) | MEP PHASE - III | External Electrical | Electrical | WO/SP34/MW34/32 | M.A. ENTERPRISE | 25 mm dia, MMS PVC conduit | 25 mm dia, MMS PVC conduit | RMT | 1682 | 40 | Approved
SOUTHWINDS PROJECT LLP (PHASE - III & IV) | MEP PHASE - III | External Electrical | Electrical | WO/SP34/MW34/32 | M.A. ENTERPRISE | 6 way TPN DB | 6 way TPN DB (Roof) | Nos | 2 | 800 | Approved
SOUTHWINDS PROJECT LLP (PHASE - III & IV) | MEP PHASE - III | External Electrical | Electrical | WO/SP34/MW34/32 | M.A. ENTERPRISE | (2+12) Way SPN DB | (2+12) Way SPN DB (Landscape) | Nos | 2 | 600 | Approved
SOUTHWINDS PROJECT LLP (PHASE - III & IV) | MEP PHASE - III | External Electrical | Electrical | WO/SP34/MW34/32 | M.A. ENTERPRISE | 8 way VTPN DB | 8 way VTPN DB | Nos | 1 | 800 | Approved
SOUTHWINDS PROJECT LLP (PHASE - III & IV) | MEP PHASE - III | External Electrical | Electrical | WO/SP34/MW34/32 | M.A. ENTERPRISE | 4 way VTPN DB | 4 way VTPN DB | Nos | 2 | 700 | Approved
SOUTHWINDS PROJECT LLP (PHASE - III & IV) | MEP PHASE - III | External Electrical | Electrical | WO/SP34/MW34/32 | M.A. ENTERPRISE | 4 Pole MCB with encloser box. | 4 Pole MCB with encloser box. | Nos | 15 | 250 | Approved
SOUTHWINDS PROJECT LLP (PHASE - III & IV) | MEP PHASE - III | External Electrical | Electrical | WO/SP34/MW34/32 | M.A. ENTERPRISE | 40 X 6 MM GI strip | 40 X 6 MM GI strip | RMT | 32.2 | 180 | Approved
SOUTHWINDS PROJECT LLP (PHASE - III & IV) | MEP PHASE - III | External Electrical | Electrical | WO/SP34/MW34/32 | M.A. ENTERPRISE | 25 X 6 MM GI strip | 25 X 6 MM GI strip | RMT | 44 | 130 | Approved
Primarc Chambers | COMMON INFRASTRUCTURE | Consultancy Charges | OTHER CONSLUTANTS | WO/PCH/PC04/19 | PLURAL STUDIO LLP | Consultancy Service for Wayfinding and Signage work as per attached annexure. | Consultancy Service for Wayfinding and Signage work as per attached annexure. | Lump Sum | 1 | 400000 | Approved
Primarc Chambers | COMMON INFRASTRUCTURE | Consultancy Charges | OTHER CONSLUTANTS | WO/PCH/PC04/19 | PLURAL STUDIO LLP | Consultancy Service for Environmental Graphic Design and Artwork as per attached annexure. | Consultancy Service for Environmental Graphic Design and Artwork as per attached annexure. | Lump Sum | 1 | 300000 | Approved
SOUTHWINDS PROJECT LLP (PHASE - III & IV) | FINISHING PHASE - III | External Painting |  | WO/SP34/FW34/17 | ARTISAN | Decorative Wall | Providing and Applying of Paint at External Surface of the Building with approved colour as mentioned in the drawing including all material, scaffolding (Jhula Bhara/Gandola), lifting of the material, loading-unloading charges all complete as per direction of Engineer -in-Charge. Brand: ICI/Nerolac/Asian Paints. Location:-texture paint at entrance lobby shaft of BL-11-Decorative Wall |  | 0 | 0 | Approved
SOUTHWINDS PROJECT LLP (PHASE - III & IV) | FINISHING PHASE - III | External Painting |  | WO/SP34/FW34/17 | ARTISAN | Touch up putty | Touch up putty on plastered surface | Sq.Mtr. | 285.23 | 18.5 | Approved
SOUTHWINDS PROJECT LLP (PHASE - III & IV) | FINISHING PHASE - III | External Painting |  | WO/SP34/FW34/17 | ARTISAN | putty on groove area | Applying of putty on groove area | RMT | 341.322 | 36 | Approved
SOUTHWINDS PROJECT LLP (PHASE - III & IV) | FINISHING PHASE - III | External Painting |  | WO/SP34/FW34/17 | ARTISAN | one coat alkali primer | Applying of one coat alkali primer on entire area | Sq.Mtr. | 285.23 | 30 | Approved
SOUTHWINDS PROJECT LLP (PHASE - III & IV) | FINISHING PHASE - III | External Painting |  | WO/SP34/FW34/17 | ARTISAN | ape on groove line | Fixing of tape on groove line | RMT | 341.322 | 46 | Approved
SOUTHWINDS PROJECT LLP (PHASE - III & IV) | FINISHING PHASE - III | External Painting |  | WO/SP34/FW34/17 | ARTISAN | small bubble spray texture | Applying of small bubble spray texture | Sq.Mtr. | 285.23 | 145 | Approved
SOUTHWINDS PROJECT LLP (PHASE - III & IV) | FINISHING PHASE - III | External Painting |  | WO/SP34/FW34/17 | ARTISAN | Removal of tape | Removal of tape from groove line | RMT | 341.322 | 14 | Approved
SOUTHWINDS PROJECT LLP (PHASE - III & IV) | FINISHING PHASE - III | External Painting |  | WO/SP34/FW34/17 | ARTISAN | exterior acrylic paint | Applying of two coat of exterior acrylic paint on panels & grooves | Sq.Mtr. | 285.23 | 130 | Approved
SOUTHWINDS PROJECT LLP (PHASE - III & IV) | FINISHING PHASE - III | External Painting |  | WO/SP34/FW34/17 | ARTISAN | Non Decorative Wall | Providing and Applying of Paint at External Surface of the Building with approved colour as mentioned in the drawing including all material, scaffolding (Jhula Bhara/Gandola), lifting of the material, loading-unloading charges all complete as per direction of Engineer -in-Charge. Brand: ICI/Nerolac/Asian Paints. Location:-texture paint at entrance lobby shaft of BL-11- Non Decorative Wall ( Side Wall & Beams etc.) |  | 0 | 0 | Approved
SOUTHWINDS PROJECT LLP (PHASE - III & IV) | FINISHING PHASE - III | External Painting |  | WO/SP34/FW34/17 | ARTISAN | one coat alkali primer | Applying of one coat alkali primer on entire area | Sq.Mtr. | 358.165 | 30 | Approved
SOUTHWINDS PROJECT LLP (PHASE - III & IV) | FINISHING PHASE - III | External Painting |  | WO/SP34/FW34/17 | ARTISAN | small bubble spray texture | Applying of small bubble spray texture | Sq.Mtr. | 358.165 | 145 | Approved
SOUTHWINDS PROJECT LLP (PHASE - III & IV) | FINISHING PHASE - III | External Painting |  | WO/SP34/FW34/17 | ARTISAN | two coat of exterior acrylic paint | Applying of two coat of exterior acrylic paint | Sq.Mtr. | 358.165 | 100 | Approved
SOUTHWINDS PROJECT LLP (PHASE - III & IV) | HARDSCAPE & LANDSCAPE PHASE - III | Hardscape | Flooring Work | WO/SP34/HL34/4 | JYOTI TILES LLP | Hardscape Finishing work | Hardscape Finishing work |  | 0 | 0 | Approved
SOUTHWINDS PROJECT LLP (PHASE - III & IV) | HARDSCAPE & LANDSCAPE PHASE - III | Hardscape | Flooring Work | WO/SP34/HL34/4 | JYOTI TILES LLP | Kota | Laying charges of Kota Stone flooring with mortar over a bed of 35-45 mm thick cement mortar (1:4) joints filled with white/Grey cement slurry pigmented to match including all finishing & Cleaning as per drawing and direction of Engineer-In-Charge. Only Kota Stone and Cement will be supplied by Client. Location: Pathway(Kid's play & Pet relieving area) | Sq.Ft. | 1370.236 | 60 | Approved
SOUTHWINDS PROJECT LLP (PHASE - III & IV) | HARDSCAPE & LANDSCAPE PHASE - III | Hardscape | Flooring Work | WO/SP34/HL34/4 | JYOTI TILES LLP | Granite Flooring | Fixing of Granite Flooring over a bed of 35-40 mm thick cement mortar (1:4) joints filled with Grey/ white cement slurry pigmented to match including all finishing as per drawing and direction of Engineer-In-Charge. (Only Cement & Granite will be supplied by client. Location: Seating top | Sq.Ft. | 72.485 | 60 | Approved
SOUTHWINDS PROJECT LLP (PHASE - III & IV) | HARDSCAPE & LANDSCAPE PHASE - III | Hardscape | Flooring Work | WO/SP34/HL34/4 | JYOTI TILES LLP | Granite Coping | Fixing of Granite facia/coping over a bed of 35-40 mm thick cement mortar (1:4) joints filled with Grey/ white cement slurry pigmented to match including all finishing as per drawing and direction of Engineer-In-Charge. (Only Cement & Granite will be supplied by client. Location: Seating facia | Rft | 70.323 | 48 | Approved
SOUTHWINDS PROJECT LLP (PHASE - III & IV) | HARDSCAPE & LANDSCAPE PHASE - III | Hardscape | Flooring Work | WO/SP34/HL34/4 | JYOTI TILES LLP | Moulding | Finishing of moulding(top edge only) in Cladding and filled the same with Cementous Polymer grout of approved brand; Location-Seating top | Rft | 70.323 | 33 | Approved
SOUTHWINDS PROJECT LLP (PHASE - III & IV) | HARDSCAPE & LANDSCAPE PHASE - III | Hardscape | Flooring Work | WO/SP34/HL34/4 | JYOTI TILES LLP | Groove making | Making 3 mm X 6 mm or any size Groove at every joint of Flooring by machine; Location-Pathway Kota | Rft | 585.939 | 13 | Approved
SOUTHWINDS PROJECT LLP (PHASE - III & IV) | HARDSCAPE & LANDSCAPE PHASE - III | Hardscape | Flooring Work | WO/SP34/HL34/4 | JYOTI TILES LLP | grouting | Making 6 mm X 10 mm Groove in Cladding and filled the same with Cementous Polymer grout of approved brand and necessary as per EIC; Location-Seating top | Rft | 70.323 | 15 | Approved
SOUTHWINDS PROJECT LLP (PHASE - III & IV) | OVERHEAD PHASE - III & IV | AMC and Services |  | WO/SP34/OP34/22 | AQUATAKE SERVICE CENTRE | Comprehensive Annual Maintenance | Comprehensive Annual Maintenance Contract for Water Purifier Model: KENT ELITE PLUS NEW-50 litres ( KR2204039529) (Period: 04.09.2023 to 03.09.2023) | Nos | 1 | 8000 | Approved
SOUTHWINDS PROJECT LLP (PHASE - III & IV) | OVERHEAD PHASE - III & IV | Borewell Installation |  |  |  | Pump Repairing | Pump Repairing |  |  |  | Approved
SOUTHWINDS PROJECT LLP (PHASE - III & IV) | OVERHEAD PHASE - III & IV | Borewell Installation |  |  |  | Winding Coil | Winding Coil | Set |  |  | Approved
SOUTHWINDS PROJECT LLP (PHASE - III & IV) | OVERHEAD PHASE - III & IV | Borewell Installation |  |  |  | Shaft Machining | Shaft Machining | Lump Sum |  |  | Approved
SOUTHWINDS PROJECT LLP (PHASE - III & IV) | OVERHEAD PHASE - III & IV | Borewell Installation |  |  |  | Thurs Plate | Thurs Plate | Nos |  |  | Approved
SOUTHWINDS PROJECT LLP (PHASE - III & IV) | OVERHEAD PHASE - III & IV | Borewell Installation |  |  |  | Thurs bearing | Thurs bearing | Set |  |  | Approved
SOUTHWINDS PROJECT LLP (PHASE - III & IV) | OVERHEAD PHASE - III & IV | Borewell Installation |  |  |  | Top Bush. | Top Bush. | Nos |  |  | Approved
SOUTHWINDS PROJECT LLP (PHASE - III & IV) | OVERHEAD PHASE - III & IV | Borewell Installation |  |  |  | Top Sleeve Bush | Top Sleeve Bush | Nos. |  |  | Approved
SOUTHWINDS PROJECT LLP (PHASE - III & IV) | OVERHEAD PHASE - III & IV | Borewell Installation |  |  |  | Labour Charges for repair | Labour Charges for repair | Lump Sum |  |  | Approved
SOUTHWINDS PROJECT LLP (PHASE - III & IV) | PRE-CONSTRUCTION PHASE - III & IV | Borewell Installation |  | WO/SP34/PC34/49 | D.S.P Pumps | Pump Repairing | Pump Repairing 10 HP |  | 0 | 0 | Approved
SOUTHWINDS PROJECT LLP (PHASE - III & IV) | PRE-CONSTRUCTION PHASE - III & IV | Borewell Installation |  | WO/SP34/PC34/49 | D.S.P Pumps | Winding Coil- | Winding Coil | Set | 1 | 7000 | Approved
SOUTHWINDS PROJECT LLP (PHASE - III & IV) | PRE-CONSTRUCTION PHASE - III & IV | Borewell Installation |  | WO/SP34/PC34/49 | D.S.P Pumps | Shaft Machining- | Shaft Machining | Lump Sum | 1 | 200 | Approved
SOUTHWINDS PROJECT LLP (PHASE - III & IV) | PRE-CONSTRUCTION PHASE - III & IV | Borewell Installation |  | WO/SP34/PC34/49 | D.S.P Pumps | Thurs Plate- | Thurs Plate | Nos | 1 | 750 | Approved
SOUTHWINDS PROJECT LLP (PHASE - III & IV) | PRE-CONSTRUCTION PHASE - III & IV | Borewell Installation |  | WO/SP34/PC34/49 | D.S.P Pumps | Thurs bearing | Thurs bearing | Set | 1 | 550 | Approved
SOUTHWINDS PROJECT LLP (PHASE - III & IV) | PRE-CONSTRUCTION PHASE - III & IV | Borewell Installation |  | WO/SP34/PC34/49 | D.S.P Pumps | Top Bush | Top Bush | Nos | 1 | 380 | Approved
SOUTHWINDS PROJECT LLP (PHASE - III & IV) | PRE-CONSTRUCTION PHASE - III & IV | Borewell Installation |  | WO/SP34/PC34/49 | D.S.P Pumps | Top Sleeve Bush | Top Sleeve Bush | Nos | 1 | 220 | Approved
SOUTHWINDS PROJECT LLP (PHASE - III & IV) | PRE-CONSTRUCTION PHASE - III & IV | Borewell Installation |  | WO/SP34/PC34/49 | D.S.P Pumps | Labour Charges for repair | Labour Charges for repair | Lump Sum | 1 | 1500 | Approved
SOUTHWINDS PROJECT LLP (PHASE - III & IV) | PRE-CONSTRUCTION PHASE - III & IV | Borewell Installation |  | WO/SP34/PC34/49 | D.S.P Pumps | Withdrawal, Installation & Transportation of Pump | Withdrawal, Installation & Transportation of Pump- | Lump Sum | 1 | 4200 | Approved
SOUTHWINDS PROJECT LLP (PHASE - III & IV) | PRE-CONSTRUCTION PHASE - III & IV | Borewell Installation |  | WO/SP34/PC34/49 | D.S.P Pumps | Hiring Charges of Pump (1 Nos) (10Hp) | Hiring Charges of Pump (1 Nos) (10Hp)-Installation Withdrawal Hire Charge Up Down Transportation - | Lump Sum | 1 | 5200 | Approved
SOUTHWINDS PROJECT LLP (PHASE - III & IV) | OVERHEAD PHASE - III & IV | General |  | WO/SP34/OP34/23 | Genset India Pvt. Ltd. | 82.5KVA DG Servicing & Transportation | Charges for 82.5KVA DG Servicing & Transportation ( Make - MAHINDRA ) |  | 0 | 0 | Approved
SOUTHWINDS PROJECT LLP (PHASE - III & IV) | OVERHEAD PHASE - III & IV | General |  | WO/SP34/OP34/23 | Genset India Pvt. Ltd. | Repairing of Canopy | Repairing of Canopy | Nos | 1 | 44500 | Approved
SOUTHWINDS PROJECT LLP (PHASE - III & IV) | OVERHEAD PHASE - III & IV | General |  | WO/SP34/OP34/23 | Genset India Pvt. Ltd. | Canopy & Base frame painting | Canopy & Base frame painting including all materials. | Nos | 1 | 34500 | Approved
SOUTHWINDS PROJECT LLP (PHASE - III & IV) | OVERHEAD PHASE - III & IV | General |  | WO/SP34/OP34/23 | Genset India Pvt. Ltd. | Repairing | Replace all filters, Lub oil , Coolant, Belt & Cleaning Radiator & repairing Engine including all materials. | Nos | 1 | 36420 | Approved
SOUTHWINDS PROJECT LLP (PHASE - III & IV) | OVERHEAD PHASE - III & IV | General |  | WO/SP34/OP34/23 | Genset India Pvt. Ltd. | Transportation | Transportation including following step:- 1) 82.5 KVA DG Set loading at Southwinds Project 2) Transportation from Southwinds to Genset india Lillua factory 3) After servicing , load DG set on truck at Factory | Job | 1 | 15000 | Approved
SOUTHWINDS PROJECT LLP (PHASE - III & IV) | OVERHEAD PHASE - III & IV | General |  | WO/SP34/OP34/23 | Genset India Pvt. Ltd. | Service charge | Service charge | Job | 1 | 10000 | Approved
SOUTHWINDS PROJECT LLP (PHASE - III & IV) | HARDSCAPE & LANDSCAPE PHASE - III | Hardscape | Flooring Work | WO/SP34/HL34/5 | ATEE ENTERPRISES | EPDM Flooring | 35 mm th. EPDM Flooring work at Bl-11 & 12 of Outdoor play area as per approved dwg. & direction of EIC. (Warranty- 5 Years) | Sq.Ft. | 715.185 | 270 | Approved
The Soul, Rajarhat | BLOCK | Mechanical Equipment |  | WO/HR01/BOK01/189 | SATKAVI EQUIPMENTS AND RENTALS PRIVATE LIMITED | Hire Charges of RSP for AluminumZ-LOUVERS Fixing | Hire Charges of RSP for Aluminum-Z LOUVERS Fixing |  | 0 | 0 | Amended & Approved
The Soul, Rajarhat | BLOCK | Mechanical Equipment |  | WO/HR01/BOK01/189 | SATKAVI EQUIPMENTS AND RENTALS PRIVATE LIMITED | Hire Charges | Hire charges of 1 nos of 7.5Mtr RSP @30,000/- per no's per month | Months | 1 | 30000 | Approved
The Soul, Rajarhat | BLOCK | Mechanical Equipment |  | WO/HR01/BOK01/189 | SATKAVI EQUIPMENTS AND RENTALS PRIVATE LIMITED | Misc supply | Misc supplSupply of misc. material at site | Lump Sum | 1 | 2000 | Approved
The Soul, Rajarhat | BLOCK | Mechanical Equipment |  | WO/HR01/BOK01/189 | SATKAVI EQUIPMENTS AND RENTALS PRIVATE LIMITED | Transportation | Transportation & Mobilization charges of RSP at site | Nos | 1 | 3000 | Approved
The Soul, Rajarhat | BLOCK | Mechanical Equipment |  | WO/HR01/BOK01/189 | SATKAVI EQUIPMENTS AND RENTALS PRIVATE LIMITED | Shifting charges | Shifting charges of RSP | Nos | 2 | 2000 | Approved
The Soul, Rajarhat | BLOCK | Lift |  | WO/HR01/BOK01/190 | Schindler India Pvt. Ltd. | Labour charges for electrical work in lift shaft | Labour Charges for Specialized Lift Technician for operating the Elevator for electrical work in lift shaft as per BOQ. Dwg and direction of EIC. (Total Lift shaft@16 Nos). | Nos | 16 | 5000 | Amended & Approved
The Soul, Rajarhat | BLOCK | Lift |  |  |  | Labour charges for electrical work in lift shaft | Labour charges for electrical work in lift shaft as per BOQ. Dwg and direction of EIC. (Total Lift shaft@16 Nos) | Nos |  |  | Approved
SOUTHWINDS PROJECT LLP (PHASE - III & IV) | OVERHEAD PHASE - III & IV | In-house labour |  | WO/SP34/OP34/13 | Balaji Enterprise | Unskilled labour - 16 Aug,2023 to 31 Dec, 2023 | Charges of Unskilled labour for misc work as per direction of EIC. Time Period: 16 Aug,2023 to 31 Dec, 2023 |  | 0 | 0 | Amended & Approved
SOUTHWINDS PROJECT LLP (PHASE - III & IV) | OVERHEAD PHASE - III & IV | In-house labour |  | WO/SP34/OP34/13 | Balaji Enterprise | Unskilled labour . Time Period: 16 Aug,2023 to 31 Aug, 2023 | Unskilled labour . Time Period: 16 Aug,2023 to 31 Aug, 2023 | Nos | 112 | 450 | Approved
SOUTHWINDS PROJECT LLP (PHASE - III & IV) | OVERHEAD PHASE - III & IV | In-house labour |  | WO/SP34/OP34/13 | Balaji Enterprise | loading - unloading | Charges for loading - unloading, transportation, hire charges for machinery work as per direction of Engineer-in-Charge. Time Period: 16 Aug,2023 to 31 Aug, 2023 | Nos | 112 | 27 | Approved
SOUTHWINDS PROJECT LLP (PHASE - III & IV) | OVERHEAD PHASE - III & IV | In-house labour |  | WO/SP34/OP34/13 | Balaji Enterprise | Unskilled labour . Time Period: In the month of Sept, 2023 | Unskilled labour . Time Period: In the month of Sept, 2023 | Nos | 210 | 450 | Approved
SOUTHWINDS PROJECT LLP (PHASE - III & IV) | OVERHEAD PHASE - III & IV | In-house labour |  | WO/SP34/OP34/13 | Balaji Enterprise | loading - unloading | Charges for loading - unloading, transportation, hire charges for machinery work as per direction of Engineer-in-Charge. Time Period: In the month of Sept, 2023 | Nos | 210 | 27 | Approved
SOUTHWINDS PROJECT LLP (PHASE - III & IV) | OVERHEAD PHASE - III & IV | In-house labour |  | WO/SP34/OP34/13 | Balaji Enterprise | Unskilled labour . Time Period: In the month of Oct, 2023 | Unskilled labour . Time Period: In the month of Oct, 2023 | Nos | 217 | 450 | Approved
SOUTHWINDS PROJECT LLP (PHASE - III & IV) | OVERHEAD PHASE - III & IV | In-house labour |  | WO/SP34/OP34/13 | Balaji Enterprise | loading - unloading | Charges for loading - unloading, transportation, hire charges for machinery work as per direction of Engineer-in-Charge. Time Period: In the month of Oct, 2023 | Nos | 217 | 27 | Approved
SOUTHWINDS PROJECT LLP (PHASE - III & IV) | OVERHEAD PHASE - III & IV | In-house labour |  | WO/SP34/OP34/13 | Balaji Enterprise | Unskilled labour . Time Period: In the month of Nov, 2023 | Unskilled labour . Time Period: In the month of Nov, 2023 | Nos | 210 | 450 | Approved
SOUTHWINDS PROJECT LLP (PHASE - III & IV) | OVERHEAD PHASE - III & IV | In-house labour |  | WO/SP34/OP34/13 | Balaji Enterprise | loading - unloading | Charges for loading - unloading, transportation, hire charges for machinery work as per direction of Engineer-in-Charge. Time Period: In the month of Nov, 2023 | Nos | 210 | 27 | Approved
SOUTHWINDS PROJECT LLP (PHASE - III & IV) | OVERHEAD PHASE - III & IV | In-house labour |  | WO/SP34/OP34/13 | Balaji Enterprise | Unskilled labour . Time Period: In the month of Dec, 2023 | Unskilled labour . Time Period: In the month of Dec, 2023 | Nos | 217 | 450 | Approved
SOUTHWINDS PROJECT LLP (PHASE - III & IV) | OVERHEAD PHASE - III & IV | In-house labour |  | WO/SP34/OP34/13 | Balaji Enterprise | loading - unloading | Charges for loading - unloading, transportation, hire charges for machinery work as per direction of Engineer-in-Charge. Time Period: In the month of Dec, 2023 | Nos | 217 | 27 | Approved
The Soul, Rajarhat | CLUB | Grill / Steel Work |  |  |  | SS railing work | SS railing work |  |  |  | Submitted
The Soul, Rajarhat | CLUB | Grill / Steel Work |  |  |  | SS Railing | Proving and fixing of S.S. 304 grade (18 Guage) Railing with Matt finish of 40 mm Dia Handrail with 2nos support at wall near step beside swimming pool and one SS Grab bar 40mm dia with 4nos support at 3rd floor swimming pool.The cost is including of all materials, labour charges, lifting charges and tools & tackles as per drawing and direction of Engineer-in-Charge. | Rft |  |  | Submitted
The Soul, Rajarhat | BASEMENT WITH PODIUM | Grill / Steel Work |  | WO/HR01/BP01/72 | GULAB ENTERPRISES | SS railing work | SS railing work |  | 0 | 0 | Approved
The Soul, Rajarhat | BASEMENT WITH PODIUM | Grill / Steel Work |  | WO/HR01/BP01/72 | GULAB ENTERPRISES | SS Railing | Proving and fixing of S.S. 304 grade (18 Guage) Railing with Matt finish of 40 mm Dia Handrail with 2nos support at wall near step beside swimming pool and one SS Grab bar 40mm dia with 4nos support at 3rd floor swimming pool.The cost is including of all materials, labour charges, lifting charges and tools & tackles as per drawing and direction of Engineer-in-Charge.. | Rft | 18 | 650 | Approved
The Soul, Rajarhat | BASEMENT WITH PODIUM | Grill / Steel Work |  | WO/HR01/BP01/72 | GULAB ENTERPRISES | Transportation | Transporation Charges | Lump Sum | 1 | 1300 | Approved
The Soul, Rajarhat | BLOCK | False Celling |  | WO/HR01/BOK01/132 | Sangita Gaurisaria | Loading Unloading | Charges for loading Unloading as per drawing and direction of EIC.. | Lump Sum | 1 | 200 | Approved
The Ramdulari | BLOCK | Electrical | External Electrical | WO/RP/RP02/27 | ELECTRO POWER | Labour Charge of LPS System | Labour Charge of LPS System |  | 0 | 0 | Amended & Approved
The Ramdulari | BLOCK | Electrical | External Electrical | WO/RP/RP02/27 | ELECTRO POWER | DEHN Part No. 306029 | Parallel Connectors for (500mm air terminal) connecting two conductors in parallel manner. Material- StSt, with clamping range- Rd / Rd 7-10 mm & Complied as per Standard EN 62561-1.DEHN Part No. 306029 | Nos | 2 | 120 | Approved
The Ramdulari | BLOCK | Electrical | External Electrical | WO/RP/RP02/27 | ELECTRO POWER | DEHN Part No. 306029 | Parallel Connectors for (700mm air terminal) connecting two conductors in parallel manner. Material- StSt, with clamping range- Rd / Rd 7-10 mm & Complied as per Standard EN 62561-1.DEHN Part No. 306029 | Nos | 12 | 120 | Approved
The Ramdulari | BLOCK | Electrical | External Electrical | WO/RP/RP02/27 | ELECTRO POWER | DEHN Part No. 101000 | Air-termination rod having length- 1000 mm, of Material- AlMgSi, of Diameter Ø10 mm, chamfered on both ends, & Complied as per Standard EN 62561-2.DEHN Part No. 101000 | Nos | 2 | 115 | Approved
The Ramdulari | BLOCK | Electrical | External Electrical | WO/RP/RP02/27 | ELECTRO POWER | DIA Part No. 035004 | Side Wall Clamp for air terminal,Material - StSt 304 Clamping range - 10/16 mm DIA Part No. 035004 | Nos | 2 | 200 | Approved
The Ramdulari | BLOCK | Electrical | External Electrical | WO/RP/RP02/27 | ELECTRO POWER | DEHN Part No. 380110 | Air-termination rod clamps for connecting air-termination rods with one or two conductors. Material of clamp Al, with clamping range of air-termination rod 8-10 mm and the clamping range of conductor Rd 2x 8-10 mm, & Complied as per Standard EN 62561-1. DEHN Part No. 380110 | Nos | 2 | 90 | Approved
The Ramdulari | BLOCK | Electrical | External Electrical | WO/RP/RP02/27 | ELECTRO POWER | DEHN Part No. 101000 | Air-termination rod having length- 1000 mm, of Material- AlMgSi, of Diameter Ø10 mm, chamfered on both ends, & Complied as per Standard EN 62561-2. DEHN Part No. 101000 | Nos | 2 | 115 | Approved
The Ramdulari | BLOCK | Electrical | External Electrical | WO/RP/RP02/27 | ELECTRO POWER | DIA Part No. 089085 | Concrete bases for air-termination rods. Support wedge mounting- Ø10, Diameter- Ø 240 mm, Material- concrete, Material of wedge- StSt & Weight 8.5 kg DIA Part No. 089085 | Nos | 2 | 200 | Approved
The Ramdulari | BLOCK | Electrical | External Electrical | WO/RP/RP02/27 | ELECTRO POWER | DEHN Part No. 102060 | For protecting the roofing sheets under the concrete base (8.5 kg.) The Diameter Ø outside 280 mm, Diameter Ø inside 270 mm and Material- EVA. DEHN Part No. 102060 | Nos | 2 | 50 | Approved
The Ramdulari | BLOCK | Electrical | External Electrical | WO/RP/RP02/27 | ELECTRO POWER | DEHN Part No. 380110 | Air-termination rod clamps for connecting air-termination rods with one or two conductors. Material of clamp Al, with clamping range of air-termination rod 8-10 mm and the clamping range of conductor Rd 2x 8-10 mm, & Complied as per Standard EN 62561-1. DEHN Part No. 380110 | Nos | 2 | 90 | Approved
The Ramdulari | BLOCK | Electrical | External Electrical | WO/RP/RP02/27 | ELECTRO POWER | DEHN Part No. 103220 | Air-termination rod having length- 2000 mm, of Material- AlMgSi, of Diameter Ø 16 / 10 mm, chamfered on both ends, & Complied as per Standard EN 62561-2.DEHN Part No. 103220 | Nos | 2 | 400 | Approved
The Ramdulari | BLOCK | Electrical | External Electrical | WO/RP/RP02/27 | ELECTRO POWER | DIA Part No. 089017 | Concrete base for air-termination rods, for self-supporting air-termination rods in the tripod. Support Wedge- Ø16 mm, Diameter- Ø 337 mm, Material- concrete, Material of wedge- StSt & Weight 17kg DIA Part No. 089017 | Nos | 2 | 200 | Approved
The Ramdulari | BLOCK | Electrical | External Electrical | WO/RP/RP02/27 | ELECTRO POWER | DEHN Part No. 102050 | For protecting the roofing sheets under the concrete base(17 kg.). The Diameter Ø outside 370 mm, Diameter Ø inside 360 mm and Material EVA DEHN Part No. 102050 | Nos | 2 | 60 | Approved
The Ramdulari | BLOCK | Electrical | External Electrical | WO/RP/RP02/27 | ELECTRO POWER | DEHN Part No. 380116 | Air-termination rod clamps for connecting air-termination rods with one or two conductors. Material of clamp Al, with clamping range of air-termination rod 16 mm and Clamping range of conductor Rd 2x 8-10 mm, & Complied as per Standard EN 62561-1. DEHN Part No. 380116 | Nos | 2 | 127 | Approved
The Ramdulari | BLOCK | Electrical | External Electrical | WO/RP/RP02/27 | ELECTRO POWER | DEHN Part No. 540103 | Pipe clamp for Lightning equipotential bonding of metal pipes according to EN 62305-3 (VDE 0185-305-3). DEHN Part No. 540103 | Nos | 10 | 250 | Approved
The Ramdulari | BLOCK | Electrical | External Electrical | WO/RP/RP02/27 | ELECTRO POWER | DEHN Part No. 315119 | Universal connector of Material- StSt, with clamping range- 8-10mm, with truss head screw M10x35 mm & Complied as per Standard EN 62561-1., DEHN Part No. 315119 | Nos | 55 | 65 | Approved
The Ramdulari | BLOCK | Electrical | External Electrical | WO/RP/RP02/27 | ELECTRO POWER | DEHN Part No. 840008 | Roof Conductor of Diameter Ø8 mm, Cross-section- 50 mm2, of Material- AlMgSi & Complied as per Standard EN 62561-2., DEHN Part No. 840008 | Mtrs. | 250 | 65 | Approved
The Ramdulari | BLOCK | Electrical | External Electrical | WO/RP/RP02/27 | ELECTRO POWER | DEHN Part No. 204002 + DIA part no. 036006 | Conductor holder for Parapet wall/Side wall of Material- plastic, for Rd 8-10 mm & Fl 20 mm, Height- 20 mm & Complied as per Standard EN 62561-4. With accessories Screw and Gitty, Material SS (M5 x 50mm) DEHN Part No. 204002 + DIA part no. 036006 | Nos. | 250 | 35 | Approved
The Ramdulari | BLOCK | Electrical | External Electrical | WO/RP/RP02/27 | ELECTRO POWER | DEHN Part No. 478011 | Fixed earth-termination system for protective equipotential bonding and functional equipotential bonding of the down. Connection thread M10 / M12, material of plate- StSt,material of axis- Stat, having connection plate Ø 80 mm & Complied as per Standard EN 62561-1.DEHN Part No. 478011 | Nos | 12 | 0 | Approved
The Ramdulari | BLOCK | Electrical | External Electrical | WO/RP/RP02/27 | ELECTRO POWER | DEHN Part No. 308035 | Clamps to connect reinforcing steel mesh or reinforcement with round and flat conductors. of material- St/bare, having clamping range- Rd / Rd 16-48 / 6-10 mm, Clamping range- Rd / Fl 16-48 / 30-40 mm & Complied as per Standard EN 62561-1. DEHN Part No. 308035 | Nos | 12 | 0 | Approved
The Ramdulari | BLOCK | Electrical | External Electrical | WO/RP/RP02/27 | ELECTRO POWER | DEHN Part No. 478129 | Clamp for connection of round and flat conductors to fixed earthing terminals with thread M10 / M12DEHN Part No. 478129 | Nos | 12 | 200 | Approved
The Ramdulari | BLOCK | Electrical | External Electrical | WO/RP/RP02/27 | ELECTRO POWER | Ring Conductor | Ring Conductor (08 Nos) |  | 0 | 0 | Approved
The Ramdulari | BLOCK | Electrical | External Electrical | WO/RP/RP02/27 | ELECTRO POWER | DEHN Part No. 840008 | Ring Conductor of Diameter Ø8 mm, Cross-section- 50 mm2, of Material- AlMgSi & Complied as per Standard EN 62561-2., DEHN Part No. 840008 | Mtrs. | 1050 | 70 | Approved
The Ramdulari | BLOCK | Electrical | External Electrical | WO/RP/RP02/27 | ELECTRO POWER | DEHN Part No. 204002 + DIA part no. 036006 | Conductor holder for Parapet wall/Side wall of Material- plastic, for Rd 8-10 mm & Fl 20 mm, Height- 20 mm & Complied as per Standard EN 62561-4. With accessories Screw and Gitty, Material SS (M5 x 50mm) DEHN Part No. 204002 + DIA part no. 036006 | Nos | 1050 | 40 | Approved
The Ramdulari | BLOCK | Electrical | External Electrical |  |  | DEHN Part No. 478011 | Fixed earth-termination system for protective equipotential bonding and functional equipotential bonding of the down. Connection thread M10 / M12, material of plate- StSt,material of axis- Stat, having connection plate Ø 80 mm & Complied as per Standard EN 62561-1.DEHN Part No. 478011 | Nos |  |  | Approved
The Ramdulari | BLOCK | Electrical | External Electrical |  |  | DEHN Part No. 308035 | Clamps to connect reinforcing steel mesh or reinforcement with round and flat conductors. of material- St/bare, having clamping range- Rd / Rd 16-48 / 6-10 mm, Clamping range- Rd / Fl 16-48 / 30-40 mm & Complied as per Standard EN 62561-1.DEHN Part No. 308035 | Nos |  |  | Approved
The Ramdulari | BLOCK | Electrical | External Electrical | WO/RP/RP02/27 | ELECTRO POWER | DEHN Part No. 478129 | Clamp for connection of round and flat conductors to fixed earthing terminals with thread M10 / M12DEHN Part No. 478129 | Nos | 96 | 200 | Approved
The Ramdulari | BLOCK | Electrical | External Electrical | WO/RP/RP02/27 | ELECTRO POWER | DEHN Part No. 385213 | Connecting sleeve of Material- Al, with clamping range- 8 mm & Complied as per Standard EN 62561-1., DEHN Part No. 385213 | Nos | 96 | 77 | Approved
The Ramdulari | BLOCK | Electrical | External Electrical | WO/RP/RP02/27 | ELECTRO POWER | Down Conductor (12nos.), Rebar as DC | Down Conductor (12nos.), Rebar as DC |  | 0 | 0 | Approved
The Ramdulari | BLOCK | Electrical | External Electrical | WO/RP/RP02/27 | ELECTRO POWER | DIA Part No. 021004 | GI flat (25x6mm) Strip. Having width- 25mm, Thickness- 6mm, Material- Hot dipped Galvanized Iron, Cross Section- 150 mm2 Coating thickness- Avg. 70 microns. & Complied as per IEC 62561-2.DIA Part No. 021004 | Mtrs. | 200 | 70 | Approved
The Ramdulari | BLOCK | Electrical | External Electrical | WO/RP/RP02/27 | ELECTRO POWER | DIA Part No. 055002 | GI strip holder of material- Dow moulded compound, having height- 19mm, Slot Size- 25x6 mm.DIA Part No. 055002 | Nos | 24 | 30 | Approved
The Ramdulari | BLOCK | Electrical | External Electrical | WO/RP/RP02/27 | ELECTRO POWER | DIA Part No. 062173 | Copper bonded rod with Low carbon steel, high tensile strength copper bonded rod with min 254 microns of copper plating, UL listed with company name marked on rod. Diameter- 17.2 mm, Length- 3 meters, Material- Copper Bonded, Coating thickness- 250 microns, min, Approvals- Tested acc. IEC / EN 62561-2, UL 467., DIA Part No. 062173 | Nos | 12 | 1600 | Approved
The Ramdulari | BLOCK | Electrical | External Electrical | WO/RP/RP02/27 | ELECTRO POWER | DIA Part No. 573011 | 20 kg backfilled compound, - Material Carbon based backfill/earthing compound, Fulgurite formation test at direct lightning (10/350 μm), lightning long duration test at- 100C No fulgurites/Pass, Environmentally Friendly ROHS certified, Resistivity- < 0.12 ΩM, Complying Standard- IEC 62561-7 , Testing Approvals Certified from- NABL accredited Laboratories. DIA Part No. 573011 | Nos | 12 | 600 | Approved
The Ramdulari | BLOCK | Electrical | External Electrical | WO/RP/RP02/27 | ELECTRO POWER | DIA Part No. 035001 | StSt 316 grade clamp to terminate the load on earth electrode. Dimension- 160x35x3 mm., DIA Part No. 035001 | Nos | 12 | 200 | Approved
The Ramdulari | BLOCK | Electrical | External Electrical | WO/RP/RP02/27 | ELECTRO POWER | DIA Part No. 057006 | Poly plastic pit cover of material- Polymer Body & Cover, Product Code- HEP, Dimensions- 308 mm (L) x 308 mm (W) X 214 mm (H), Weight 2.5 kg (5.50 LBS)., DIA Part No. 057006 | Nos | 12 | 400 | Approved
The Ramdulari | BLOCK | Electrical | External Electrical | WO/RP/RP02/27 | ELECTRO POWER | DIA Part No. 021004 | GI flat (25x6mm) Strip. Having width- 25mm, Thickness- 6mm, Material- Hot dipped Galvanized Iron, Cross Section- 150 mm2 Coating thickness- Avg. 70 microns. & Complied as per IEC 62561-2. | Mtrs. | 100 | 70 | Approved
The Soul, Rajarhat | BLOCK | Grill / Steel Work |  | WO/HR01/BOK01/192 | MAA TARA ENTERPRISE | Supply & installation of I-Bolt | Supply & installation of I-Bolt (as approved) as per direction of EIC. | Pairs | 28 | 1900 | Approved
The Soul, Rajarhat | BASEMENT WITH PODIUM | Civil | Sub & Super Structure Work |  |  | Misc Civil Work as per BOQ and direction of EIC. | Misc Civil Work as per BOQ and direction of EIC. |  |  |  | Approved
The Soul, Rajarhat | BASEMENT WITH PODIUM | Civil | Sub & Super Structure Work |  |  | BFS | B.F.S. All charges for providing and laying single brick flat soling of picked, jhama bricks below foundation floor, tie beam etc. or any other location till Plinth level including ramming dressing and bringing to proper level and filling joints with sand including all materials, labour, tools and plants etc. complete below foundation as per specification, drawing and direction of Engineering-in-Charge | Sq.Mtr. |  |  | Approved
The Soul, Rajarhat | BASEMENT WITH PODIUM | Civil | Sub & Super Structure Work |  |  | PCC | All charges for providing and laying PCC (1:4:8/ 1:3:6) (SMC) with proper compaction, Curing complete as per direction of EIC Only Cement will be supplied by Client but subjected to reconciliation | Cum. |  |  | Approved
The Soul, Rajarhat | BASEMENT WITH PODIUM | Civil | Sub & Super Structure Work |  |  | RCC | RCC M-20/M25 SMC All charges for providing and laying M-20/M25 Grade of reinforced cement concrete-by SMC till plinth level excluding shuttering and reinforcement, including concrete pump, vibrator with complete design of concrete mix as per IS code and relevant special publication , submission of job mix formula after preliminary mix design and testing of concrete cubes as per direction of Engineer-in-Charge. (Cement will be supplied by us but subjected to reconciliation.) | Cum. |  |  | Approved
The Soul, Rajarhat | BASEMENT WITH PODIUM | Civil | Sub & Super Structure Work |  |  | Shuttering | "Shuttering Shuttering at any level All charges for providing, fabricating, erecting and fixing in position plained timber, plywood centering and shuttering true to line and level, including steel propping, staging, shuttering removal, applying shuttering oil, nails including required bracing, chamfering corners (of exposed edges) of beams, columns, walls etc. complete as per drawing & direction of Engineer-in-Charge. Rate shall also include removal and dismantling the aforesaid assembly after specified period complete at all depths and leads for all items, all profile and till Plinth level"" Scaffolding and Ply Board supplied by clien | Sq.Mtr. |  |  | Approved
The Soul, Rajarhat | BASEMENT WITH PODIUM | Civil | Sub & Super Structure Work |  |  | Brick Work 250 | Providing and erecting 200 mm thick brick work with 1st class Fly Ash bricks of specified thickness in sand cement mortar (4 :1) including the cost of all material, labour, tools, tackles, scaffolding, curing etc. complete as per direction of Engineer-in-Charge and technical specification. (Cement would be supplied by the employer free of cost, but subjected to reconciliation) | Cum. |  |  | Approved
The Soul, Rajarhat | BASEMENT WITH PODIUM | Civil | Sub & Super Structure Work |  |  | Half Brick Work | Providing and erecting 125 mm thick brick work with 1st class Fly Ash bricks of specified thickness in sand cement mortar (4 :1) including the cost of all material, labour, tools, tackles, scaffolding, curing etc. complete as per direction of Engineer-in-Charge and technical specification. (Cement would be supplied by the employer free of cost, but subjected to reconciliation) | Sq.Mtr. |  |  | Approved
The Soul, Rajarhat | BASEMENT WITH PODIUM | Civil | Sub & Super Structure Work |  |  | External Plaster | External wall plaster Providing and applying plaster ( to External Walls)of 20 mm thick , with sand and cement mortar ( 6:1) including rounding off or chamfering of corners as directed and raking out joints or roughening of concrete surface, including threading nosing and drip course where necessary including MS pipe scaffolding, curing etc. all complete as per drawing & direction of EIC. , at any floor and level . Scaffolding material will be provided by client. (Cement would be supplied by the employer free of cost, but subjected to reconciliation | Sq.Mtr. |  |  | Approved
The Soul, Rajarhat | BASEMENT WITH PODIUM | Civil | Sub & Super Structure Work |  |  | Net Cement Punning | Neat Cement Punning: All charges for laying 2- 4 mm thick neat cement (cement consumption not more than 2.75 Kg/Sqm) inside surface on finish plaster with curing including tools tackles all complete as per direction of EIC | Sq.Mtr. |  |  | Approved
The Soul, Rajarhat | BASEMENT WITH PODIUM | Civil | Sub & Super Structure Work |  |  | IPS | Supplying & Laying of IPS (Indian patent stone) flooring , of average 32 mm thickness, using cement concrete 1:2:4 (1 cement:2 coarse sand: 4 graded stone aggregates of 10-20 mm) at Basement ,Parking Tower 1,3 & 9. The base concrete surface shall be thoroughly chipped to remove laitance, loose sand, dirt etc. cleaned with wire brush before laying the concrete. The rate is inclusive of labour, materials, tools and tackles, all lead and lift , curing, necessary formwork if required etc. all complete as per direction of EIC. (Only Cement will be supplied by the client , But subjected to reconciliation.) | Sq.Mtr. |  |  | Approved
The Soul, Rajarhat | BASEMENT WITH PODIUM | Civil | Sub & Super Structure Work |  |  | Daily Labour | Charges for supply of daily labour for Misc. Work at project (Site) as per direction of EIC | Nos |  |  | Approved
The Soul, Rajarhat | BASEMENT WITH PODIUM | Civil | Sub & Super Structure Work |  |  | Charges for Loading | Charges for Loading- Unloading, transportation, hire charges for machinery as per direction of Engineer-in-Charge. | Lump Sum |  |  | Approved
The Soul, Rajarhat | BASEMENT WITH PODIUM | Civil |  | WO/HR01/BP01/73 | MD SATIKUL HOQUE | Misc Civil Work as per BOQ and direction of EIC. | Misc Civil Work as per BOQ and direction of EIC. |  | 0 | 0 | Amended & Approved
The Soul, Rajarhat | BASEMENT WITH PODIUM | Civil |  | WO/HR01/BP01/73 | MD SATIKUL HOQUE | BFS | B.F.S. All charges for providing and laying single brick flat soling of picked, jhama bricks below foundation floor, tie beam etc. or any other location till Plinth level including ramming dressing and bringing to proper level and filling joints with sand including all materials, labour, tools and plants etc. complete below foundation as per specification, drawing and direction of Engineering-in-Charge | Sq.Mtr. | 57 | 377 | Approved
The Soul, Rajarhat | BASEMENT WITH PODIUM | Civil |  | WO/HR01/BP01/73 | MD SATIKUL HOQUE | PCC | All charges for providing and laying PCC (1:4:8/ 1:3:6) (SMC) with proper compaction, Curing complete as per direction of EIC Only Cement will be supplied by Client but subjected to reconciliation | Cum. | 3.5 | 5150 | Approved
The Soul, Rajarhat | BASEMENT WITH PODIUM | Civil |  | WO/HR01/BP01/73 | MD SATIKUL HOQUE | RCC | RCC M-20/M25 SMC All charges for providing and laying M-20/M25 Grade of reinforced cement concrete-by SMC till plinth level excluding shuttering and reinforcement, including concrete pump, vibrator with complete design of concrete mix as per IS code and relevant special publication , submission of job mix formula after preliminary mix design and testing of concrete cubes as per direction of Engineer-in-Charge. (Cement will be supplied by us but subjected to reconciliation.) | Cum. | 5.5 | 5150 | Approved
The Soul, Rajarhat | BASEMENT WITH PODIUM | Civil |  | WO/HR01/BP01/73 | MD SATIKUL HOQUE | Shuttering | "Shuttering Shuttering at any level All charges for providing, fabricating, erecting and fixing in position plained timber, plywood centering and shuttering true to line and level, including steel propping, staging, shuttering removal, applying shuttering oil, nails including required bracing, chamfering corners (of exposed edges) of beams, columns, walls etc. complete as per drawing & direction of Engineer-in-Charge. Rate shall also include removal and dismantling the aforesaid assembly after specified period complete at all depths and leads for all items, all profile and till Plinth level"" Scaffolding and Ply Board supplied by client | Sq.Mtr. | 8.5 | 150 | Approved
The Soul, Rajarhat | BASEMENT WITH PODIUM | Civil |  | WO/HR01/BP01/73 | MD SATIKUL HOQUE | Brick Work 250 | Providing and erecting 200 mm thick brick work with 1st class Fly Ash bricks of specified thickness in sand cement mortar (4 :1) including the cost of all material, labour, tools, tackles, scaffolding, curing etc. complete as per direction of Engineer-in-Charge and technical specification. (Cement would be supplied by the employer free of cost, but subjected to reconciliation) | Cum. | 12.5 | 6500 | Approved
The Soul, Rajarhat | BASEMENT WITH PODIUM | Civil |  | WO/HR01/BP01/73 | MD SATIKUL HOQUE | Half Brick Work | Providing and erecting 125 mm thick brick work with 1st class Fly Ash bricks of specified thickness in sand cement mortar (4 :1) including the cost of all material, labour, tools, tackles, scaffolding, curing etc. complete as per direction of Engineer-in-Charge and technical specification. (Cement would be supplied by the employer free of cost, but subjected to reconciliation) | Sq.Mtr. | 22.5 | 755 | Approved
The Soul, Rajarhat | BASEMENT WITH PODIUM | Civil |  | WO/HR01/BP01/73 | MD SATIKUL HOQUE | Internal Plaster | Internal wall plaster Providing and applying plaster ( to Internal Walls) of 15 mm thick , with sand and cement mortar ( 6:1) including rounding off or chamfering of corners as directed and raking out joints or roughening of concrete surface, including threading nosing and drip course where necessary including MS pipe scaffolding, curing etc. all complete as per drawing & direction of EIC. , at any floor and level . Scaffolding material will be provided by client. (Cement would be supplied by the employer free of cost, but subjected to reconciliation) | Sq.Mtr. | 342.5 | 185 | Approved
The Soul, Rajarhat | BASEMENT WITH PODIUM | Civil |  | WO/HR01/BP01/73 | MD SATIKUL HOQUE | Net Cement Punning | Neat Cement Punning: All charges for laying 2- 4 mm thick neat cement (cement consumption not more than 2.75 Kg/Sqm) inside surface on finish plaster with curing including tools tackles all complete as per direction of EIC | Sq.Mtr. | 15.5 | 38 | Approved
The Soul, Rajarhat | BASEMENT WITH PODIUM | Civil |  | WO/HR01/BP01/73 | MD SATIKUL HOQUE | IPS | Supplying & Laying of IPS (Indian patent stone) flooring , of average 32 mm thickness, using cement concrete 1:2:4 (1 cement:2 coarse sand: 4 graded stone aggregates of 10-20 mm) at Basement ,Parking Tower 1,3 & 9. The base concrete surface shall be thoroughly chipped to remove laitance, loose sand, dirt etc. cleaned with wire brush before laying the concrete. The rate is inclusive of labour, materials, tools and tackles, all lead and lift , curing, necessary formwork if required etc. all complete as per direction of EIC. (Only Cement will be supplied by the client , But subjected to reconciliation.) | Sq.Mtr. | 414.5 | 350 | Approved
The Soul, Rajarhat | BASEMENT WITH PODIUM | Civil |  | WO/HR01/BP01/73 | MD SATIKUL HOQUE | Daily Labour | Charges for supply of daily labour for Misc. Work at project (Site) as per direction of EIC | Nos | 96 | 420 | Approved
The Soul, Rajarhat | BASEMENT WITH PODIUM | Civil |  | WO/HR01/BP01/73 | MD SATIKUL HOQUE | Charges for Loading | Charges for Loading- Unloading, transportation, hire charges for machinery as per direction of Engineer-in-Charge. | Lump Sum | 1 | 12450 | Approved
The Soul, Rajarhat | BASEMENT WITH PODIUM | Landscaping |  | WO/HR01/BP01/48 | Mondal Nurseries & Exterior | Ficus Lyrata H-5'6'' | Ficus Lyrata Spacing: As per Drawing Height: 1.5 M | Nos | 1 | 1500 | Approved
The Soul, Rajarhat | BASEMENT WITH PODIUM | Landscaping | Softscape |  |  | Shrubs | Charges for supply of Plants (Shrubs) at required location as per approved drawing, specification and direction of EIC.. |  |  |  | Approved
The Soul, Rajarhat | BASEMENT WITH PODIUM | Landscaping | Softscape |  |  | Dieffenbechia tropic Snow | Dieffenbechia tropic Snow Spacing (mm): 300 Height (mm): 600 | Nos |  |  | Approved
The Soul, Rajarhat | BASEMENT WITH PODIUM | Landscaping | Softscape |  |  | Aglonema ernesto hybrid | Aglonema ernesto hybrid Spacing (mm): 300 Height (mm): 600 | Nos |  |  | Approved
The Soul, Rajarhat | BASEMENT WITH PODIUM | Landscaping | Softscape |  |  | Monstera Deliciosa | Monstera Deliciosa Spacing (mm): 300 Height (mm): 300 | Nos |  |  | Approved
The Soul, Rajarhat | BASEMENT WITH PODIUM | Landscaping | Softscape |  |  | Hymenocallis Littoralis ( Spider Lily ) | Hymenocallis Littoralis ( Spider Lily ) Spacing (mm): 200 Height (mm): 250-300 | Nos |  |  | Approved
The Soul, Rajarhat | BASEMENT WITH PODIUM | Landscaping | Softscape |  |  | Schefflera arboricola green | Schefflera arboricola green Spacing (mm): 250 Height (mm): 300 | Nos |  |  | Approved
The Soul, Rajarhat | BASEMENT WITH PODIUM | Landscaping | Softscape |  |  | Heliconia metallica | Heliconia metallica Spacing (mm): 300 Height (mm): 600 | Nos |  |  | Approved
The Soul, Rajarhat | BASEMENT WITH PODIUM | Landscaping | Softscape |  |  | Spathiphyllam Wallisii | Spathiphyllam Wallisii Spacing (mm): 250 Height (mm): 450-600 | Nos |  |  | Approved
The Soul, Rajarhat | BASEMENT WITH PODIUM | Landscaping |  | WO/HR01/BP01/48 | Mondal Nurseries & Exterior | Shrubs | Charges for supply of Plants (Shrubs) at required location as per approved drawing, specification and direction of EIC.. Location -Ground Floor Podium & 1st Floor |  | 0 | 0 | Approved
The Soul, Rajarhat | BASEMENT WITH PODIUM | Landscaping |  | WO/HR01/BP01/48 | Mondal Nurseries & Exterior | Dieffenbechia tropic Snow | Dieffenbechia tropic Snow Spacing (mm): 300 Height (mm): 600 | Nos | 300 | 78 | Approved
The Soul, Rajarhat | BASEMENT WITH PODIUM | Landscaping |  | WO/HR01/BP01/48 | Mondal Nurseries & Exterior | Dieffenbechia tropic Snow | Aglonema ernesto hybrid Spacing (mm): 300 Height (mm): 600 | Nos | 230 | 146 | Approved
The Soul, Rajarhat | BASEMENT WITH PODIUM | Landscaping |  | WO/HR01/BP01/48 | Mondal Nurseries & Exterior | Dieffenbechia tropic Snow | Monstera Deliciosa Spacing (mm): 300 Height (mm): 300 | Nos | 406 | 260 | Approved
The Soul, Rajarhat | BASEMENT WITH PODIUM | Landscaping |  | WO/HR01/BP01/48 | Mondal Nurseries & Exterior | Dieffenbechia tropic Snow | Hymenocallis Littoralis ( Spider Lily ) Spacing (mm): 200 Height | Nos | 350 | 24 | Approved
The Soul, Rajarhat | BASEMENT WITH PODIUM | Landscaping |  | WO/HR01/BP01/48 | Mondal Nurseries & Exterior | Schefflera arboricola green | Schefflera arboricola green Spacing (mm): 250 Height (mm): 300 | Nos | 257 | 49 | Approved
The Soul, Rajarhat | BASEMENT WITH PODIUM | Landscaping |  | WO/HR01/BP01/48 | Mondal Nurseries & Exterior | Schefflera arboricola green | Heliconia metallica Spacing (mm): 300 Height (mm): 600 | Nos | 230 | 250 | Approved
The Soul, Rajarhat | BASEMENT WITH PODIUM | Landscaping |  | WO/HR01/BP01/48 | Mondal Nurseries & Exterior | Schefflera arboricola green | Spathiphyllam Wallisii Spacing (mm): 250 Height (mm): 450-600 | Nos | 435 | 190 | Approved
The Soul, Rajarhat | BASEMENT WITH PODIUM | Landscaping |  | WO/HR01/BP01/48 | Mondal Nurseries & Exterior | Tree & Palm | Charges for supply of Plants (Trees) at required location as per approved drawing, specification and direction of EIC.Location:-Podium Ground Floor & 1st Floor |  | 0 | 0 | Approved
The Soul, Rajarhat | BASEMENT WITH PODIUM | Landscaping |  | WO/HR01/BP01/48 | Mondal Nurseries & Exterior | Pygmy date palm ( hight - 1500mm) | Pygmy date palm Spacing: 1500 MM c/c Height: | Nos | 4 | 3000 | Approved
The Soul, Rajarhat | BASEMENT WITH PODIUM | Landscaping |  | WO/HR01/BP01/48 | Mondal Nurseries & Exterior | kentia Palm cluster of 3-4 stanskentia Palm cluster of 3-4 stans | Kentia Palm cluster of 3-4 stans Spacing: As per drawing Height: 1200mm | Nos | 14 | 340 | Approved
The Soul, Rajarhat | BASEMENT WITH PODIUM | Landscaping |  | WO/HR01/BP01/48 | Mondal Nurseries & Exterior | Ficus Lyrata - (H- 2000 mm) | Ficus Lyrata - Spacing: 2.0-2.5 Mtr Height: 1200mm | Nos | 9 | 1750 | Approved
The Soul, Rajarhat | BASEMENT WITH PODIUM | Landscaping |  | WO/HR01/BP01/49 | Mondal Nurseries & Exterior | Plantation | Labour Charges for Plantation, Soil Preparation |  | 0 | 0 | Approved
The Soul, Rajarhat | BASEMENT WITH PODIUM | Landscaping |  | WO/HR01/BP01/77 | Mondal Nurseries & Exterior | Plantation | Labour Charges for Plantation, Soil Preparation |  | 0 | 0 | Approved
The Soul, Rajarhat | BASEMENT WITH PODIUM | Landscaping |  | WO/HR01/BP01/49 | Mondal Nurseries & Exterior | Plantation | Transportation Charges | Lump Sum | 1 | 12000 | Approved
The Soul, Rajarhat | BASEMENT WITH PODIUM | Landscaping |  | WO/HR01/BP01/77 | Mondal Nurseries & Exterior | Plantation | Transportation Charges | Lump Sum | 1 | 15000 | Approved
The Soul, Rajarhat | BASEMENT WITH PODIUM | Landscaping |  | WO/HR01/BP01/49 | Mondal Nurseries & Exterior | Plantation | Labour for Lifting and Plantation | Nos | 2235 | 15 | Approved
The Soul, Rajarhat | BASEMENT WITH PODIUM | Landscaping |  | WO/HR01/BP01/77 | Mondal Nurseries & Exterior | Plantation | Labour for Lifting and Plantation | Nos | 3808 | 15 | Approved
The Soul, Rajarhat | BASEMENT WITH PODIUM | Landscaping |  | WO/HR01/BP01/49 | Mondal Nurseries & Exterior | Soil Preparation | Manure & Soil preparation charges | Nos | 1 | 22200 | Approved
The Soul, Rajarhat | BASEMENT WITH PODIUM | Landscaping |  | WO/HR01/BP01/77 | Mondal Nurseries & Exterior | Soil Preparation | Manure & Soil preparation charges | Nos | 3808 | 24 | Approved
The Soul, Rajarhat | COMMON INFRASTRUCTURE | Landscaping |  | WO/HR01/CIH01/101 | Mondal Nurseries & Exterior | Providing & fixing | Providing and fixing QR codes on live Trees (Material Polyvinyl Sheet) as per direction of EIC. (Rate including all required materials, labours, tools & tackles and necessary arrangements for the work.). Size-5''x5'' | Nos | 125 | 240 | Approved
SOUTHWINDS PROJECT LLP (PHASE - III & IV) | MEP PHASE - III | MLCP | Civil | WO/SP34/MW34/2 | NEW L. N. CONSTRUCTION | MLCP Civil Work - Rate revised | MLCP Civil Work - Rate revised |  | 0 | 0 | Approved
SOUTHWINDS PROJECT LLP (PHASE - III & IV) | MEP PHASE - III | MLCP | Civil | WO/SP34/MW34/2 | NEW L. N. CONSTRUCTION | --Excavation Lead up to 75 m | All charges for doing excavation in required profile in all type of soils in dry and wet condition with a lead of 75 m as directed for pond cutting or any other foundation of the proposed structure as per drawings or direction of Engineer-in-Charge including dismantling of foundation (if any) made with brick, PCC, RCC, dressing of side, bottom, ramming of bottom, dewatering, shoring, strutting, diverting underground sewer line, water line, electrical line (if any) barricading the area providing caution board maintaining required slopes including all labour, materials, machinery, tools & tackles for all lead & lift to the entire satisfaction of EIC. Contractor will be paid for a working space of 600 mm or as indicated in IS : 1200 , which ever is less . The excavation drawing will be submitted by the contractor before starting the excavation for client's approval. | Cum. | 9.17 | 240 | Approved
SOUTHWINDS PROJECT LLP (PHASE - III & IV) | MEP PHASE - III | MLCP | Civil | WO/SP34/MW34/2 | NEW L. N. CONSTRUCTION | --Earth work in filling | Earth work in filling with earth obtained from excavation in layers not exceeding 250 mm including watering, ramming, etc., complete in all respect as per and direction of EIC (payment to be made on the basis of measurement of finished quantity of work) | Cum. | 0 | 110 | Approved
SOUTHWINDS PROJECT LLP (PHASE - III & IV) | MEP PHASE - III | MLCP | Civil | WO/SP34/MW34/2 | NEW L. N. CONSTRUCTION | --PCC | Providing and laying 1:3:6 Cement concrete with 25mm & down screened and washed well graded stone chips excluding shuttering, consolidating complete in all respect as per drawing, specification and direction of EIC (Cement would be supplied by Employer free of cost, but subjected to reconciliation.) | Cum. | 2.766 | 7550 | Approved
SOUTHWINDS PROJECT LLP (PHASE - III & IV) | MEP PHASE - III | MLCP | Civil | WO/SP34/MW34/2 | NEW L. N. CONSTRUCTION | --M25/M20 | RCC M25/M20 Providing and laying charges for M25 Grade of Concrete at all levels and excluding shuttering and reinforcement, including concrete pump, curing, vibrator with complete design of concrete mix as per IS code and relevant special publication, submission of job mix formula after preliminary mix design and testing of concrete cubes as per dir.of EIC. | Cum. | 8.293 | 7385 | Approved
SOUTHWINDS PROJECT LLP (PHASE - III & IV) | MEP PHASE - III | MLCP | Civil | WO/SP34/MW34/2 | NEW L. N. CONSTRUCTION | --Reinforcement | Labour Charges for fixing Reinforcement for reinforced cement concrete work from in all sorts of structures including distribution bars, stirrups, binding wire etc. Initial straightening and removal of loost rust (if necessary) cutting to requisite length, hooking & bending to correct shape , placing in proper position & binding with 16 gauge black annealed wire/welding as per relevant I.S. code in every intersection complete as per drawing, specification of EIC for works in foundation, basement slab,wall,pile cap,tie beam, column, etc. including bailing out water during construction of foundation etc. all complete. | MT | 0.872 | 7000 | Approved
SOUTHWINDS PROJECT LLP (PHASE - III & IV) | MEP PHASE - III | MLCP | Civil | WO/SP34/MW34/2 | NEW L. N. CONSTRUCTION | --shuttering | Hire & labour charges for Shuttering with centering & necessary staging upto necessary height using approved stout props, 12mm thick quality ply board shuttering, with required bracing for curved or straight fitting, fixing & striking out after completion of works(including bailing of water) complete as per drawing, specification and direction of EIC | Sq.Mtr. | 23.525 | 500 | Approved
SOUTHWINDS PROJECT LLP (PHASE - III & IV) | MEP PHASE - III | MLCP | Civil | WO/SP34/MW34/2 | NEW L. N. CONSTRUCTION | IPS Flooring work | Charges for IPS Flooring work of average 25 mm thickness using cement concrete 1:2:4 finished with floating coat of Net Cement on Treads, landing of stair case at all floor level all complete as per drawing and direction of EIC | Sq.Mtr. | 38.155 | 450 | Approved
SOUTHWINDS PROJECT LLP (PHASE - III & IV) | MEP PHASE - III | External Electrical | Civil | WO/SP34/MW34/1 | NEW L. N. CONSTRUCTION | Electrical cable trench-Revised rate | Electrical cable trench-Revised rate |  | 0 | 0 | Approved
SOUTHWINDS PROJECT LLP (PHASE - III & IV) | MEP PHASE - III | External Electrical | Civil | WO/SP34/MW34/1 | NEW L. N. CONSTRUCTION | --Excavation Lead up to 75 m | All charges for doing excavation in required profile in all type of soils in dry and wet condition with a lead of 75 m as directed for pond cutting or any other foundation of the proposed structure as per drawings or direction of Engineer-in-Charge including dismantling of foundation (if any) made with brick, PCC, RCC, dressing of side, bottom, ramming of bottom, dewatering, shoring, strutting, diverting underground sewer line, water line, electrical line (if any) barricading the area providing caution board maintaining required slopes including all labour, materials, machinery, tools & tackles for all lead & lift to the entire satisfaction of EIC. Contractor will be paid for a working space of 600 mm or as indicated in IS : 1200 , which ever is less . The excavation drawing will be submitted by the contractor before starting the excavation for client's approval. | Cum. | 26.078 | 240 | Approved
SOUTHWINDS PROJECT LLP (PHASE - III & IV) | MEP PHASE - III | External Electrical | Civil | WO/SP34/MW34/1 | NEW L. N. CONSTRUCTION | --Earth work in filling | Earth work in filling with earth obtained from excavation in layers not exceeding 250 mm including watering, ramming, etc., complete in all respect as per and direction of EIC (payment to be made on the basis of measurement of finished quantity of work) | Cum. | 9.248 | 110 | Approved
SOUTHWINDS PROJECT LLP (PHASE - III & IV) | MEP PHASE - III | External Electrical | Civil | WO/SP34/MW34/1 | NEW L. N. CONSTRUCTION | --PCC | Providing and laying 1:3:6 Cement concrete with 25mm & down screened and washed well graded stone chips excluding shuttering, consolidating complete in all respect as per drawing, specification and direction of EIC (Cement would be supplied by Employer free of cost, but subjected to reconciliation.) | Cum. | 2.04 | 7550 | Approved
SOUTHWINDS PROJECT LLP (PHASE - III & IV) | MEP PHASE - III | External Electrical | Civil | WO/SP34/MW34/1 | NEW L. N. CONSTRUCTION | --M25 / M20 | RCC M25 / M20 Providing and laying charges for M25 Grade of Concrete at all levels and excluding shuttering and reinforcement, including concrete pump, curing, vibrator with complete design of concrete mix as per IS code and relevant special publication, submission of job mix formula after preliminary mix design and testing of concrete cubes as per dir.of EIC. | Cum. | 13.896 | 7385 | Approved
SOUTHWINDS PROJECT LLP (PHASE - III & IV) | MEP PHASE - III | External Electrical | Civil | WO/SP34/MW34/1 | NEW L. N. CONSTRUCTION | --Reinforcement | Labour Charges for fixing Reinforcement for reinforced cement concrete work from in all sorts of structures including distribution bars, stirrups, binding wire etc. Initial straightening and removal of loost rust (if necessary) cutting to requisite length, hooking & bending to correct shape , placing in proper position & binding with 16 gauge black annealed wire/welding as per relevant I.S. code in every intersection complete as per drawing, specification of EIC for works in foundation, basement slab,wall,pile cap,tie beam, column, etc. including bailing out water during construction of foundation etc. all complete. | MT | 1.641 | 7000 | Approved
SOUTHWINDS PROJECT LLP (PHASE - III & IV) | MEP PHASE - III | External Electrical | Civil | WO/SP34/MW34/1 | NEW L. N. CONSTRUCTION | --shuttering | Hire & labour charges for Shuttering with centering & necessary staging upto necessary height using approved stout props, 12mm thick quality ply board shuttering, with required bracing for curved or straight fitting, fixing & striking out after completion of works(including bailing of water) complete as per drawing, specification and direction of EIC | Sq.Mtr. | 82.841 | 500 | Approved
SOUTHWINDS PROJECT LLP (PHASE - III & IV) | MEP PHASE - III | External Electrical | Civil | WO/SP34/MW34/1 | NEW L. N. CONSTRUCTION | 250 mm brickwork | 250 mm brickwork Providing and erecting 250 mm thick brick work with 1st class bricks for walls of specified thickness in sand cement mortar (6 :1) including the cost of all material, labour, tools, tackles, scaffolding, curing etc. complete as per direction of Engineer-in-Charge and technical specification. (Cement would be supplied by the employer free of cost, but subjected to reconciliation). | Cum. | 1.425 | 7840 | Approved
SOUTHWINDS PROJECT LLP (PHASE - III & IV) | MEP PHASE - III | External Electrical | Civil | WO/SP34/MW34/1 | NEW L. N. CONSTRUCTION | to internal walls | Internal wall plaster Providing and applying plaster ( to internal walls) with sand and cement mortar including round off or chamfering of concrete surface , curing etc, complete as per direction of EIC - 12-15 mm thick sand cement mortar ( 6 parts sand : 1 part cement), at any floor and level . Scaffolding material will be provided by client. (Cement would be supplied by the employer free of cost, but subjected to reconciliation) | Sq.Mtr. | 10.12 | 230 | Approved
SOUTHWINDS PROJECT LLP (PHASE - III & IV) | BLOCK PHASE - III | Water Proofing |  | WO/SP34/BP34/23 | PRERONA CONSTRUCTION | Planter box Water proofing work | Planter box Water proofing work-Bl-11 |  | 0 | 0 | Approved
SOUTHWINDS PROJECT LLP (PHASE - III & IV) | BLOCK PHASE - III | Water Proofing |  | WO/SP34/BP34/23 | PRERONA CONSTRUCTION | Water proofing work with protective plaster at Planter Box area | WATERPROOFING Surface preparation : Charges towards cleaning the mother slab concrete surface with grinding, wire brush, water etc. to remove all loose dirt, dust, cement latience etc., sealing the cracks (if any) by polymer modified mortar enriched with Sika Latex Power etc., including necessary groove cutting along the construction joints, cleaning properly to remove all loose adhering particles, sealing & chamfering the same with fillet of mortar (Cement: sand – 1:4) admixed with Sika Latex Power, all complete as per manufacturers specification & direction of EIC. Coating Work : Charges towards providing & application of two coats of 2 Comp.Acrylic polymer modified waterproofing slurry coating Sikatop Seal-109 hi, (after application of 1st coat Sikatop Seal 109 hi laying of Fibre glass cloth while the coating is in green stage then application of 2nd coat shall be applied ) as per manufacturer's specification and direction of EIC. After 24 hrs of coating , the same shall be cured for 3-4 days by sprinkling water on it. Protective Plastering work : Charges towards providing 8-10mm avg. thick cement Plaster (1:4) admixed with polymer based waterproofing admixture admixed with integral waterproofing compound Sika Plastocrete Plus @ 0.2% by wt. of cement, as per manufacturers specification and direction of EIC. All work to be done as per approved Method Statement – Planter box Treatment with SikaTop®Seal 109hi | Sq.Mtr. | 34.8 | 470 | Approved
SOUTHWINDS PROJECT LLP (PHASE - III & IV) | BLOCK PHASE - III | Water Proofing |  | WO/SP34/BP34/23 | PRERONA CONSTRUCTION | Avg. 50 mm screed concrete | "Charges towards laying of avg. 50 mm screed concrete in prop. of 1:1.5:3 (1 part cement :1.5 part sand: 3 part aggregate) admixed with integral waterproofing compound Sika Plastocrete Plus @ 0.2% by wt. of cement over the floor area, complete as per specification & direction of EIC. (Only Cement will be supplied by client) " | Sq.Mtr. | 14.4 | 480 | Approved
SOUTHWINDS PROJECT LLP (PHASE - III & IV) | MEP PHASE - III | Rain Water Harvesting Tank |  | WO/SP34/MW34/33 | PRERONA CONSTRUCTION | Rain Water Harvesting Tank - waterproofing Work | Rain Water Harvesting Tank - waterproofing Work |  | 0 | 0 | Approved
SOUTHWINDS PROJECT LLP (PHASE - III & IV) | MEP PHASE - III | Rain Water Harvesting Tank |  | WO/SP34/MW34/33 | PRERONA CONSTRUCTION | Out Side | Water proofing work at RWST (From OutSide) : Surface preparation : Charges towards cleaning the surface with wire brush, water etc. to remove all dirt,dust, loose particles etc., sealing the cracks (if any), making necessary groove along the existing construction joints, removal of loose mortar/concrete , providing a bond coat of Sika Latex admixed cement slurry & finally patching the same with Sika Latex enriched cement-sand mortar etc. incl. sealing of Tie rods(inside & outside both) with Sika Latex enriched cement-sand mortar, all complete as per manufacturers specification and direction of EIC. (Cutting of Rod is Client's Scope) . Water Proofing Coating : Charges towards Providing two coats of 2 Comp.Acrylic polymer modified waterproofing slurry coating Sikatop Seal-109 hi, (after application of 1st coat of Sikatop Seal 109 hi laying of Fibre glass cloth while the coating is in green stage then application of 2nd coat shall be applied ) as per manufacturer specification and direction of EIC. After 24 hrs of coating , the same shall be cured for 3-4 days by sprinkling water on it. Protective Plaster : Providing 10-12 mm thick cement protective plaster (1:4) admixed with Sika Plastocrete Super @ 100gms/ bag of cement over coated surface, as per direction of EIC. Only Cement will be supplied by Client, but subjected to reconciliation. (Location - Outside Wall & Floor etc.) | Sq.Mtr. | 46.823 | 470 | Approved
SOUTHWINDS PROJECT LLP (PHASE - III & IV) | MEP PHASE - III | Rain Water Harvesting Tank |  | WO/SP34/MW34/33 | PRERONA CONSTRUCTION | Pipe Penetration area peripheral treatment | "Pipe Penetration area peripheral treatment: Charges towards cleaning the same properly to remove loose foreign materials/adhering particles, dirt etc, filling the angular gap between pipe periphery and concrete with ready to use high strength mortar Sika Top 122 HS and sealing the inside joint mouth with Sikagard 694F(I), a moisture intensive epoxy putty in a continuous,10mm thick gasket around the pipes to a width of approximately 10mm, complete as per manufacturers specification & direction of EIC. Only Cement will be supplied by Client, but subjected to reconciliation. (Note: -This Rate cannot be considered for future reference due to the rate is higher side with respect of smaller quantity) " | Nos | 4 | 250 | Approved
SOUTHWINDS PROJECT LLP (PHASE - III & IV) | MEP PHASE - III | Rain Water Harvesting Tank |  | WO/SP34/MW34/33 | PRERONA CONSTRUCTION | Grouting Work from inside : | Grouting Work from inside : Charges towards pressure grouting work with neat cement slurry admixture with expanding grout admixture Sika Intraplast-EP @500gms/bag of cement using 12 mm dia, 75 mm long PVC nozzles including drilling holes, fixing nozzles with extra quick setting liquid Sika-2. Sealing the holes after grouting, finally sealing the same with Sika Latex enriched cement sand mortar etc. complete as per manufacturers specification & direction of EIC (Cutting of Rod is client,s scope ) | Nos | 72 | 100 | Approved
SOUTHWINDS PROJECT LLP (PHASE - III & IV) | MEP PHASE - IV | Internal Electrical |  | WO/SP34/MW4/2 | DIAMOND PROJECTS | stair case & Lift Shafe | Supply & Labour charges/sq.ft. on plate area of total internal electrical work including supply of MMS, PVC Conduit, MS circular box for slab casting and wall conduiting including supply of Sand, MS JB of approved make, Receiving and Fixing of modular box, wire pulling, fixing of switch & socket, distribution boxes & MCB,wiring of light point, power point ,fan, exhaust fan, AC point for common area. main line wiring for common area of every floor as required, fixing of GI ladder/ perforated cable tray in every floor and electrical shaft , Laying of suitable sizes of XLPE armoured cable including supply of all accessories from Main LT Panel up to every floor through electrical riser , Making end termination of 1.1 KV grade XlPE cable in LT Panel, Receiving & fixing of Main Switch/MCCB/ DB in office area / Common area, Supply & Installation of lift shaft electrical work, Receiving and Fixing of modular box, wire pulling, fixing of switch & socket, distribution boxes & MCB, main line wiring for Lift as required, TV & Telephone, internet system conduit & cable laying from Ground floor up to every Floor, Fixing of suitable sizes of GI Ladder / perforated cable tray for ELV system in ELV Shaft for everyf loor, Lift & Meter room , common area ,earthling system including supply of materials like GI Pipe electrode & GI strip of standard size & approved make. common area, lift-lobby, staircase, car parking area conduiting & wiring, MCB DB fixing, including fixing of light fixture, exhaust Fan, Fan etc as per drawing complete in all respect & as per annexure attach with the WO. |  | 0 | 0 | Approved
SOUTHWINDS PROJECT LLP (PHASE - III & IV) | MEP PHASE - IV | Internal Electrical |  | WO/SP34/MW4/2 | DIAMOND PROJECTS | 6th floor Staircase & lift shaft | 6th floor Staircase & lift shaft Plate area details- 528 Sqft | Sq.Ft. | 528 | 11.5 | Approved
SOUTHWINDS PROJECT LLP (PHASE - III & IV) | MEP PHASE - IV | Internal Electrical |  | WO/SP34/MW4/2 | DIAMOND PROJECTS | 7th floor Staircase & lift shaft | 7th floor Staircase & lift shaft Plate area details- 318 Sqft | Sq.Ft. | 318 | 11.5 | Approved
SOUTHWINDS PROJECT LLP (PHASE - III & IV) | CLUB PHASE - III & IV | Electrical |  | WO/SP34/CW34/2 | DIAMOND PROJECTS | Electrical work | Supply & Labour charges in /sq.ft. on plate area of total electrical work including supply of MMS, PVC Conduit, MS circular box for slab casting and wall conduiting including supply of Sand, MS JB of approved make. Main line & CKT wiring, wiring of light point, fan point , exhaust fan, AC out door unit connection, power point etc of all floor area as required, Receiving and Fixing of modular box, wire pulling, fixing of switch & socket, distribution boxes & MCB, fixing of GI ladder/ perforated cable tray in all floor area and electrical shaft & ELV shaft as required , Fixing of Main LT Panel , all Sub electrical Panel , DB, MCCB, SFU, ACCL etc, Laying of suitable sizes of XLPE armoured cable including suply of all accessories from elctrical meter room upto all sub Panel, DB etc in respective floor through electrical riser , Making end termination of 1.1 KV grade XlPE cable in LT Panel, Sub Panel, DB etc , Receiving & fixing of Main Switch/MCCB/ DB as required, TV & Telephone,intercom , internet system , Music system, fire detection & Alarm system CCTV system conduitlaying & cable laying for TV & Telephone,intercom , internet system , Music system,from Ground floor upto all floor area as required, Fixing of suitable sizes of GI Ladder / perforated cable tray for Electrical System in electrical shaft & ELV system in ELV Shaft and all floor area as required. Earthing system for all electrical panel, Sub electrical Panel ,DB etc as required including supply of materials like GI Pipe electrode & GI strip,sand, bricks, Stone chips, CI cover etc of standard size & approved make. wiring including supply of PVC conduit with accessories & laying of 1.1 kv grade XLPE armoured cable/unarmoured cable for landscape/ planter area lighting. Fixing of lighting fitting at landscape /planter area. Cutting holes in false ceiling for fixing of light Fixture , fixing of light fixture, fan, exhaust fan.etc in all floor area as per drawing complete in all respect & as per annexure attach with the WO. (Area : 6th Floor & 7th Floor Club Area , MLCP BLOCK) |  | 0 | 0 | Approved
SOUTHWINDS PROJECT LLP (PHASE - III & IV) | CLUB PHASE - III & IV | Electrical |  | WO/SP34/CW34/2 | DIAMOND PROJECTS | 6 TH FLOOR - INDOOR AREA | 6 TH FLOOR - INDOOR AREA | Sq.Ft. | 6340 | 60 | Approved
SOUTHWINDS PROJECT LLP (PHASE - III & IV) | CLUB PHASE - III & IV | Electrical |  | WO/SP34/CW34/2 | DIAMOND PROJECTS | 6 TH FLOOR - OUTDOOR AREA | 6 TH FLOOR - OUTDOOR AREA | Sq.Ft. | 7341 | 17 | Approved
SOUTHWINDS PROJECT LLP (PHASE - III & IV) | CLUB PHASE - III & IV | Electrical |  | WO/SP34/CW34/2 | DIAMOND PROJECTS | 7 TH FLOOR - INDOOR AREA | 7 TH FLOOR - INDOOR AREA | Sq.Ft. | 700 | 60 | Approved
SOUTHWINDS PROJECT LLP (PHASE - III & IV) | CLUB PHASE - III & IV | Electrical |  | WO/SP34/CW34/2 | DIAMOND PROJECTS | 7 TH FLOOR - OUTDOOR AREA | 7 TH FLOOR - OUTDOOR AREA | Sq.Ft. | 4564 | 17 | Approved
The Soul, Rajarhat | COMMON INFRASTRUCTURE | Painting | External Painting |  |  | Shipwreck Polish | Shipwreck Polish -Providing and applying Shipwreck Polish as per the following step: - 1.Sand the wooden surface along the grains using sand paper. Wipe surface to clean of loose dust particles. 2.If the surface has dents apply wooden filler with putty knife over the dented area. 3.To colour, apply wood stains by ragging. 4.After that applying two coats of clear matt top coats over two coats of clear sealer with spray application. Complete with all tool tackles & necessary scaffolding if required as per direction of Engineer in charge. Colour Code: Woodtech Melamyne of Asian Paints. | Sq.Ft. |  |  | Approved
The Soul, Rajarhat | COMMON INFRASTRUCTURE | Painting |  | WO/HR01/CIH01/102 | ARTISAN | Shipwreck Polish | Shipwreck Polish -Providing and applying Shipwreck Polish as per the following step: - 1.Sand the wooden surface along the grains using sand paper. Wipe surface to clean of loose dust particles. 2.If the surface has dents apply wooden filler with putty knife over the dented area. 3.To colour, apply wood stains by ragging. 4.After that applying two coats of clear matt top coats over two coats of clear sealer with spray application. Complete with all tool tackles & necessary scaffolding if required as per direction of Engineer in charge. Colour Code: Woodtech Melamyne of Asian Paints. | Sq.Ft. | 450 | 170 | Approved
SOUTHWINDS PROJECT LLP (PHASE - III & IV) | MEP PHASE - IV | Sewage Treatment Plant | Civil | WO/SP34/MW4/28 | PRAHALLAD CONSTRUCTION PRIVATE LIMITED | Civil work of Bar screen chamber | Charges for Making of Bar screen chamber & two no;s pit including providing all labour, material , Tools & Tackles etc. all to complete the job as per approved dwg. & direction of EIC. ( Cement , steel , RMC will be supplied by client but subject to reconciliation ) | Lump Sum | 1 | 210021 | Approved
The Soul, Rajarhat | BASEMENT WITH PODIUM | Landscaping | Softscape |  |  | Supply of Plant Block-A | Supply of Plant Block-A |  |  |  | Approved
The Soul, Rajarhat | BASEMENT WITH PODIUM | Landscaping | Softscape |  |  | Raphis Excelsa- 4 | Raphis excelsa Spacing (mm): 1000 Height (mm): 1000 | Nos |  |  | Approved
The Soul, Rajarhat | BASEMENT WITH PODIUM | Landscaping | Softscape |  |  | Raphis Excelsa- 2' | Raphis excelsa Spacing (mm): 1000 Height (mm): 600 | Nos |  |  | Approved
The Soul, Rajarhat | BASEMENT WITH PODIUM | Landscaping | Softscape |  |  | Callistome | Callistemon Height (mm): 1500 | Nos |  |  | Approved
The Soul, Rajarhat | BASEMENT WITH PODIUM | Landscaping | Softscape |  |  | Vernonia Creeper | Vernonia Creeper | Nos |  |  | Approved
The Soul, Rajarhat | BASEMENT WITH PODIUM | Landscaping | Softscape |  |  | Wedelia trilobata | Wedelia trilobata | Nos |  |  | Approved
The Soul, Rajarhat | BASEMENT WITH PODIUM | Landscaping | Softscape |  |  | Syzigium Companulatum | Syzigium Companulatum Spacing (mm): 600 Height (mm): 600 | Nos |  |  | Approved
The Soul, Rajarhat | COMMON INFRASTRUCTURE | Landscaping | Softscape | WO/HR01/CIH01/92 | Mondal Nurseries & Exterior | Supply of Plant Block-A | Supply of Plant Block-A |  | 0 | 0 | Approved
The Soul, Rajarhat | COMMON INFRASTRUCTURE | Landscaping | Softscape | WO/HR01/CIH01/92 | Mondal Nurseries & Exterior | Raphis Excelsa- 4 | Raphis excelsa Spacing (mm): 1000 Height (mm): 1000 | Nos | 81 | 437 | Approved
The Soul, Rajarhat | COMMON INFRASTRUCTURE | Landscaping | Softscape | WO/HR01/CIH01/92 | Mondal Nurseries & Exterior | Raphis Excelsa- 2' | Raphis excelsa Spacing (mm): 1000 Height (mm): 600 | Nos | 24 | 250 | Approved
The Soul, Rajarhat | COMMON INFRASTRUCTURE | Landscaping | Softscape | WO/HR01/CIH01/92 | Mondal Nurseries & Exterior | Callistome | Callistemon Height (mm): 1500 | Nos | 1 | 1200 | Approved
The Soul, Rajarhat | COMMON INFRASTRUCTURE | Landscaping | Softscape | WO/HR01/CIH01/92 | Mondal Nurseries & Exterior | Vernonia Creeper | Vernonia Creeper | Nos | 800 | 19 | Approved
The Soul, Rajarhat | COMMON INFRASTRUCTURE | Landscaping | Softscape | WO/HR01/CIH01/92 | Mondal Nurseries & Exterior | Wedelia trilobata | Wedelia trilobata | Nos | 100 | 30 | Approved
The Soul, Rajarhat | COMMON INFRASTRUCTURE | Landscaping | Softscape | WO/HR01/CIH01/92 | Mondal Nurseries & Exterior | Syzigium Companulatum | Syzigium Companulatum Spacing (mm): 600 Height (mm): 600 | Nos | 80 | 200 | Approved
The Soul, Rajarhat | BLOCK | Wood Work |  | WO/HR01/BOK01/193 | M.R. Furniture | Supply of daily labour as per direction of Engineer in charge... | Supply of daily labour as per direction of Engineer in charge.. |  | 0 | 0 | Approved
The Soul, Rajarhat | BLOCK | Wood Work |  | WO/HR01/BOK01/193 | M.R. Furniture | Charges for Supply of Carpenter | Charges for Supply of Carpenter as per direction of EIC. (Working Hour 10.00 Am to 7.00 Pm) | Nos | 35 | 650 | Approved
The Soul, Rajarhat | BLOCK | Wood Work |  | WO/HR01/BOK01/193 | M.R. Furniture | Misc Work. | Charges for loading - unloading, transportation, tool & tackles etc.as per direction of Engineer-in-Charge | Nos | 35 | 39 | Approved
The Soul, Rajarhat | BLOCK | Wood Work |  | WO/HR01/BOK01/193 | M.R. Furniture | Charges for Supply of Carpenter | Charges for Supply of Carpenter Helper as per direction of EIC. (Working Hour 10.00 Am to 7.00 Pm).. | Nos | 15 | 450 | Approved
The Soul, Rajarhat | BLOCK | Wood Work |  | WO/HR01/BOK01/193 | M.R. Furniture | Misc Work... | Charges for loading - unloading, transportation, tool & tackles etc.as per direction of Engineer-in-Charge.. | Nos | 15 | 27 | Approved
The Soul, Rajarhat | BLOCK | Wood Work |  |  |  | Bedroom (900 X 2150) | Labour charges for lifting, carrying and fixing of flush Door Shutter at Bedroom (900 X 2150)locations including fixing of hardware fittings like Door buffer,Cylindrical lock (with or without key), door stopper etc, cleaning & preparation of the entire surface of the shutters including door frame surfaces with sand paper, along with supply of screw,pvc gutkha,nails and gum as necessary for entire work, cleaning the work area, shifting all the debris/wastes to a designated place at ground floor level, all complete at all level as per approved drawing and direction of Engineer in charge. (Wooden Flush door shutter, all hardwares & hinges as mentioned above will be supplied by client free of cost and on reconciliation basis)" |  |  |  | Approved
The Soul, Rajarhat | BLOCK | Wood Work |  |  |  | Door Shutter fixing | Door Shutter fixing | Nos |  |  | Approved
The Soul, Rajarhat | BLOCK | Wood Work |  |  |  | Hardwire Fixing | Hardwire Fixing | Nos |  |  | Approved
CHANDANNAGAR COMMERCIAL | MAIN TOWER | Civil | Sub & Super Structure Work | WO/GC01/GC01/2 | Arsh Realcon | 125 thk. brick work. | Charges for (including lifting & shifting) 125 mm thick Brick Work using clay Bricks (2nd class) in Cement Sand mortar (1:6) in foundation and plinth including bailing out water & Dewatering, curing, providing HB net at every 3rd layer etc. complete with all labour , materials, tools and tackles and as per drawing, specification and direction of EIC | Sq.Mtr. | 30 | 900 | Approved
SOUTHWINDS PROJECT LLP (PHASE - III & IV) | MEP PHASE - IV | Sewage Treatment Plant | Electro Mechanical | WO/SP34/MW4/29 | UNIVERSAL ENERGY SOLUTIONS PVT. LTD. | EQUIPMENT - EXHAUST FANS (FIRE RATED) | General Notes: i) The sound pressure of fans should not exceed 72 dB(A) at a distance of 3 meters for Normal-cum-Emergency Supply/Exhaust fans and sound pressure should not exceed 85 dB(A) at a distance of 3 meters for Emergency-only Supply/Exhaust. ii) The Total Fan Efficiency > 60% for Normal-cum-Emergency Supply/Exhaust fans. iii) Contractor / Equipment manufacturer to calculate total static pressure (TSP) in mm Wg by adding ESP & internal static pressure of the unit. TSP selected should be such that under all operating conditions, the designed ESP & CFM (duty parameter) is delivered. EXHAUST FANS (FIRE RATED) Supply, Installation, Testing & Commissioning of Tube Axial Fan / Vane Axial Fan with impeller having adjustable pitch angle blades and complete with suitable motor & drive assembly. Motor shall also be suitable for Variable Speed drive & shall be high efficiency Class IE2. Motor shall be suitable for 415 ± 10% V, 3 Phase, 4 Wire, 50 ± 3%Hz electrical supply. Fans shall be AMCA Certified for Air (AMCA 210) & Sound (AMCA 300). All necessary vibration isolation system, mounting frames, hangers, supports, nuts & bolts & Fan to have safety wire mesh bird screen to be included. The complete fan assembly alongwith the motor & drive assembly shall be fire rated i.e. suitable to operate upto 250°C for 2 hours and meet the duty parameters. The fan assembly shall be EN-12101-3 or UL tested for High temperature (UL Power & smoke Ventilation listed) for a minimum of 250 Deg. Celsius for a minimum of 2 Hrs and should be UL or CE labelled.Make- Kruger / Nicotra / AirFlow |  | 0 | 0 | Approved
SOUTHWINDS PROJECT LLP (PHASE - III & IV) | MEP PHASE - IV | Sewage Treatment Plant | Electro Mechanical | WO/SP34/MW4/29 | UNIVERSAL ENERGY SOLUTIONS PVT. LTD. | STP Exhaust | Location-STP Exhaust 1) Air Qty in CFM - 5400 2) ESP in mm Wg - 20 3) KW/Ph/Class- 1.5/3/H Fan Duty: Normal & Emergency Exhaust of Parking | Nos | 1 | 56000 | Approved
SOUTHWINDS PROJECT LLP (PHASE - III & IV) | MEP PHASE - IV | Sewage Treatment Plant | Electro Mechanical | WO/SP34/MW4/29 | UNIVERSAL ENERGY SOLUTIONS PVT. LTD. | STP Fresh Air | Location-STP Fresh Air 1) Air Qty in CFM - 4800 2) ESP in mm Wg - 15 3) KW/Ph/Class - 1.5/3/F Fan Duty: Normal & Emergency Exhaust of Parking | Nos | 1 | 52000 | Approved
SOUTHWINDS PROJECT LLP (PHASE - III & IV) | MEP PHASE - IV | Sewage Treatment Plant | Electro Mechanical | WO/SP34/MW4/29 | UNIVERSAL ENERGY SOLUTIONS PVT. LTD. | Fire Retardent Canvas | Price for Fire Retardent Canvas with MS Flange, Factory Fabricated Transition Peice for above Axial Flow Fan | Set | 2 | 5000 | Approved
SOUTHWINDS PROJECT LLP (PHASE - III & IV) | MEP PHASE - IV | Sewage Treatment Plant | Electro Mechanical | WO/SP34/MW4/29 | UNIVERSAL ENERGY SOLUTIONS PVT. LTD. | AIR DISTRIBUTION | AIR DISTRIBUTION Note :Minimum Billing quantity each aluminium item is 0.1sqmt and GI item is 0.2 sqmt. |  | 0 | 0 | Approved
SOUTHWINDS PROJECT LLP (PHASE - III & IV) | MEP PHASE - IV | Sewage Treatment Plant | Electro Mechanical | WO/SP34/MW4/29 | UNIVERSAL ENERGY SOLUTIONS PVT. LTD. | Rectangular GSS Duct work-24 gauge | Rectangular GSS Duct work Supply, fabrication, Installation, testing and commissioning of site fabricated rectangular ducts using G.I Sheets (with 120 gsm galvanization). The price shall include flanges, supports, sealant (neoprene gasket), hangers, access door etc. 1) Sheet Thickness- 24 gauge GSS (0.63mm) 2) Max. Duct Size- ≤ 750 mm | Sq.Mtr. | 160 | 722 | Approved
SOUTHWINDS PROJECT LLP (PHASE - III & IV) | MEP PHASE - IV | Sewage Treatment Plant | Electro Mechanical | WO/SP34/MW4/29 | UNIVERSAL ENERGY SOLUTIONS PVT. LTD. | Rectangular GSS Duct work-22 gauge | Rectangular GSS Duct work Supply, fabrication, Installation, testing and commissioning of site fabricated rectangular ducts using G.I Sheets (with 120 gsm galvanization). The price shall include flanges, supports, sealant (neoprene gasket), hangers, access door etc. 1) Sheet Thickness- 22 gauge GSS (0.80mm) 2) Max. Duct Size- 751-1500 mm | Sq.Mtr. | 48 | 886 | Approved
SOUTHWINDS PROJECT LLP (PHASE - III & IV) | MEP PHASE - IV | Sewage Treatment Plant | Electro Mechanical | WO/SP34/MW4/29 | UNIVERSAL ENERGY SOLUTIONS PVT. LTD. | Duct acoustic lining | Supply and fixing of duct acoustic lining inside the ducts with 12mm thick Class-1 open cell nitrile sheet (density 140-160kg/cum) pasted inside the duct using low VOC ashesive and harnessed with GI NUT Bolt. | Sq.Mtr. | 30 | 1008 | Approved
SOUTHWINDS PROJECT LLP (PHASE - III & IV) | MEP PHASE - IV | Sewage Treatment Plant | Electro Mechanical | WO/SP34/MW4/29 | UNIVERSAL ENERGY SOLUTIONS PVT. LTD. | LINEAR GRILL | LINEAR GRILL Supply, installation, testing & balancing of continuous linear, fixed bar, extruded aluminium powder coated Supply Air / Return Air / Exhaust Air grilles, normal flow with all sides flanged. Colour Will be finalised by Client. | Sq.Mtr. | 2.5 | 5534 | Approved
SOUTHWINDS PROJECT LLP (PHASE - III & IV) | MEP PHASE - IV | Sewage Treatment Plant | Electro Mechanical | WO/SP34/MW4/29 | UNIVERSAL ENERGY SOLUTIONS PVT. LTD. | DUCT VOLUME CONTROL DAMPERS - MANUAL | DUCT VOLUME CONTROL DAMPERS - MANUAL Supply, installation, testing & commissioning of fan discharge / outlet GI duct dampers of 16G Casing and 18G Blade (with rest supports) GSS Construction complete with frame & necessary accessories. | Sq.Mtr. | 2.2 | 9000 | Approved
SOUTHWINDS PROJECT LLP (PHASE - III & IV) | MEP PHASE - IV | Sewage Treatment Plant | Electro Mechanical | WO/SP34/MW4/29 | UNIVERSAL ENERGY SOLUTIONS PVT. LTD. | COLLAR VOLUME CONTROL DAMPERS | COLLAR VOLUME CONTROL DAMPERS Supply, installation and testing of Aluminium construction opposed multi blade volume control dampers complete with bush, gears, shaft & manual operated. | Sq.Mtr. | 2 | 4968 | Approved
SOUTHWINDS PROJECT LLP (PHASE - III & IV) | MEP PHASE - IV | Sewage Treatment Plant | Electro Mechanical | WO/SP34/MW4/29 | UNIVERSAL ENERGY SOLUTIONS PVT. LTD. | ELECTRICAL WORKS | ELECTRICAL WORKS-ELECTRICAL PANELS GENERAL NOTES: FOR MCC PANEL & STARTER PANEL Supply, Installation, Testing, Commissioning of following cubicle type panels constructed from 2mm thick sheet steel for MCC Panel and 1.6mm thick for Starter Panel enclosed separate compartment for each feeeder or feeders, front operated, dust proof, lockable door, complete with all internal wiring, colour coading with ferruls, removal cable glands plate, bonding to earth and powder coated painting, all accessories and supporting structure. MS base frame, separate adequate cable alley for incoming and outgoing termination. All switch gear to have protection levels as specified. TPN bus bars shall be of Aluminium and shall be sleeved. Phase bus bars shall be rated at 20% higher and neutral bus bar shall be of 100% capacity. Minimum density of Aluminium bus bars for current carrying capacity shall be 1.0 amp per square mm. At Incommer shall be provide 230V/24V AC 50VA Transformer (with SMPS if required for DC power) for 24V power to Motorised Fire/Duct Damper, CO Sensor as required. a. Ics = Icu = 100% for the MCCB's, MPCB's & MCB's b. MCCB's shall be with extended rotary handle. c. Exact rating (Amps), Poles, Type, Short circuit rating is to be selected by the contractor as per load, fault and requirement. d. All communicable meters should be looped inside the panels and this loop has to be brought to one terminal point in the panel for connectivity. e. DOL Starter / Contactor with 2 NO + 2 NC Auxiliary contacts. f. Star-Delta starter / contactors / pneumatic timers with 2 NO + 2 NC Auxiliary contacts. g.All outgoing shall be provided with Stop / Manual /Auto selector switch to facilitate operation through BAS. All starters shall be provided with potential free Contact for Connections to Building Automation System anf Fire Inter Locking System. g.All outgoing shall be provided with Stop / Manual /Auto selector switch to facilitate operation through BAS. All starters shall be provided with potential free Contact for Connections to Building Automation System anf Fire Inter Locking System. |  | 0 | 0 | Approved
SOUTHWINDS PROJECT LLP (PHASE - III & IV) | MEP PHASE - IV | Sewage Treatment Plant | Electro Mechanical | WO/SP34/MW4/29 | UNIVERSAL ENERGY SOLUTIONS PVT. LTD. | DOL Starter Comprising the Following for Each Feeder: | i.1 No. suitable rated TP + NL MCB with suitable rating 3P contactor and SPP inbuilt O/L relay. ii.ON/OFF / Trip indication lamps iii.ON/OFF Push buttons iv.2 Pole A/M Selector switch 0.75/1.1/1.5/2.2/3.7 Kw DOL Starter as per above specification Including Timer Controller. | Nos | 2 | 14040 | Approved
SOUTHWINDS PROJECT LLP (PHASE - III & IV) | MEP PHASE - IV | Sewage Treatment Plant | Electro Mechanical | WO/SP34/MW4/29 | UNIVERSAL ENERGY SOLUTIONS PVT. LTD. | POWER CABLE | POWER CABLE Supply, Installation, Testing & Comisioning of following sizes of XLPE insulated PVC sheathed multistrand copper conductor FRLS armoured cable of 1.1 KV grade on existing cable tray / surface including saddle, clamps etc. complete as required. as per specifications given in the tender. The Billing of cable tray separately in Item No. 3C X 2.5 Sqmm armoured cable | RMT | 60 | 169 | Approved
SOUTHWINDS PROJECT LLP (PHASE - III & IV) | MEP PHASE - IV | Sewage Treatment Plant | Electro Mechanical | WO/SP34/MW4/29 | UNIVERSAL ENERGY SOLUTIONS PVT. LTD. | CABLE TERMINATION | Supplying and making end termination with brass/ss double compression glands and aluminium lugs for following size of PVC insulated and PVC sheathed/ XLPE copper conductor cable of 1.1 KV grade as required. 3C X 2.5 Sqmm armoured cable | Nos | 4 | 240 | Approved
SOUTHWINDS PROJECT LLP (PHASE - III & IV) | MEP PHASE - IV | Sewage Treatment Plant | Electro Mechanical | WO/SP34/MW4/29 | UNIVERSAL ENERGY SOLUTIONS PVT. LTD. | EARTHING | EARTHING Supply Installation Testing commissioning of GI Earthing along with suitable clamp & accessories for HVAC Equipment . 8 swg GI wire for earthing . | RMT | 120 | 21 | Approved
The Soul, Rajarhat | COMMON INFRASTRUCTURE | Painting |  | WO/HR01/CIH01/103 | ARTISAN | MS Catlink PU Painting | MS Catlink PU Painting as per BOQ |  | 0 | 0 | Approved
The Soul, Rajarhat | COMMON INFRASTRUCTURE | Painting |  | WO/HR01/CIH01/103 | ARTISAN | Primer | Primer -I) Scraping & cleaning the entire metal surface by means of light grinding, scrubbing, etc. to ensure a rust free surface. II) After dry cleaning, Brush application of 1 coats of Epoxy Zinc Rich Primer – a two-component anti corrosive Zinc Rich Primer manufactured by Berger or Equivalent. as per BOQ & direction of EIC.(Rate including all required materials, labours, tools & tackles and necessary arrangements for the work.) | Sq.Ft. | 6288 | 8.5 | Approved
The Soul, Rajarhat | COMMON INFRASTRUCTURE | Painting |  | WO/HR01/CIH01/103 | ARTISAN | Paint | I) Scraping & cleaning the entire metal surface by means of light grinding, scrubbing, etc. to ensure a rust free surface. Primer:- II) After dry cleaning, spray application of 1 coat of Epoxy Zinc Rich Primer – a two-component anti corrosive Zinc Rich Primer manufactured by Berger or Equivalent. Paint:- III) Applying 2 coats of Durothane– an acrylic Polyol and Polyisocyanate based PU top coat manufactured by MRF Corp Limited in desired colour over entire surface. If sprayed, 25% -30% thinner should be mixed for every coat of paint as per BOQ & direction of EIC..(RAL of the desired shade has to be provided by client)(Rate including all required materials, labours, tools & tackles and necessary arrangements for the work.) | Sq.Ft. | 5750 | 67 | Approved
Primarc Chambers | MARKETING | Site Branding |  | WO/PCH/PC03/47 | INFOSIGN SYSTEMS PVT. LTD. | Signage Work | Charges for supply of Labour & material for fixing, lifting, carrying for the specs as per Annexure-1 (Attached) including all as per direction of EIC: - 1) 70 mm raised imported acrylic box letter as per Logo colour. 2) Illumination will be from front only with branded LED Module 1.5 watt (IP-67/waterproof) & adequate rain proof power supply. Letter will be fixed on Wall surface. All complete as per Specification & drawing / direction of EIC. Location: Main Entry Gate | Lump Sum | 1 | 90000 | Approved
SOUTHWINDS PROJECT LLP (PHASE - III & IV) | HARDSCAPE & LANDSCAPE PHASE - III | Softscape |  | WO/SP34/HL34/6 | Green View | Padanus Variegated | BOTANICAL NAME: Padanus Variegated COMMON NAME: PLANT HEIGHT (MM): 200 SPACING (MM): 250 | Nos | 327 | 52 | Approved
SOUTHWINDS PROJECT LLP (PHASE - III & IV) | HARDSCAPE & LANDSCAPE PHASE - III | Softscape |  | WO/SP34/HL34/7 | Green View | Padanus Variegated | BOTANICAL NAME: Padanus Variegated COMMON NAME: PLANT HEIGHT (MM): 200 SPACING (MM): 250 | Nos | 327 | 3 | Approved
SOUTHWINDS PROJECT LLP (PHASE - III & IV) | HARDSCAPE & LANDSCAPE PHASE - III | Softscape |  | WO/SP34/HL34/6 | Green View | Ophiopogon Jaburan | BOTANICAL NAME: Ophiopogon Jaburan COMMON NAME: PLANT HEIGHT (MM): 200 SPACING (MM): 250 | Nos | 65 | 40 | Approved
SOUTHWINDS PROJECT LLP (PHASE - III & IV) | HARDSCAPE & LANDSCAPE PHASE - III | Softscape |  | WO/SP34/HL34/7 | Green View | Ophiopogon Jaburan | BOTANICAL NAME: Ophiopogon Jaburan COMMON NAME: PLANT HEIGHT (MM): 200 SPACING (MM): 250 | Nos | 65 | 3 | Approved
SOUTHWINDS PROJECT LLP (PHASE - III & IV) | HARDSCAPE & LANDSCAPE PHASE - III | Softscape |  | WO/SP34/HL34/6 | Green View | Dianella Variegated | BOTANICAL NAME: Dianella Variegated COMMON NAME: PLANT HEIGHT (MM): 200 SPACING (MM): 250 | Nos | 40 | 42 | Approved
SOUTHWINDS PROJECT LLP (PHASE - III & IV) | HARDSCAPE & LANDSCAPE PHASE - III | Softscape |  | WO/SP34/HL34/7 | Green View | Dianella Variegated | BOTANICAL NAME: Dianella Variegated COMMON NAME: PLANT HEIGHT (MM): 200 SPACING (MM): 250 | Nos | 40 | 3 | Approved
SOUTHWINDS PROJECT LLP (PHASE - III & IV) | HARDSCAPE & LANDSCAPE PHASE - III | Softscape |  | WO/SP34/HL34/6 | Green View | Pennisetum Orientale | BOTANICAL NAME: Pennisetum Orientale COMMON NAME: White Fountain grass PLANT HEIGHT (MM): 300 SPACING (MM): 350 | Nos | 83 | 55 | Approved
SOUTHWINDS PROJECT LLP (PHASE - III & IV) | HARDSCAPE & LANDSCAPE PHASE - III | Softscape |  | WO/SP34/HL34/7 | Green View | Pennisetum Orientale | BOTANICAL NAME: Pennisetum Orientale COMMON NAME: White Fountain grass PLANT HEIGHT (MM): 300 SPACING (MM): 350 | Nos | 83 | 3 | Approved
SOUTHWINDS PROJECT LLP (PHASE - III & IV) | HARDSCAPE & LANDSCAPE PHASE - III | Softscape |  | WO/SP34/HL34/6 | Green View | Gardenia Jasminoids Variegated | BOTANICAL NAME: Gardenia Jasminoids Variegated COMMON NAME: Gandho PLANT HEIGHT (MM): 450 -600 SPACING (MM): 350 | Nos | 40 | 60 | Approved
SOUTHWINDS PROJECT LLP (PHASE - III & IV) | HARDSCAPE & LANDSCAPE PHASE - III | Softscape |  | WO/SP34/HL34/7 | Green View | Gardenia Jasminoids Variegated | BOTANICAL NAME: Gardenia Jasminoids Variegated COMMON NAME: Gandho PLANT HEIGHT (MM): 450 -600 SPACING (MM): 350 | Nos | 40 | 3 | Approved
SOUTHWINDS PROJECT LLP (PHASE - III & IV) | HARDSCAPE & LANDSCAPE PHASE - III | Softscape |  | WO/SP34/HL34/6 | Green View | Hymenocallis | BOTANICAL NAME: Hymenocallis COMMON NAME: Spider Lily PLANT HEIGHT (MM): 300 SPACING (MM): 300 | Nos | 1401 | 37 | Approved
SOUTHWINDS PROJECT LLP (PHASE - III & IV) | HARDSCAPE & LANDSCAPE PHASE - III | Softscape |  | WO/SP34/HL34/7 | Green View | Hymenocallis | BOTANICAL NAME: Hymenocallis COMMON NAME: Spider Lily PLANT HEIGHT (MM): 300 SPACING (MM): 300 | Nos | 1401 | 3 | Approved
SOUTHWINDS PROJECT LLP (PHASE - III & IV) | HARDSCAPE & LANDSCAPE PHASE - III | Softscape |  | WO/SP34/HL34/6 | Green View | Heliconia Psitacorum | BOTANICAL NAME: Heliconia Psitacorum COMMON NAME: PLANT HEIGHT (MM): 450 -600 SPACING (MM): 350 | Nos | 142 | 52 | Approved
SOUTHWINDS PROJECT LLP (PHASE - III & IV) | HARDSCAPE & LANDSCAPE PHASE - III | Softscape |  | WO/SP34/HL34/7 | Green View | Heliconia Psitacorum | BOTANICAL NAME: Heliconia Psitacorum COMMON NAME: PLANT HEIGHT (MM): 450 -600 SPACING (MM): 350 | Nos | 142 | 3 | Approved
SOUTHWINDS PROJECT LLP (PHASE - III & IV) | HARDSCAPE & LANDSCAPE PHASE - III | Softscape |  | WO/SP34/HL34/6 | Green View | Canna Indica | BOTANICAL NAME: Canna Indica COMMON NAME: PLANT HEIGHT (MM): 450 -600 SPACING (MM): 350 | Nos | 297 | 50 | Approved
SOUTHWINDS PROJECT LLP (PHASE - III & IV) | HARDSCAPE & LANDSCAPE PHASE - III | Softscape |  | WO/SP34/HL34/7 | Green View | Canna Indica | BOTANICAL NAME: Canna Indica COMMON NAME: PLANT HEIGHT (MM): 450 -600 SPACING (MM): 350 | Nos | 297 | 3 | Approved
SOUTHWINDS PROJECT LLP (PHASE - III & IV) | HARDSCAPE & LANDSCAPE PHASE - III | Softscape |  | WO/SP34/HL34/6 | Green View | Tobernomontana Coronaria | BOTANICAL NAME: Tobernomontana Coronaria COMMON NAME: Tagar PLANT HEIGHT (MM): 300 SPACING (MM): 300 | Nos | 118 | 47 | Approved
SOUTHWINDS PROJECT LLP (PHASE - III & IV) | HARDSCAPE & LANDSCAPE PHASE - III | Softscape |  | WO/SP34/HL34/7 | Green View | Tobernomontana Coronaria | BOTANICAL NAME: Tobernomontana Coronaria COMMON NAME: Tagar PLANT HEIGHT (MM): 300 SPACING (MM): 300 | Nos | 118 | 3 | Approved
SOUTHWINDS PROJECT LLP (PHASE - III & IV) | HARDSCAPE & LANDSCAPE PHASE - III | Softscape |  | WO/SP34/HL34/6 | Green View | Ixora Singaporensis (Pink) | BOTANICAL NAME: Ixora Singaporensis (Pink) COMMON NAME: Rangan PLANT HEIGHT (MM): 450 -600 SPACING (MM): 350 | Nos | 173 | 60 | Approved
SOUTHWINDS PROJECT LLP (PHASE - III & IV) | HARDSCAPE & LANDSCAPE PHASE - III | Softscape |  | WO/SP34/HL34/7 | Green View | Ixora Singaporensis (Pink) | BOTANICAL NAME: Ixora Singaporensis (Pink) COMMON NAME: Rangan PLANT HEIGHT (MM): 450 -600 SPACING (MM): 350 | Nos | 173 | 3 | Approved
SOUTHWINDS PROJECT LLP (PHASE - III & IV) | HARDSCAPE & LANDSCAPE PHASE - III | Softscape |  | WO/SP34/HL34/6 | Green View | Jatropha Curcas | BOTANICAL NAME: Jatropha Curcas COMMON NAME: PLANT HEIGHT (MM): 450 -600 SPACING (MM): 350 | Nos | 20 | 60 | Approved
SOUTHWINDS PROJECT LLP (PHASE - III & IV) | HARDSCAPE & LANDSCAPE PHASE - III | Softscape |  | WO/SP34/HL34/7 | Green View | Jatropha Curcas | BOTANICAL NAME: Jatropha Curcas COMMON NAME: PLANT HEIGHT (MM): 450 -600 SPACING (MM): 350 | Nos | 20 | 3 | Approved
SOUTHWINDS PROJECT LLP (PHASE - III & IV) | HARDSCAPE & LANDSCAPE PHASE - III | Softscape |  | WO/SP34/HL34/6 | Green View | Raphis Excelsa | BOTANICAL NAME: Raphis Excelsa COMMON NAME: PLANT HEIGHT (MM): 900 -1200 SPACING (MM): 350 | Nos | 141 | 350 | Approved
SOUTHWINDS PROJECT LLP (PHASE - III & IV) | HARDSCAPE & LANDSCAPE PHASE - III | Softscape |  | WO/SP34/HL34/7 | Green View | Raphis Excelsa | BOTANICAL NAME: Raphis Excelsa COMMON NAME: PLANT HEIGHT (MM): 900 -1200 SPACING (MM): 350 | Nos | 141 | 5 | Approved
SOUTHWINDS PROJECT LLP (PHASE - III & IV) | HARDSCAPE & LANDSCAPE PHASE - III | Softscape |  | WO/SP34/HL34/6 | Green View | Areca Palm | BOTANICAL NAME: Areca Palm COMMON NAME: Lady Palm PLANT HEIGHT (MM): 900 -1200 SPACING (MM): 450 | Nos | 436 | 200 | Approved
SOUTHWINDS PROJECT LLP (PHASE - III & IV) | HARDSCAPE & LANDSCAPE PHASE - III | Softscape |  | WO/SP34/HL34/7 | Green View | Areca Palm | BOTANICAL NAME: Areca Palm COMMON NAME: Lady Palm PLANT HEIGHT (MM): 900 -1200 SPACING (MM): 450 | Nos | 436 | 5 | Approved
SOUTHWINDS PROJECT LLP (PHASE - III & IV) | HARDSCAPE & LANDSCAPE PHASE - III | Softscape |  | WO/SP34/HL34/6 | Green View | Schefflera Variegated | BOTANICAL NAME: Schefflera Variegated COMMON NAME: PLANT HEIGHT (MM): 450 -600 SPACING (MM): 350 | Nos | 122 | 45 | Approved
SOUTHWINDS PROJECT LLP (PHASE - III & IV) | HARDSCAPE & LANDSCAPE PHASE - III | Softscape |  | WO/SP34/HL34/7 | Green View | Schefflera Variegated | BOTANICAL NAME: Schefflera Variegated COMMON NAME: PLANT HEIGHT (MM): 450 -600 SPACING (MM): 350 | Nos | 122 | 3 | Approved
SOUTHWINDS PROJECT LLP (PHASE - III & IV) | HARDSCAPE & LANDSCAPE PHASE - III | Softscape |  | WO/SP34/HL34/6 | Green View | Phyllostachys Aurea | BOTANICAL NAME: Phyllostachys Aurea COMMON NAME: Golden Bamboo PLANT HEIGHT (MM): 900 -1200 SPACING (MM): 350 | Nos | 80 | 200 | Approved
SOUTHWINDS PROJECT LLP (PHASE - III & IV) | HARDSCAPE & LANDSCAPE PHASE - III | Softscape |  | WO/SP34/HL34/7 | Green View | Phyllostachys Aurea | BOTANICAL NAME: Phyllostachys Aurea COMMON NAME: Golden Bamboo PLANT HEIGHT (MM): 900 -1200 SPACING (MM): 350 | Nos | 80 | 5 | Approved
SOUTHWINDS PROJECT LLP (PHASE - III & IV) | HARDSCAPE & LANDSCAPE PHASE - III | Softscape |  | WO/SP34/HL34/6 | Green View | Acalypha Wilkesiana (Red) | BOTANICAL NAME: Acalypha Wilkesiana (Red) COMMON NAME: PLANT HEIGHT (MM): 450 -600 SPACING (MM): 350 | Nos | 80 | 45 | Approved
SOUTHWINDS PROJECT LLP (PHASE - III & IV) | HARDSCAPE & LANDSCAPE PHASE - III | Softscape |  | WO/SP34/HL34/7 | Green View | Acalypha Wilkesiana (Red) | BOTANICAL NAME: Acalypha Wilkesiana (Red) COMMON NAME: PLANT HEIGHT (MM): 450 -600 SPACING (MM): 350 | Nos | 80 | 3 | Approved
SOUTHWINDS PROJECT LLP (PHASE - III & IV) | HARDSCAPE & LANDSCAPE PHASE - III | Softscape |  | WO/SP34/HL34/6 | Green View | Dracena Reflexa | BOTANICAL NAME: Dracena Reflexa COMMON NAME: Song of India PLANT HEIGHT (MM): 450 SPACING (MM): 300 | Nos | 107 | 55 | Approved
SOUTHWINDS PROJECT LLP (PHASE - III & IV) | HARDSCAPE & LANDSCAPE PHASE - III | Softscape |  | WO/SP34/HL34/7 | Green View | Dracena Reflexa | BOTANICAL NAME: Dracena Reflexa COMMON NAME: Song of India PLANT HEIGHT (MM): 450 SPACING (MM): 300 | Nos | 107 | 3 | Approved
SOUTHWINDS PROJECT LLP (PHASE - III & IV) | HARDSCAPE & LANDSCAPE PHASE - III | Softscape |  | WO/SP34/HL34/6 | Green View | Alpinia Zerumbet | BOTANICAL NAME: Alpinia Zerumbet COMMON NAME: PLANT HEIGHT (MM): 450 SPACING (MM): 350 | Nos | 191 | 60 | Approved
SOUTHWINDS PROJECT LLP (PHASE - III & IV) | HARDSCAPE & LANDSCAPE PHASE - III | Softscape |  | WO/SP34/HL34/7 | Green View | Alpinia Zerumbet | BOTANICAL NAME: Alpinia Zerumbet COMMON NAME: PLANT HEIGHT (MM): 450 SPACING (MM): 350 | Nos | 191 | 3 | Approved
SOUTHWINDS PROJECT LLP (PHASE - III & IV) | HARDSCAPE & LANDSCAPE PHASE - III | Softscape |  | WO/SP34/HL34/6 | Green View | Tecoma Stans | BOTANICAL NAME: Tecoma Stans COMMON NAME: PLANT HEIGHT (MM): 900 -1200 SPACING (MM): 900 | Nos | 49 | 175 | Approved
SOUTHWINDS PROJECT LLP (PHASE - III & IV) | HARDSCAPE & LANDSCAPE PHASE - III | Softscape |  | WO/SP34/HL34/7 | Green View | Tecoma Stans | BOTANICAL NAME: Tecoma Stans COMMON NAME: PLANT HEIGHT (MM): 900 -1200 SPACING (MM): 900 | Nos | 49 | 5 | Approved
SOUTHWINDS PROJECT LLP (PHASE - III & IV) | HARDSCAPE & LANDSCAPE PHASE - III | Softscape |  | WO/SP34/HL34/6 | Green View | Calliandra Calothyrsus | BOTANICAL NAME: Calliandra Calothyrsus COMMON NAME: PLANT HEIGHT (MM): 900 -1200 SPACING (MM): 900 | Nos | 27 | 165 | Approved
SOUTHWINDS PROJECT LLP (PHASE - III & IV) | HARDSCAPE & LANDSCAPE PHASE - III | Softscape |  | WO/SP34/HL34/7 | Green View | Calliandra Calothyrsus | BOTANICAL NAME: Calliandra Calothyrsus COMMON NAME: PLANT HEIGHT (MM): 900 -1200 SPACING (MM): 900 | Nos | 27 | 5 | Approved
SOUTHWINDS PROJECT LLP (PHASE - III & IV) | HARDSCAPE & LANDSCAPE PHASE - III | Softscape |  | WO/SP34/HL34/6 | Green View | Caesalpinia Pulcherrima | BOTANICAL NAME: Caesalpinia Pulcherrima COMMON NAME: Peacock flower PLANT HEIGHT (MM): 900 -1200 SPACING (MM): 900 | Nos | 110 | 200 | Approved
SOUTHWINDS PROJECT LLP (PHASE - III & IV) | HARDSCAPE & LANDSCAPE PHASE - III | Softscape |  | WO/SP34/HL34/7 | Green View | Caesalpinia Pulcherrima | BOTANICAL NAME: Caesalpinia Pulcherrima COMMON NAME: Peacock flower PLANT HEIGHT (MM): 900 -1200 SPACING (MM): 900 | Nos | 110 | 5 | Approved
SOUTHWINDS PROJECT LLP (PHASE - III & IV) | HARDSCAPE & LANDSCAPE PHASE - III | Softscape |  | WO/SP34/HL34/6 | Green View | Nerium Oleander | BOTANICAL NAME: Nerium Oleander COMMON NAME: PLANT HEIGHT (MM): 900 -1200 SPACING (MM): 900 | Nos | 69 | 120 | Approved
SOUTHWINDS PROJECT LLP (PHASE - III & IV) | HARDSCAPE & LANDSCAPE PHASE - III | Softscape |  | WO/SP34/HL34/7 | Green View | Nerium Oleander | BOTANICAL NAME: Nerium Oleander COMMON NAME: PLANT HEIGHT (MM): 900 -1200 SPACING (MM): 900 | Nos | 69 | 5 | Approved
The Soul, Rajarhat | BLOCK | Fire Fighting |  | WO/HR01/BOK01/28 | Balajee Fire | Extra Item | EXTRA ITEM:-FLEXIBLE CONDUIT WORKS complete with fittings. Supports, clamps, glands, floor cutting and other accessories as required to complete the job |  | 0 | 0 | Amended & Approved
The Soul, Rajarhat | BLOCK | Fire Fighting |  | WO/HR01/BOK01/28 | Balajee Fire | Flexible | Installation Charges for a) 2C X 1.5 SQMM FRLS Multi Strand XLPE cable. (ARMOURED CABLE) | Mtrs. | 4908 | 43 | Approved
The Soul, Rajarhat | BLOCK | Fire Fighting |  | WO/HR01/BOK01/28 | Balajee Fire | 20mm ISI mark | Supply & fixing of 20mm ISI mark PVC conduit. | Mtrs. | 987 | 50 | Approved
The Soul, Rajarhat | BLOCK | Fire Fighting |  | WO/HR01/BOK01/28 | Balajee Fire | 25mm ISI mark | Supply & fixing of 25mm ISI mark PVC conduit. | Mtrs. | 2999 | 60 | Approved
The Soul, Rajarhat | BLOCK | Fire Fighting |  | WO/HR01/BOK01/28 | Balajee Fire | 200 MM Cable Tray | 200 MM wide Hot dep Galvanised perforated type cable tray with 10 mm dia full thread Rod . | Mtrs. | 428 | 455 | Approved
SOUTHWINDS PROJECT LLP (PHASE - III & IV) | HARDSCAPE & LANDSCAPE PHASE - III | Softscape |  | WO/SP34/HL34/6 | Green View | GOA SELECTION-1 GRASS | BOTANICAL NAME: GOA SELECTION-1 GRASS COMMON NAME: SELECTION -1 SPACING: 50 MM | Sq.Mtr. | 348.296 | 120 | Approved
SOUTHWINDS PROJECT LLP (PHASE - III & IV) | HARDSCAPE & LANDSCAPE PHASE - III | Softscape |  | WO/SP34/HL34/7 | Green View | GOA SELECTION-1 GRASS | BOTANICAL NAME: GOA SELECTION-1 GRASS COMMON NAME: SELECTION -1 SPACING: 50 MM | Sq.Mtr. | 348.296 | 10 | Approved
SOUTHWINDS PROJECT LLP (PHASE - III & IV) | HARDSCAPE & LANDSCAPE PHASE - III | Softscape |  | WO/SP34/HL34/6 | Green View | SELECTION-1 GRASS | SELECTION-1 GRASS COMMON NAME: SELECTION -1 GRASS SPACING: 100 MM Grass Paver Area¦¦ By Dibbling Method | Sq.Mtr. | 46.539 | 120 | Approved
SOUTHWINDS PROJECT LLP (PHASE - III & IV) | HARDSCAPE & LANDSCAPE PHASE - III | Softscape |  | WO/SP34/HL34/7 | Green View | SELECTION-1 GRASS | SELECTION-1 GRASS COMMON NAME: SELECTION -1 GRASS SPACING: 100 MM Grass Paver Area¦¦ By Dibbling Method | Sq.Mtr. | 253.919 | 30 | Approved
SOUTHWINDS PROJECT LLP (PHASE - III & IV) | HARDSCAPE & LANDSCAPE PHASE - III | Softscape |  | WO/SP34/HL34/7 | Green View | Transportation¦¦ Soil Bed Preparation¦¦ Plantation¦¦ Maintenance | Transportation¦¦ Soil Bed Preparation¦¦ Plantation¦¦ Maintenance |  | 0 | 0 | Amended & Approved
SOUTHWINDS PROJECT LLP (PHASE - III & IV) | HARDSCAPE & LANDSCAPE PHASE - III | Softscape |  | WO/SP34/HL34/7 | Green View | Soil Bed Preparation | Soil Bed Preparation charges including cleaning and clearing weeds, stones with dressing and leveling the soil | Sq.Mtr. | 1007.916 | 20 | Approved
SOUTHWINDS PROJECT LLP (PHASE - III & IV) | HARDSCAPE & LANDSCAPE PHASE - III | Softscape |  | WO/SP34/HL34/7 | Green View | Transportation Cost for SHRUBS/FOLIAGE/PALMS | Transportation Cost for SHRUBS/FOLIAGE/PALMS | Lump Sum | 1 | 12500 | Approved
SOUTHWINDS PROJECT LLP (PHASE - III & IV) | HARDSCAPE & LANDSCAPE PHASE - III | Softscape |  | WO/SP34/HL34/7 | Green View | Transportation - 21 no Tree | Loading of 21 no. Tree (As per Attached Annexure) at Bamangachi , Then Transport from Bamongachi to Southwinds & Unloading tree at site near Block 11 & 12 as per direction of EIC. | Lump Sum | 1 | 4846.15 | Approved
SOUTHWINDS PROJECT LLP (PHASE - III & IV) | HARDSCAPE & LANDSCAPE PHASE - III | Softscape |  | WO/SP34/HL34/7 | Green View | Transportation - 98 no Tree | Loading of 98 no. Tree (As per Attached Annexure) at Bamangachi , Then Transport from Bamongachi to Southwinds & Unloading tree at site near Block 11 & 12 as per direction of EIC. | Lump Sum | 1 | 17987.32 | Approved
SOUTHWINDS PROJECT LLP (PHASE - III & IV) | HARDSCAPE & LANDSCAPE PHASE - III | Softscape |  | WO/SP34/HL34/7 | Green View | Pit Work | All charges for Pit making with Manure as per direction of EIC | Nos | 127 | 225 | Approved
SOUTHWINDS PROJECT LLP (PHASE - III & IV) | HARDSCAPE & LANDSCAPE PHASE - III | Softscape |  | WO/SP34/HL34/7 | Green View | Bamboo Support _Tree | Bamboo Support _Tree | Nos | 127 | 150 | Approved
SOUTHWINDS PROJECT LLP (PHASE - III & IV) | HARDSCAPE & LANDSCAPE PHASE - III | Softscape |  | WO/SP34/HL34/7 | Green View | Plantation charges Tree | Plantation charges Tree | Nos | 127 | 125 | Approved
SOUTHWINDS PROJECT LLP (PHASE - III & IV) | HARDSCAPE & LANDSCAPE PHASE - III | Softscape |  | WO/SP34/HL34/7 | Green View | Maintenance | maintenance of shrubs & ground covers along with Trees with Manure | Months | 3 | 30000 | Approved
The Soul, Rajarhat | BLOCK | Fire Fighting |  | WO/HR01/BOK01/27 | Balajee Fire | Extra Item | Extra Item |  | 0 | 0 | Approved
The Soul, Rajarhat | BLOCK | Fire Fighting |  | WO/HR01/BOK01/27 | Balajee Fire | SS Extension nipple | Supply,Installation,testing, commission of SS Extension Nipple-a) 15 mm X 25mm long Due to False celling Adjustment in flat Area. As per specification/drawing and direction of Engineer-in-charge. | Nos | 400 | 100 | Approved
The Soul, Rajarhat | BLOCK | Fire Fighting |  | WO/HR01/BOK01/27 | Balajee Fire | GI Extension nipple | Supply,Installation,testing, commission of GI Extension Nipple With Socket -a) 15 mm X 150mm long Due to False celling Adjustment in flat Area. As per specification/drawing and direction of Engineer-in-charge. Block-A , 9@floor X 16, Block-B , 9@floor X 16, | Nos | 288 | 175 | Approved
The Soul, Rajarhat | BLOCK | Fire Fighting |  | WO/HR01/BOK01/27 | Balajee Fire | SS Flexible Hose pipe | Supply,Installation,testing, commission of SS Flexible Hose pipe With Support -a) 25 mm X 700mm long to 1200mm long Due to False celling Adjustment in Club Area. As per specification/drawing and direction of Engineer-in-charge. 1.Banquet-1 - 16 nos, 2.Banquet-2 - 16 nos, 3.Banquet-3 - 32 nos 4.Indoor Games - 12 nos 5. Kids Indoor Games- 8 nos 5.Reading Room- 4 nos 6.Lobby Area- 15nos 7. Squash Court- 8nos | Nos | 111 | 950 | Approved
The Soul, Rajarhat | BLOCK | Fire Fighting |  | WO/HR01/BOK01/27 | Balajee Fire | SS escutcheon plate | Supply,Installation,testing, commission of SS escutcheon plate-a) 65mm Due to False celling Adjustment in flat Area. As per specification/drawing and direction of Engineer-in-charge. | Nos | 3648 | 15 | Approved
The Soul, Rajarhat | BLOCK | Fire Fighting |  | WO/HR01/BOK01/27 | Balajee Fire | HYDRANT SYSTEM | Supply Installation,testing, commission of HYDRANT SYSTEM (OUTSIDE PUMP HOUSE) for PIPING (ABOVE GROUND PIPING) as per specification/drawing and direction of Engineer-in-charge g) 25 mm NB GI ( 600 mm)for Hose reel Connection & Floor Drain line connection. | Nos | 143 | 400 | Approved
The Soul, Rajarhat | BLOCK | Fire Fighting |  | WO/HR01/BOK01/27 | Balajee Fire | Escalation due to increase of material rate. | Escalation due to increase of material, rate as per annexure-1 | Lump Sum | 1 | 325000 | Approved
The Soul, Rajarhat | BLOCK | Fire Fighting |  | WO/HR01/BOK01/27 | Balajee Fire | Charges of Fire NOC. | Charges of Fire NOC. | Lump Sum | 1 | 180000 | Approved
The Ramdulari | MARKETING | Signages and Art Work | Signage Work |  |  | Supply & fixing of Removable Sky Sign as per dwg. & direction of EIC. | Supply & fixing of Removable Sky Sign as per dwg. & direction of EIC. |  |  |  | Draft
The Ramdulari | MARKETING | Signages and Art Work | Signage Work |  |  | Structure | Collapsible structure made of 25/40mm as required MS square pipe in a hinged foldable format and fixed with chemical bolting to the horizontal beam as per dwg. & direction of EIC. Location:-14th Floor as per availability facing MA Fly over and to be raised floor as when required. | Lump Sum |  |  | Draft
The Ramdulari | MARKETING | Signages and Art Work | Signage Work |  |  | Letter | Letter - Primarc Logo – Letter height – 6 Ft.- Letter top made of 3mm Local Acrylic with side raising of 100 mm Aluminium Channel. Letter back made of 3mm exterior grade ACP. Lighting with 1.5 watt IP67 grade waterproof Lens LED module with adequate rainproof 400 watt power supply each. Warranty of 1 year will be provided on site only on power supply and LED module. All wiring will be done with branded ISI marked wires & conduit per dwg. & direction of EIC. Location:-14th Floor as per availability facing MA Fly over and to be raised floor as when required. | Lump Sum |  |  | Draft
The Soul, Rajarhat | MARKETING | Signages and Art Work |  |  |  | Supply & fixing of Removable Sky Sign as per dwg. & direction of EIC. | Supply & fixing of Removable Sky Sign as per dwg. & direction of EIC. |  |  |  | Amended & Draft
The Soul, Rajarhat | MARKETING | Signages and Art Work |  |  |  | Structure | Collapsible structure made of 25/40mm as required MS square pipe in a hinged foldable format and fixed with chemical bolting to the horizontal beam as per dwg. & direction of EIC. Location:-10th /14th Floor as per availability facing MA Fly over and to be raised floor as when required. | Lump Sum |  |  | Approved
The Soul, Rajarhat | MARKETING | Signages and Art Work |  |  |  | Structure | Letter - Primarc Logo – Letter height – 6 Ft.- Letter top made of 3mm Local Acrylic with side raising of 100 mm Aluminium Channel. Letter back made of 3mm exterior grade ACP. Lighting with 1.5 watt IP67 grade waterproof Lens LED module with adequate rainproof 400 watt power supply each. Warranty of 1 year will be provided on site only on power supply and LED module. All wiring will be done with branded ISI marked wires & conduit per dwg. & direction of EIC. Location:-10th /14th Floor as per availability facing MA Fly over and to be raised floor as when required. | Lump Sum |  |  | Approved
The Ramdulari | MARKETING | Signages and Art Work |  | WO/RP/RP05/10 | INIZIO SIGN SYSTEMS PVT. LTD. | Supply & fixing of Removable Sky Sign as per dwg. & direction of EIC. | Supply & fixing of Removable Sky Sign as per dwg. & direction of EIC. |  | 0 | 0 | Approved
The Ramdulari | MARKETING | Signages and Art Work |  | WO/RP/RP05/10 | INIZIO SIGN SYSTEMS PVT. LTD. | Structure | Collapsible structure made of 25/40mm as required MS square pipe in a hinged foldable format and fixed with chemical bolting to the horizontal beam as per dwg. & direction of EIC. Location:-14th Floor as per availability facing MA Fly over and to be raised floor as when required. | Lump Sum | 1 | 130000 | Approved
The Ramdulari | MARKETING | Signages and Art Work |  | WO/RP/RP05/10 | INIZIO SIGN SYSTEMS PVT. LTD. | Letter | Letter - Primarc Logo – Letter height – 6 Ft.- Letter top made of 3mm Local Acrylic with side raising of 100 mm Aluminium Channel. Letter back made of 3mm exterior grade ACP. Lighting with 1.5 watt IP67 grade waterproof Lens LED module with adequate rainproof 400 watt power supply each. Warranty of 1 year will be provided on site only on power supply and LED module. All wiring will be done with branded ISI marked wires & conduit per dwg. & direction of EIC. Location:-14th Floor as per availability facing MA Fly over and to be raised floor as when required. | Lump Sum | 1 | 215000 | Approved
The Soul, Rajarhat | BLOCK | Fire Fighting |  |  |  | FRLS CABLING- 2C x 1.5 mm2 | Installation charges for FRLS CABLING complete with lugs, and termination of both ends-a) 2C x 1.5 mm2 MULTI STAND XLPE FRLS Armoured Cable as per specification/drawing and direction of Engineer-in-charge. << (Revised Rate Item No 4.3) | Mtrs. |  |  | Approved
The Soul, Rajarhat | BLOCK | Fire Fighting |  | WO/HR01/BOK01/28 | Balajee Fire | PA SYSTEM AND ASSOCIATED EQUIPMENTS | Installation charges for FRLS CABLING complete with lugs, and termination of both ends-a) 2C x 1.5 mm2 MULTI STAND XLPE FRLS Armoured Cable as per specification/drawing and direction of Engineer-in-charge | Mtrs. | 6591 | 30 | Approved
SOUTHWINDS PROJECT LLP (PHASE - III & IV) | MEP PHASE - IV | Sewage Treatment Plant | Civil | WO/SP34/MW4/31 | SHAHBAZ CONSTRUCTION | Civil work of SST Tank | Civil work of SST Tank |  | 0 | 0 | Approved
SOUTHWINDS PROJECT LLP (PHASE - III & IV) | MEP PHASE - IV | Sewage Treatment Plant | Civil | WO/SP34/MW4/31 | SHAHBAZ CONSTRUCTION | Sandy soil filling | Sandy soil filling (Excavated soil shifting from block 12 side to STP by dumper. After dumping the same manually filling insde the tank by unskill labour. | Cum. | 20.555 | 267.95 | Approved
SOUTHWINDS PROJECT LLP (PHASE - III & IV) | MEP PHASE - IV | Sewage Treatment Plant | Civil | WO/SP34/MW4/31 | SHAHBAZ CONSTRUCTION | Polythin sheet | "Laying of polythene sheet over compacted filling or below flooring or in foundation or in foundation trenches as per drawing and direction of Engineer-in-Charge (Polythene sheet will be supplied by client but subject to reconsiliation ) " | Sq.Mtr. | 27.54 | 60 | Approved
SOUTHWINDS PROJECT LLP (PHASE - III & IV) | MEP PHASE - IV | Sewage Treatment Plant | Civil | WO/SP34/MW4/31 | SHAHBAZ CONSTRUCTION | RCC_M25 | "Providing, mixing and laying in position Cement Concrete of appropriate grade to all type of R .C.C. work with 20 mm down graded machine crushed stone aggregates and coarse sand of approved grade including mixing admixture of any kind with concrete wherever specified for all types of R .C.C. work in foundations, footing, column base, strip foundation, raft, slab, machine foundations, column of all sizes and shapes, all types of beams (plinth beams, tie beam, floor beam) and all types of slabs (floor slabs, suspended floor slabs, cantilever slab, sloping slab etc .), walls, staircases, underground water tanks, UG tanks of STP, RWHT and basements, retaining walls, drop walls, fins etc. The rate shall include for Placing, laying and compacting the concrete of various grades in position at all levels, depths and in all required shapes/profiles/inclinations as per specification/I.S. codes or as directed by the Engineer In Charge. The rate shall also include the Non Destructive Test ( If Required ), the cost of necessary labour, plant and machineries, cover block in PVC / cement mortar 1:1, curing pipes / hessian cloth, required water and necessary piping, tools and tackles, making the surface good to receive the finishes, dewatering and keeping the area dry to receive the concrete, making and placing concrete cover blocks of same grade/ PVC Cover blocks, making provision of stand-by vibrators and needles, buttering with cement slurry, removing laitance from surface, providing the construction joints, openings, application of cementitious bonding agents at the construction joints, protecting the newly placed concrete from rain / heat with PVC sheets, marking the date of concreting, collecting concrete samples in cube moulds making necessary arrangements for curing and ponding, clearing the area of debris etc. complete as directed and to the satisfaction by the Engineer In Charge. (Shuttering and reinforcement work will be measured and paid separately). Cement/ Admixture will be supplied by client but subjected to reconciliation Grade: M25/M20 " | Cum. | 16.67 | 7245 | Approved
SOUTHWINDS PROJECT LLP (PHASE - III & IV) | MEP PHASE - IV | Sewage Treatment Plant | Civil | WO/SP34/MW4/31 | SHAHBAZ CONSTRUCTION | Formwork | "Providing, fabricating and fixing of formwork made of plywood 12mm Thk. (weighing not less than 34 kg/m2); wooden batten, steel plates as approved by Engineer in charge for vertical, horizontal or sloping for all R.C.C. works below ground level at all heights upto 4.5m floor to floor , including all leads with necessary supporting arrangement, applying shuttering oil ( Like ' REBOL' from FOSROC or any other approved ) on the form work, keeping the form work in position after concreting for a period as specified in the relevant I .S. Code and removing the form work after expiry of the specified period, complete with all materials, labour, tools & tackles etc. all as per drawing and specification. The form work shall be water tight ( Seal the joints with heavy duty brown self adhesive tape ) and shall be free from warping, denting and unevenness. The rates shall include cost of forming champers, copings, drip moulds, rounding's, grooves, cut outs, opening, corbels, arches etc. and fixing of pipe sleeves, insert plates, rung ladders, manhole covers for water reservoirs etc as shown in the drawings. [ Measurement shall be as per specification ] (Pipe Sleeves, insert plates, rung ladders, manhole covers will be supplied by client) a) Cleaning concrete from the formwork after removal. b) Co-ordination with electrical team to fix the electrical box and conduit before fixing of wall shuttering. c) Proper care during de-shuttering to avoid any damage to existing facilities. " | Sq.Mtr. | 68.565 | 534.75 | Approved
SOUTHWINDS PROJECT LLP (PHASE - III & IV) | MEP PHASE - IV | Sewage Treatment Plant | Civil | WO/SP34/MW4/31 | SHAHBAZ CONSTRUCTION | Reinforcement | Providing, unloading, handling, storing and hoisting into place at all levels and then straightening, cutting to length, bending hooked ends, binding in position of reinforcement bars to shape and size as detailed in drawing and approved bar bending schedules, including welding wherever necessary as per drawing in all kinds of works at all heights & depths as specified including approved cover blocks spaces and binding wire of 18 gauge, annealed wire hooks if required and such other works that are required to make it complete as per drawing. No payment to be made for Rolling Merging. Laps, chairs and spacers will be measured and counted in pour cards and paid in addition to the quantities in BBS. | MT | 0.563 | 8050 | Approved
SOUTHWINDS PROJECT LLP (PHASE - III & IV) | MEP PHASE - IV | Sewage Treatment Plant | Civil | WO/SP34/MW4/31 | SHAHBAZ CONSTRUCTION | Plaster with neat cement finish | Providing 10-12 mm thick cement plaster (1:4) with 4mm neat cement Punning (Cement consumption not more than 2.75kg/sqm) over Plastered surface using approved brand cement, all complete as per the specification and direction of Engineer-in-Charge. Cement will be supplied by client but subjected to reconciliation. Only Cement , will be supplied by Client, but subjected to reconciliation. | Sq.Mtr. | 44.162 | 312.8 | Approved
SOUTHWINDS PROJECT LLP (PHASE - III & IV) | MEP PHASE - IV | Sewage Treatment Plant | Civil | WO/SP34/MW4/31 | SHAHBAZ CONSTRUCTION | Fly ash bricks | Providing and erecting brick work with Fly ash Brick wall (190/200/230/250MM THK) for walls of specified thickness in cement sand mortar (1:6) including the cost of all material, labour, tools, tackles, scaffolding, curing etc. complete as per direction of Engineer-in-Charge and technical specification.(Cement supplied free of cost at site) | Cum. | 4.775 | 7360 | Approved
SOUTHWINDS PROJECT LLP (PHASE - III & IV) | PRE-CONSTRUCTION PHASE - III & IV | Mechanical Equipment |  | WO/SP34/PC34/50 | Jaypee India Limited | Machines Health Check-Up | Service charges for Machine's Health check-up per visit per m/c as per direction of EIC |  | 0 | 0 | Approved
SOUTHWINDS PROJECT LLP (PHASE - III & IV) | PRE-CONSTRUCTION PHASE - III & IV | Mechanical Equipment |  | WO/SP34/PC34/51 | Spartan Engineering Industries Pvt. Ltd. | Periodic Checkup of Passanger Hoist | Service charges for Machine's Health check-up per visit per machine as per direction of EIC. |  | 0 | 0 | Approved
SOUTHWINDS PROJECT LLP (PHASE - III & IV) | PRE-CONSTRUCTION PHASE - III & IV | Mechanical Equipment |  | WO/SP34/PC34/51 | Spartan Engineering Industries Pvt. Ltd. | Block -13 | Block -13 | Nos | 3 | 4500 | Approved
The Soul, Rajarhat | BLOCK | Painting | Internal Painting |  |  | Misc Repairing Work as per BOQ & direction of EIC. | Misc Repairing Work as per BOQ & Direction of EIC |  |  |  | Draft
The Soul, Rajarhat | BLOCK | Painting | Internal Painting | WO/HR01/BOK01/194 | B R C D ASSOCIATES | Daily Labour for Misc Repairing Work | Daily Labour for Misc Repairing Work |  | 0 | 0 | Approved
The Soul, Rajarhat | BLOCK | Painting | Internal Painting | WO/HR01/BOK01/194 | B R C D ASSOCIATES | Supply of Material for repairing work. | Supply of Material for repairing work. |  | 0 | 0 | Approved
The Soul, Rajarhat | BLOCK | Painting | Internal Painting | WO/HR01/BOK01/194 | B R C D ASSOCIATES | Supply of Material for repairing work | Supply of water base primer, water base paint, enamel paint, enamel primer as per BOQ & direction of EIC. | Lump Sum | 1 | 9543 | Approved
The Soul, Rajarhat | BLOCK | Civil | Sub & Super Structure Work | WO/HR01/BOK01/83 | B R C D ASSOCIATES | Misc. hole packing work | Charges for Misc. hole packing work at tower at all level including tools tackles, Jula Bhara etc. all complete as per direction of EIC. Client Supply: Fosroc GP2/ Equivalent Location: Block A (Tower-5,6,7 & 8); Block B (Tower-1,2,3 & 4) Approx Quantity 483 Nos | Lump Sum | 1 | 120000 | Amended & Approved
The Soul, Rajarhat | BLOCK | Civil | Sub & Super Structure Work |  |  | Repairing work for Sliding Door opening as per BOQ and direction of EIC. . | Repairing work for Sliding Door opening as per BOQ and direction of EIC. . |  |  |  | Draft
The Soul, Rajarhat | BLOCK | Civil | Sub & Super Structure Work |  |  | Repairing Work | Repairing work for Sliding Door opening as per BOQ and direction of EIC. .(Rate including all required material, labour, tools and tackles necessary arrangements of the work.)(Only cement will be supplied by the client but subject to reconciliation. Shifting and lifting of materials of all materials are in contractor scope. ) Location :- Tower 9 &10 | Nos |  |  | Draft
SOUTHWINDS PROJECT LLP (PHASE - III & IV) | PRE-CONSTRUCTION PHASE - III & IV | Borewell Installation |  | WO/SP34/PC34/52 | Supertech Engineering & Trade Pvt.Ltd. | Pump repairing job | Pump repairing job - Pump type Ama Porter 501 ND |  | 0 | 0 | Approved
SOUTHWINDS PROJECT LLP (PHASE - III & IV) | PRE-CONSTRUCTION PHASE - III & IV | Borewell Installation |  | WO/SP34/PC34/52 | Supertech Engineering & Trade Pvt.Ltd. | Rewinding charges of Motor | Rewinding charges of Motor | Nos | 1 | 3450 | Approved
SOUTHWINDS PROJECT LLP (PHASE - III & IV) | PRE-CONSTRUCTION PHASE - III & IV | Borewell Installation |  | WO/SP34/PC34/52 | Supertech Engineering & Trade Pvt.Ltd. | Service charges of pump | Service charges of pump | Nos | 1 | 2500 | Approved
The Soul, Rajarhat | COMMON INFRASTRUCTURE | MS Catlink |  | WO/HR01/CIH01/104 | PROTECH ENGINEERS | DP Test for Soul | DP Test for Catlink as per BOQ and direction of EIC. |  | 0 | 0 | Approved
The Soul, Rajarhat | COMMON INFRASTRUCTURE | MS Catlink |  | WO/HR01/CIH01/104 | PROTECH ENGINEERS | DP Test | Dye penetrant test (DP Test) for Catlink as per BOQ and direction of EIC. | Days | 1 | 11000 | Approved
The Soul, Rajarhat | COMMON INFRASTRUCTURE | MS Catlink |  | WO/HR01/CIH01/104 | PROTECH ENGINEERS | Delivery Charge | Transporation Charge | Lump Sum | 1 | 1000 | Approved
The Soul, Rajarhat | COMMON INFRASTRUCTURE | Flooring Work |  |  |  | Misc Flooring Work as per BOQ & dirction of EIC | Misc Flooring Work as per BOQ & dirction of EIC |  |  |  | Draft
The Soul, Rajarhat | COMMON INFRASTRUCTURE | Flooring Work |  |  |  | Granite patty / strip / sill | "Fixing charges of Granite patty / strip / sill (shade as approved) in any level over 20-30mm thick cement mortar (1:4) / Adhesive (Laticrete @252 / Similar Material as approved) with necessary chipping of surface, laid to proper line, level & slope with proper curing as per direction, joint filled with cement mixed pigment matched with shade, all finishing & cleaning all complete as per drawing, direction of Engineer-in-charge / Architect. (Only cement, Granite, will be supplied by the Client but subject to reconciliation. Material requisiton to be submitted by the contractor. Shifting & lifting of all materials & machineries and scaffolding (if required) are in contractor's scope). Location:-Gazibo,Entrance Circular Planter Top | Rft |  |  | Draft
The Soul, Rajarhat | COMMON INFRASTRUCTURE | Flooring Work |  |  |  | Granite Flooring | Fixing charges of Granite stone (shade as approved) at Tread and Landing portion of Stair by cutting the edge nosing in uniform thickness in any level over a bed of 30-40mm thick cement mortar (1:4) with necessary chipping of surface, laid to proper line, level & slope with proper curing as per direction, joint filled with cement mixed pigment matched with shade including all finishing & cleaning all complete as per drawing, direction of Engineer-in-charge / Architect.. (Only cement, Granite, will be supplied by the Client but subject to reconciliation. Material requisiton to be submitted by the contractor. Shifting & lifting of all materials & machineries and scaffolding (if required) are in contractor's scope)." Location Gazibo | Sq.Ft. |  |  | Draft
The Soul, Rajarhat | COMMON INFRASTRUCTURE | Flooring Work |  |  |  | Molding at tread in stair (Granite) | Molding at tread in stair (Granite) | Rft |  |  | Draft
The Soul, Rajarhat | COMMON INFRASTRUCTURE | Flooring Work |  |  |  | Kota Flooring | "GR. Floor Kota Floor Flooring Kota stone Fixing with polishing Fixing charges of Kota Stone for all levels over a bed of 30-40 mm thick cement mortar (1:4) joints filled with white cement slurry pigmented to match including polishing of Kota Stone in all levels with 3 types of carborundum stone cutting, all finishing & Cleanning as per drawing and direction of Engineer-In-Charge. (Only Kota & Cement will be supplied by the Client but subject to reconciliation. Shifting & Lifting of all materials & machineries are in contractor's scope) Location:-FDN Top & Pets Park Seat | Sq.Ft. |  |  | Draft
The Soul, Rajarhat | COMMON INFRASTRUCTURE | Flooring Work |  |  |  | Kota Patty | "GR. Floor Kota Skirting/ Riser/ PattyFlooring Kota stone Fixing with polishing Fixing charges of Kota Stone for all levels over a bed of 20-30 mm thick cement mortar (1:4) joints filled with white cement slurry pigmented to match including polishing of Kota Stone in all levels with 3 types of carborundum stone cutting, all finishing & Cleanning as per drawing and direction of Engineer-In-Charge. (Only Kota & Cement will be supplied by the Client but subject to reconciliation. Shifting & Lifting of all materials & machineries are in contractor's scope)" | Rft |  |  | Draft
The Soul, Rajarhat | COMMON INFRASTRUCTURE | Flooring Work |  |  |  | Kota Moulding | "Kota Molding Half Moulding Labour charges for Half Moulding of Kota Stone in all levels as per drawing and direction of Engineer-In-Charge. (Shifting & Lifting of all materials & machineries are in contractor's scope)" | Rft |  |  | Draft
The Soul, Rajarhat | COMMON INFRASTRUCTURE | Flooring Work |  |  |  | black Stone | "Fixing charges of Black Stone l (shade as approved) in any level over 20-30mm thick cement mortar (1:4) with necessary chipping of surface, laid to proper line, level & slope with proper curing as per direction, joint filled with cement mixed pigment matched with shade, all finishing & cleaning all complete as per drawing, direction of Engineer-in-charge / Architect. (Only cement, Granite, will be supplied by the Client but subject to reconciliation. Material requisiton to be submitted by the contractor. Shifting & lifting of all materials & machineries and scaffolding (if required) are in contractor's scope). Location:-Jogging Track | Sq.Ft. |  |  | Draft
The Soul, Rajarhat | COMMON INFRASTRUCTURE | Flooring Work |  |  |  | Vitrified | Fixing charges of 600x600 Vitrified Tiles (Brand as approved) on wall up to false ceiling from finish floor level in any floor including cutting of edges in sharp & right angle with making grooves on 30-40mm thick cement mortar (1:4) with necessary chipping, cutting, joint filled with white cement slurry pigmented to match after acid washing including all finishing & cleaning as per drawing, direction of Engineer-in-Charge / Architect. (Only cement, Tiles will be supplied by the Client but subject to reconciliation. Material requisiton to be submitted by the contractor. Shifting & lifting of all materials & machineries and scaffolding (if required) are in contractor's scope). | Sq.Ft. |  |  | Draft
CHANDANNAGAR COMMERCIAL | MAIN TOWER | Civil | Sub & Super Structure Work | WO/GC01/GC01/2 | Arsh Realcon | Material Escalation | Material Escalation |  | 0 | 0 | Approved
CHANDANNAGAR COMMERCIAL | MAIN TOWER | Civil | Sub & Super Structure Work | WO/GC01/GC01/2 | Arsh Realcon | PCC | Escalated on item no - GC01/GC01/6254/5, (PCC-1:3:6) 54.301 Cum = (63.465 - 9.164 Cum) Cut off Quantity up to 1st # RA | Cum. | 54.301 | 400 | Approved
CHANDANNAGAR COMMERCIAL | MAIN TOWER | Civil | Sub & Super Structure Work | WO/GC01/GC01/2 | Arsh Realcon | RCC | Escalated on item no - GC01/GC01/6254/7, (RCC - M25) 376.297 Cum = (430 - 53.703 Cum) Cut off Quantity up to 1st # RA | Cum. | 376.297 | 500 | Approved
CHANDANNAGAR COMMERCIAL | MAIN TOWER | Civil | Sub & Super Structure Work | WO/GC01/GC01/2 | Arsh Realcon | Shuttering | Escalated on item no - GC01/GC01/6254/6, (Shuttering) 2233.73 Sq.Mtr = (2400 - 166.27 Sq.Mtr) Cut off Quantity up to 1st # RA | Sq.Mtr. | 2233.73 | 50 | Approved
CHANDANNAGAR COMMERCIAL | MAIN TOWER | Civil | Sub & Super Structure Work | WO/GC01/GC01/2 | Arsh Realcon | 250 mm Thick Red Clay Brick Work | Escalated on item no - GC01/GC01/6254/9, (250 mm thk. Red Clay Brick) 36 Cum = (48 - 12 Cum) Cut off Quantity up to 1st # RA | Cum. | 36 | 400 | Approved
The Soul, Rajarhat | CLUB | Interior Work |  | WO/HR01/CL07/23 | B.T. Automation Pvt. Ltd. | BANQUET | BANQUET HALL 1,2 ,3 & PREFUNCTION AREA Project Intiation Installation Programming & Calibration Charges | Lump Sum | 1 | 40000 | Approved
The Soul, Rajarhat | COMMON INFRASTRUCTURE | MS Catlink |  | WO/HR01/CIH01/108 | A.M. Enterprise | Catlink Flooring Work | Flooring Work at Catlink as per BOQ & direction of EIC. |  | 0 | 0 | Amended & Approved
The Soul, Rajarhat | COMMON INFRASTRUCTURE | MS Catlink |  | WO/HR01/CIH01/108 | A.M. Enterprise | Kota Flooring | Fixing charges of Kota at Catlink with polishing for all levels over a bed of 20-30 mm thick cement mortar (1:4) joints filled with white cement slurry pigmented to match including polishing of Kota Stone in all levels with 3 types of carborundum stone cutting, all finishing & Cleanning as per drawing and direction of Engineer-In-Charge. (Only Kota & Cement will be supplied by the Client but subject to reconciliation. Shifting & Lifting of all materials & machineries are in contractor's scope)" Size 1200x600mm | Sq.Ft. | 470 | 45 | Approved
The Soul, Rajarhat | COMMON INFRASTRUCTURE | MS Catlink |  | WO/HR01/CIH01/108 | A.M. Enterprise | Kota Flooring with adheseivre | Fixing charges of Kota at Catlink with polishing for all levels with Adhesive (Kerakoll Superflex) joints filled with white cement slurry pigmented to match including polishing of Kota Stone in all levels with 3 types of carborundum stone cutting, all finishing & Cleanning as per drawing and direction of Engineer-In-Charge. (Only Kota & Cement will be supplied by the Client but subject to reconciliation. Shifting & Lifting of all materials & machineries are in contractor's scope)" Size580x580mm | Sq.Ft. | 519 | 35 | Approved
The Soul, Rajarhat | COMMON INFRASTRUCTURE | MS Catlink |  | WO/HR01/CIH01/108 | A.M. Enterprise | Skirting /Riser | Catlink Stair Kota -Riser/Skirting Fixing charges of Kota Stone with polishing at Riser & Skirting for all levels over a bed of 20-30 mm thick cement mortar (1:4) joints filled with white cement slurry pigmented to match including polishing of Kota Stone in all levels with 3 types of carborundum stone cutting, all finishing & Cleaning as per drawing and direction of Engineer-In-Charge. (Only Kota & Cement will be supplied by the Client but subject to reconciliation. Shifting & Lifting of all materials & machineries are in contractor's scope) | Rft | 403.5 | 30 | Approved
The Soul, Rajarhat | COMMON INFRASTRUCTURE | MS Catlink |  | WO/HR01/CIH01/108 | A.M. Enterprise | kota Moulding | "Kota Molding Half Moulding Labour charges for Half Moulding of Kota Stone in all levels as per drawing and direction of Engineer-In-Charge. (Shifting & Lifting of all materials & machineries are in contractor's scope)" | Rft | 538 | 24 | Approved
SOUTHWINDS PROJECT LLP (PHASE - III & IV) | FINISHING PHASE - IV | AC Ledge Works |  | WO/SP34/FW4/13 | ADA-METCON | A.C Ledge Railing | Providing and Fixing of A.C Ledge Railing at Balcony and Bed room area made with 40 X 40 X 3.0 mm thick Hollow Section horizontal elevation @ equal c/c and projection & 2 nos 20 X 20 X2.0 SHS in bottom line as per drawing, 20 X 20 X 2.0 SHS @ 4 layers as per drawing including one coat of Epoxy based Primer, Transporting, Lifting to places and erection at all levels as per drawing and direction of Engineer-in-Charge. |  | 0 | 0 | Approved
SOUTHWINDS PROJECT LLP (PHASE - III & IV) | FINISHING PHASE - IV | AC Ledge Works |  | WO/SP34/FW4/13 | ADA-METCON | Bl-13 | Bl-13 -(G+18) A.C Ledge Railing | Kg | 6496 | 108 | Approved
SOUTHWINDS PROJECT LLP (PHASE - III & IV) | FINISHING PHASE - IV | Grill / Steel Work |  | WO/SP34/FW4/14 | ADA-METCON | Bl-13 | Providing and Fixing of M.S work- balcony Railing, stair Railing, MS Door and ladder etc. at Bl-13 as per B.O.Q & direction of EIC |  | 0 | 0 | Approved
SOUTHWINDS PROJECT LLP (PHASE - III & IV) | FINISHING PHASE - IV | Grill / Steel Work |  | WO/SP34/FW4/14 | ADA-METCON | M.S Balcony Railing & Fire Refuge Railing | Providing and Fixing of M.S Balcony Railing & Fire Refuge Railing made with 50 x 50 x 3.0 mm thick Hollow Section Handrail and vertical elevation 25 x 25 x 2.6 mm thick and 16 x 16 M.S Square bar as horizontal elevation and 12 x 12 solid Square bar as vertical as per drawing including one coat of Epoxy based primer, transporting, lifting to places and erection as per direction of EIC. | Kg | 10108.8 | 108 | Approved
SOUTHWINDS PROJECT LLP (PHASE - III & IV) | FINISHING PHASE - IV | Grill / Steel Work |  | WO/SP34/FW4/14 | ADA-METCON | Stair Railing | Providing and Fixing of Stair Railing made with 50 mm SHS MS pipe as handrail , 12 mm Sq. Bar as horizontal elevation, 25 X 25 X 2.6 mm MS hollow section as vertical elevation inserted in 50x50x75 deep pocket as per drawing, 16mm Sq. Bar for connecting the vertical members to horizontal member in elevation and MS/SS cap at the bottom section of vertical member with all complete and including cost of one coat of Red Oxide Primar, Transportation, loading-unloading, Shifting & erection at all levels as per drawing and direction of Engineer-in-Charge. | Kg | 2825.499 | 106 | Approved
SOUTHWINDS PROJECT LLP (PHASE - III & IV) | FINISHING PHASE - IV | Grill / Steel Work |  | WO/SP34/FW4/14 | ADA-METCON | MS Door and Ladder at Roof & Meter room Gate- | "MS Door and Ladder at Roof & Meter room Gate: Fabrication and erection charges of Door made with ISA 65X65X6/50x50x6 in door frame, ISA 50X50X6/40x40x6 in shutter frame, Stifner with 40x5/30x5 Flat, 2MM Sheet in overall surface and Ladder with ISA 50X50X6, 16MM MS Round bar complete, including cost of one coat of Epoxy based Primar ,Transportation and loading-unloading as per drawing and direction of Engineer-in-Charge." | Kg | 477.238 | 108 | Approved
SOUTHWINDS PROJECT LLP (PHASE - III & IV) | FINISHING PHASE - IV | Grill / Steel Work |  | WO/SP34/FW4/14 | ADA-METCON | Ramp Railing- | Fabrication & erection of Ramp Railing made with 50x50 SHS handrail (horizontal), 12 mm dia ms solid round bar,32x10 ms flat, 100x10 ms flat shoe, lugs all complete, including cost of one coat of Epoxy based primer, transportation and loading-unloading at ground floor level as per drawing and direction of Engineer-in-Charge. | Kg | 65.95 | 108 | Approved
SOUTHWINDS PROJECT LLP (PHASE - III & IV) | FINISHING PHASE - IV | Grill / Steel Work |  | WO/SP34/FW4/14 | ADA-METCON | Parapet Railing | "Fabrication & erection of Parapet Railing made with 50x50 CHS handrail (horizontal at top) & 25 CHS at middle of 2 layer, 30x6 ms flat as vertical post, lugs all complete, including cost of one coat of Epoxy based primer, transportation and loading-unloading at roof floor level as per drawing and direction of Engineer-in-Charge. Location:- Roof level" | Kg | 210 | 108 | Approved
SOUTHWINDS PROJECT LLP (PHASE - III & IV) | MEP PHASE - IV | Permanent Power | Civil |  |  | PVC Fencing Work for Substation | "Providing, fabricating and installation of PVC Fencing Fencing will be made of MS-RHS-80 x 40 x 3.2, PVC chain link, including frame work with MS Angle-ISA- 50x50x6mm as main structure; in the intermediate section M.S Flat- 50x6mm and Clit made with M.S. Flat 40x3 mm including One Coat of epoxy Primer of approved manufacture at all MS section, Gas Set, Welding set all Machinery, all tools & tackles and lifting, loading -unloading charges as per direction of Engineer-in-charge. Bottle Hinge & Lock arrangement are in contractor scope"" Gate Size:- 1600 x 2000 (Double shutter 800 x 2000 mm each)" |  |  |  | Approved
SOUTHWINDS PROJECT LLP (PHASE - III & IV) | MEP PHASE - III | Permanent Power | Civil | WO/SP34/MW34/34 | ADA-METCON | PVC Fencing Work for Substation | "Providing, fabricating and installation of PVC Fencing Fencing will be made of MS-RHS-80 x 40 x 3.2, PVC chain link, including frame work with MS Angle-ISA- 50x50x6mm as main structure; in the intermediate section M.S Flat- 50x6mm and Clit made with M.S. Flat 40x3 mm including One Coat of epoxy Primer of approved manufacture at all MS section, Gas Set, Welding set all Machinery, all tools & tackles and lifting, loading -unloading charges as per direction of Engineer-in-charge. Bottle Hinge & Lock arrangement are in contractor scope"" Gate Size:- 1600 x 2000 (Double shutter 800 x 2000 mm each)" |  | 0 | 0 | Amended & Approved
SOUTHWINDS PROJECT LLP (PHASE - III & IV) | MEP PHASE - III | Permanent Power | Civil | WO/SP34/MW34/34 | ADA-METCON | Supply Fabrication & Erection of MS Structure | Supply Fabrication & Erection of MS Structure | Kg | 631.75 | 111 | Approved
SOUTHWINDS PROJECT LLP (PHASE - III & IV) | MEP PHASE - IV | Permanent Power | Civil |  |  | Supply Fabrication & Erection of MS Structure | Supply Fabrication & Erection of MS Structure | Kg |  |  | Approved
SOUTHWINDS PROJECT LLP (PHASE - III & IV) | MEP PHASE - IV | Permanent Power | Civil |  |  | PVC fencing | PVC Fencing: Supply and installation of PVC fencing (Colour approved by Site) as per drawing and direction of EIC | Sq.Ft. |  |  | Approved
SOUTHWINDS PROJECT LLP (PHASE - III & IV) | MEP PHASE - III | Permanent Power | Civil | WO/SP34/MW34/34 | ADA-METCON | PVC fencing | PVC Fencing: Supply and installation of PVC fencing (Colour approved by Site) as per drawing and direction of EIC | Sq.Ft. | 566.778 | 25 | Approved
SOUTHWINDS PROJECT LLP (PHASE - III & IV) | MEP PHASE - III | Permanent Power | Civil | WO/SP34/MW34/34 | ADA-METCON | Transportation charge | Transportation charge | Lump Sum | 1 | 2000 | Approved
SOUTHWINDS PROJECT LLP (PHASE - III & IV) | MEP PHASE - IV | Permanent Power | Civil |  |  | Transportation charge | Transportation charge | Lump Sum |  |  | Approved
SOUTHWINDS PROJECT LLP (PHASE - III & IV) | PRE-CONSTRUCTION PHASE - III & IV | Infrastructure for Electrical & Construction Power |  | WO/SP34/PC34/53 | M.A. ENTERPRISE | ELECTRICAL WORK OF 125 KVA DG SET, SOUTHWINDS PROJECT( CONSTRUCTION POWER) | ELECTRICAL WORK OF 125 KVA DG SET, SOUTHWINDS PROJECT( CONSTRUCTION POWER) |  | 0 | 0 | Approved
SOUTHWINDS PROJECT LLP (PHASE - III & IV) | PRE-CONSTRUCTION PHASE - III & IV | Infrastructure for Electrical & Construction Power |  | WO/SP34/PC34/53 | M.A. ENTERPRISE | 1.1 KV grade PVC / XLPE | Receiving & Laying of following size of 1.1 KV grade PVC / XLPE insulated and sheathed power cable in existing trench /undergroud/ pipe / conduit etc. as required to complete in all respect. i) 3.5 Core 150/120 Sqmm Aluminium Armoured A2XFY cable | RMT | 30 | 48 | Approved
SOUTHWINDS PROJECT LLP (PHASE - III & IV) | PRE-CONSTRUCTION PHASE - III & IV | Infrastructure for Electrical & Construction Power |  | WO/SP34/PC34/53 | M.A. ENTERPRISE | 3.5 C x 150/120 sq.mm. Aluminium Armoured cable | Supply & Making end termination with DC brass compression gland and aluminium crimping type lugs of following size XLPE/PVC insulated & sheathedAL/CU conductor cable complete as required to complete in all respect. Extra holes made in gland plate to be closed by the contractor w/o any cost. 1) 3.5 C x 150/120 sq.mm. Aluminium Armoured cable | Nos | 6 | 600 | Approved
SOUTHWINDS PROJECT LLP (PHASE - III & IV) | PRE-CONSTRUCTION PHASE - III & IV | Infrastructure for Electrical & Construction Power |  | WO/SP34/PC34/53 | M.A. ENTERPRISE | 160 AMP,4 Pole, MCCB, TM | Installation, Testing , Commissioning of following sizes of MCCB with encloser, 240 / 415 V, on surface, complete with interconnections including dressing, earthing etc. complete as required. i) 160 AMP,4 Pole, MCCB, TM | Nos | 2 | 500 | Approved
SOUTHWINDS PROJECT LLP (PHASE - III & IV) | PRE-CONSTRUCTION PHASE - III & IV | Infrastructure for Electrical & Construction Power |  | WO/SP34/PC34/53 | M.A. ENTERPRISE | i) 200 AMP, 4 Pole, 415 Volt, Change over Switch | Installation, Testing , Commissioning of following sizes of change over Switch on surface, complete with interconnections including dressing, earthing etc. complete as required. i) 200 AMP, 4 Pole, 415 Volt, Change over Switch | Nos | 1 | 500 | Approved
SOUTHWINDS PROJECT LLP (PHASE - III & IV) | PRE-CONSTRUCTION PHASE - III & IV | Infrastructure for Electrical & Construction Power |  | WO/SP34/PC34/53 | M.A. ENTERPRISE | Earth pit | Installation of G.I. pipe type earth station complete with supply of 50mm dia 3 mtrs. Long G.I. pipe, salt charcoal, watering chamber and pipe and all other materials as per enclosed drawing and IS 3043. Construction of pit chamber including supply of civil items like Brick, Sand, etc. to be supplied by contractor. ( Only Cement will be supplied by Client ) | Nos | 4 | 4400 | Approved
SOUTHWINDS PROJECT LLP (PHASE - III & IV) | PRE-CONSTRUCTION PHASE - III & IV | Infrastructure for Electrical & Construction Power |  | WO/SP34/PC34/53 | M.A. ENTERPRISE | i) 25 X 6 MM GI strip | Supply & Fixing of following sizes of G.I. strip from earth pit to main distribution panel earth bus including G.I. bar saddles located at a distance not less than 600mm from each other and all hardwares i) 25 X 6 MM GI strip | RMT | 100 | 130 | Approved
Primarc Chambers | BLOCK | HVAC Works |  |  |  | Supply of factory assembled dikin make VRV OUTDOOR Units | Supply of factory assembled dikin make VRV OUTDOOR Units are complete with compressor, condenser, condenser fan, controller & suitable for R-410A Refrigerant with all accessories to complete the system. |  |  |  | Approved
Primarc Chambers | BLOCK | HVAC Works |  |  |  | 4-Way Cassette Type VRV Indoor Units - Supply of Fully factory assembled, all wired & tested Indoor Units with cordless remote as per specifications & as required to make the system complete. | 4-Way Cassette Type VRV Indoor Units - Supply of Fully factory assembled, all wired & tested Indoor Units with cordless remote as per specifications & as required to make the system complete. |  |  |  | Approved
Primarc Chambers | BLOCK | HVAC Works |  |  |  | 4-Way Compact Cassette Type VRV Indoor Units - Supply of Fully factory assembled, all wired & tested Indoor Units with cordless remote as per specifications & as required to make the system complete. | 4-Way Compact Cassette Type VRV Indoor Units - Supply of Fully factory assembled, all wired & tested Indoor Units with cordless remote as per specifications & as required to make the system complete. |  |  |  | Approved
Primarc Chambers | BLOCK | HVAC Works |  |  |  | One Way Cassette Type VRV Indoor Units - Supply of Fully factory assembled, all wired & tested Indoor Units with cordless remote as per specifications & as required to make the system complete. | One Way Cassette Type VRV Indoor Units - Supply of Fully factory assembled, all wired & tested Indoor Units with cordless remote as per specifications & as required to make the system complete. |  |  |  | Approved
Primarc Chambers | BLOCK | HVAC Works |  |  |  | CeilIng Mounted Duct Type IDU's with corded Remote. - VRV Indoor Units - Supply of Fully factory assembled, all wired & tested Indoor Units with cordless remote as per specifications & as required to make the system complete. | CeilIng Mounted Duct Type IDU's with corded Remote. - VRV Indoor Units - Supply of Fully factory assembled, all wired & tested Indoor Units with cordless remote as per specifications & as required to make the system complete. |  |  |  | Approved
Primarc Chambers | BLOCK | HVAC Works |  |  |  | Hi Wall Type - VRV Indoor Units - Supply of Fully factory assembled, all wired & tested Indoor Units with cordless remote as per specifications & as required to make the system complete. | Hi Wall Type - VRV Indoor Units - Supply of Fully factory assembled, all wired & tested Indoor Units with cordless remote as per specifications & as required to make the system complete. |  |  |  | Approved
Primarc Chambers | BLOCK | HVAC Works |  |  |  | Supply of Refnet Joint for VRV system | Supply of Refnet Joint for VRV system | Nos. |  |  | Approved
Primarc Chambers | BLOCK | HVAC Works |  | WO/PCH/PC01/33 | UNIVERSAL ENERGY SOLUTIONS PVT. LTD. | Installation Work for VRV Outdoor Units system - Installation, testing & Commissioning of factory assembled Dikin make VRV OUTDOOR Units are complete with compressor, condenser, condenser fan, controller & suitable for R-410A Refrigerant with all acc | Installation Work for VRV Outdoor Units system - Installation, testing & Commissioning of factory assembled Dikin make VRV OUTDOOR Units are complete with compressor, condenser, condenser fan, controller & suitable for R-410A Refrigerant with all accessor |  | 0 | 0 | Amended & Approved
Primarc Chambers | BLOCK | HVAC Works |  | WO/PCH/PC01/33 | UNIVERSAL ENERGY SOLUTIONS PVT. LTD. | Installation Work for 4-Way Cassette Type VRV Indoor Units system - Installation, testing & Commissioning of Fully factory assembled, all wired & tested Indoor Units with cordless remote as per specifications & as required to make the system complete | Installation Work for 4-Way Cassette Type VRV Indoor Units system - Installation, testing & Commissioning of Fully factory assembled, all wired & tested Indoor Units with cordless remote as per specifications & as required to make the system complete. |  | 0 | 0 | Approved
Primarc Chambers | BLOCK | HVAC Works |  | WO/PCH/PC01/33 | UNIVERSAL ENERGY SOLUTIONS PVT. LTD. | Installation Work for 4-Way Compact Cassette Type VRV Indoor Units system - Installation, testing & Commissioning of Fully factory assembled, all wired & tested Indoor Units with cordless remote as per specifications & as required to make the system | Installation Work for 4-Way Compact Cassette Type VRV Indoor Units system - Installation, testing & Commissioning of Fully factory assembled, all wired & tested Indoor Units with cordless remote as per specifications & as required to make the system compl |  | 0 | 0 | Approved
Primarc Chambers | BLOCK | HVAC Works |  | WO/PCH/PC01/33 | UNIVERSAL ENERGY SOLUTIONS PVT. LTD. | Installation Work for One Way Cassette Type VRV Indoor Units system - Installation, testing & Commissioning of Fully factory assembled, all wired & tested Indoor Units with cordless remote as per specifications & as required to make the system comple | Installation Work for One Way Cassette Type VRV Indoor Units system - Installation, testing & Commissioning of Fully factory assembled, all wired & tested Indoor Units with cordless remote as per specifications & as required to make the system complete. |  | 0 | 0 | Approved
Primarc Chambers | BLOCK | HVAC Works |  | WO/PCH/PC01/33 | UNIVERSAL ENERGY SOLUTIONS PVT. LTD. | Installation Work for CeilIng Mounted Duct Type VRV Indoor Units system - Installation, testing & Commissioning of Fully factory assembled, all wired & tested Indoor Units with cordless remote as per specifications & as required to make the system co | Installation Work for CeilIng Mounted Duct Type VRV Indoor Units system - Installation, testing & Commissioning of Fully factory assembled, all wired & tested Indoor Units with cordless remote as per specifications & as required to make the system complet |  | 0 | 0 | Approved
Primarc Chambers | BLOCK | HVAC Works |  | WO/PCH/PC01/33 | UNIVERSAL ENERGY SOLUTIONS PVT. LTD. | Installation Work for Hi Wall Type VRV Indoor Units system - Installation, testing & Commissioning of Fully factory assembled, all wired & tested Indoor Units with cordless remote as per specifications & as required to make the system complete. | Installation Work for Hi Wall Type VRV Indoor Units system - Installation, testing & Commissioning of Fully factory assembled, all wired & tested Indoor Units with cordless remote as per specifications & as required to make the system complete. |  | 0 | 0 | Approved
Primarc Chambers | BLOCK | HVAC Works |  | WO/PCH/PC01/33 | UNIVERSAL ENERGY SOLUTIONS PVT. LTD. | Supply, Installation , Commissioning of VRV systems including topping R410A gas as per site requirements. Refrigerant shall be environment friendly R410A. | Supply, Installation , Commissioning of VRV systems including topping R410A gas as per site requirements. Refrigerant shall be environment friendly R410A. | HP | 46 | 743 | Approved
Primarc Chambers | BLOCK | HVAC Works |  | WO/PCH/PC01/33 | UNIVERSAL ENERGY SOLUTIONS PVT. LTD. | Installation of Refnet Joint for VRV system. | Installation of Refnet Joint for VRV system. | Nos. | 10 | 450 | Approved
Primarc Chambers | BLOCK | HVAC Works |  | WO/PCH/PC01/33 | UNIVERSAL ENERGY SOLUTIONS PVT. LTD. | Copper Refrigerant Piping with Insulation for inside the building:(VRV) - Supply ,Installation, Testing & Commissioning of Copper Refrigerant piping for VRV system complete with fittings, supports, joining, Class O insulation with aluminium foil pes | Copper Refrigerant Piping with Insulation for inside the building:(VRV) - Supply ,Installation, Testing & Commissioning of Copper Refrigerant piping for VRV system complete with fittings, supports, joining, Class O insulation with aluminium foil pested n |  | 0 | 0 | Approved
Primarc Chambers | BLOCK | HVAC Works |  | WO/PCH/PC01/33 | UNIVERSAL ENERGY SOLUTIONS PVT. LTD. | Copper Refrigerant Piping with Insulation for inside the building:(VRV) - Supply ,Installation, Testing & Commissioning of Copper Refrigerant piping for VRV system complete with fittings, supports, joining, Class O insulation with glass cloth pested | Copper Refrigerant Piping with Insulation for inside the building:(VRV) - Supply ,Installation, Testing & Commissioning of Copper Refrigerant piping for VRV system complete with fittings, supports, joining, Class O insulation with glass cloth pested nitr |  | 0 | 0 | Amended & Approved
Primarc Chambers | BLOCK | HVAC Works |  | WO/PCH/PC01/33 | UNIVERSAL ENERGY SOLUTIONS PVT. LTD. | Communication Cable - Supply, Installation, testing & commissioning of Control cum Transmission wiring in suitable conduits between indoor & outdoor units. | Communication Cable - Supply, Installation, testing & commissioning of Control cum Transmission wiring in suitable conduits between indoor & outdoor units. |  | 0 | 0 | Approved
Primarc Chambers | BLOCK | HVAC Works |  | WO/PCH/PC01/33 | UNIVERSAL ENERGY SOLUTIONS PVT. LTD. | Drain Piping - Supply & installation of floor wise Drain Piping with all necessary fittings & supporting arrangement duly insulated with 9 mm thick tubular elastomeric nitrile rubber insulation. | Drain Piping - Supply & installation of floor wise Drain Piping with all necessary fittings & supporting arrangement duly insulated with 9 mm thick tubular elastomeric nitrile rubber insulation. |  | 0 | 0 | Approved
Primarc Chambers | BLOCK | HVAC Works |  | WO/PCH/PC01/33 | UNIVERSAL ENERGY SOLUTIONS PVT. LTD. | Air Distribution Works - Supply ,Installation, Testing & Commissioning of GSS Rectangular Ducting complete with fittings, flanges, bracings, supports, all accessories as per spectifications any other item required to make the system complete. | Air Distribution Works - Supply ,Installation, Testing & Commissioning of GSS Rectangular Ducting complete with fittings, flanges, bracings, supports, all accessories as per spectifications any other item required to make the system complete. |  | 0 | 0 | Approved
Primarc Chambers | BLOCK | HVAC Works |  | WO/PCH/PC01/33 | UNIVERSAL ENERGY SOLUTIONS PVT. LTD. | Air Distribution Works - Supply, installation, testing & commissioing of Duct Thermal insulations of ducting with 25/19/13mm thick alu foil pasted / GC Cloth Pasted Class O nitrile rubber insulation having dnsity ( 40-60 Kg/Cum) . | Air Distribution Works - Supply, installation, testing & commissioing of Duct Thermal insulations of ducting with 25/19/13mm thick alu foil pasted / GC Cloth Pasted Class O nitrile rubber insulation having dnsity ( 40-60 Kg/Cum) . |  | 0 | 0 | Approved
Primarc Chambers | BLOCK | HVAC Works |  | WO/PCH/PC01/33 | UNIVERSAL ENERGY SOLUTIONS PVT. LTD. | Air Distribution Works - Supply and Fixing of thermal insulation with following thickness Class-O Nitrile sheet (density 40-60kg/cum)/ XLPE(33±3kg/cum) sheet insulation with factory pasted aluminium foil on one side for underdeck insulation using low | Air Distribution Works - Supply and Fixing of thermal insulation with following thickness Class-O Nitrile sheet (density 40-60kg/cum)/ XLPE(33±3kg/cum) sheet insulation with factory pasted aluminium foil on one side for underdeck insulation using low VOC |  | 0 | 0 | Approved
Primarc Chambers | BLOCK | HVAC Works |  | WO/PCH/PC01/33 | UNIVERSAL ENERGY SOLUTIONS PVT. LTD. | Air Distribution Works - Supply, installation, testing & commissioing of Duct Accoustic insulations of ducting with 12mm thick class- 1 open cell nitrile rubber insulation having density ( 140-180 Kg/Cum) | Air Distribution Works - Supply, installation, testing & commissioing of Duct Accoustic insulations of ducting with 12mm thick class- 1 open cell nitrile rubber insulation having density ( 140-180 Kg/Cum) | Sq.Mtr. | 0 | 1036 | Approved
Primarc Chambers | BLOCK | HVAC Works |  | WO/PCH/PC01/33 | UNIVERSAL ENERGY SOLUTIONS PVT. LTD. | Air Distribution Works - Supply, installation, testing & commissioning of flexible connection between duct & fresh air/AC unit. | Air Distribution Works - Supply, installation, testing & commissioning of flexible connection between duct & fresh air/AC unit. | Nos. | 4 | 1474 | Approved
Primarc Chambers | BLOCK | HVAC Works |  | WO/PCH/PC01/33 | UNIVERSAL ENERGY SOLUTIONS PVT. LTD. | Air Distribution Works - Supply, installation, testing & commissioning MS/GI Duct Damper for manual control of volume of air flow and for proper balancing of the air distribution system.(Min. billing quantity of grill/diffuser/damper are 0.2sqmt) | Air Distribution Works - Supply, installation, testing & commissioning MS/GI Duct Damper for manual control of volume of air flow and for proper balancing of the air distribution system.(Min. billing quantity of grill/diffuser/damper are 0.2sqmt) | Sq.Mtr. | 0 | 9211 | Approved
Primarc Chambers | BLOCK | HVAC Works |  | WO/PCH/PC01/33 | UNIVERSAL ENERGY SOLUTIONS PVT. LTD. | Air Distribution Works - Supply, installation, testing & commissioning Aluminium Coller damper for manual control of volume of air flow and for proper balancing of the air distribution system.(Min. billing quantity/damper are 0.1sqmt) | Air Distribution Works - Supply, installation, testing & commissioning Aluminium Coller damper for manual control of volume of air flow and for proper balancing of the air distribution system.(Min. billing quantity/damper are 0.1sqmt) | Sq.Mtr. | 2 | 5847 | Approved
Primarc Chambers | BLOCK | HVAC Works |  | WO/PCH/PC01/33 | UNIVERSAL ENERGY SOLUTIONS PVT. LTD. | Air Distribution Works - Supply, installation, testing & commissioning of extruded aluminium powder coated supply/return air grill without collar damper .(Min. billing quantity/damper are 0.1sqmt) | Air Distribution Works - Supply, installation, testing & commissioning of extruded aluminium powder coated supply/return air grill without collar damper .(Min. billing quantity/damper are 0.1sqmt) | Sq.Mtr. | 7.5 | 5986 | Approved
Primarc Chambers | BLOCK | HVAC Works |  | WO/PCH/PC01/33 | UNIVERSAL ENERGY SOLUTIONS PVT. LTD. | Air Distribution Works - Supply, installation, testing & commissioning of extruded aluminium powder coated supply air diffuser with collar damper .(Min. billing quantity/diffuser are 0.1sqmt) | Air Distribution Works - Supply, installation, testing & commissioning of extruded aluminium powder coated supply air diffuser with collar damper .(Min. billing quantity/diffuser are 0.1sqmt) | Sq.Mtr. | 0 | 15375 | Approved
Primarc Chambers | BLOCK | HVAC Works |  | WO/PCH/PC01/33 | UNIVERSAL ENERGY SOLUTIONS PVT. LTD. | Air Distribution Works - Supply, installation, testing & commissioning of extruded aluminium powder coated return air diffuser without collar damper .(Min. billing quantity/diffuser 0.1sqmt) | Air Distribution Works - Supply, installation, testing & commissioning of extruded aluminium powder coated return air diffuser without collar damper .(Min. billing quantity/diffuser 0.1sqmt) | Sq.Mtr. | 0 | 9854 | Approved
Primarc Chambers | BLOCK | HVAC Works |  | WO/PCH/PC01/33 | UNIVERSAL ENERGY SOLUTIONS PVT. LTD. | Air Distribution Works - Supply, installation, testing & commissioning of extrted aluminium powder coated Rain protection louver for fresh Air .(Min. billing quantity/louver are 0.1sqmt) | Air Distribution Works - Supply, installation, testing & commissioning of extrted aluminium powder coated Rain protection louver for fresh Air .(Min. billing quantity/louver are 0.1sqmt) | Sq.Mtr. | 0 | 8382 | Approved
Primarc Chambers | BLOCK | HVAC Works |  | WO/PCH/PC01/33 | UNIVERSAL ENERGY SOLUTIONS PVT. LTD. | Supply, Fixing, testing and commissioning of MOTORIZED fire dampers in supply air duct /main branch and return air path as and where required with control wiring. The damper shall be motorised and spring return actuator to close the damper in the eve | Supply, Fixing, testing and commissioning of MOTORIZED fire dampers in supply air duct /main branch and return air path as and where required with control wiring. The damper shall be motorised and spring return actuator to close the damper in the event of | Sq.Mtr. | 0 | 9004 | Approved
Primarc Chambers | BLOCK | HVAC Works |  | WO/PCH/PC01/33 | UNIVERSAL ENERGY SOLUTIONS PVT. LTD. | Motorised actuator with Controller for above. | Motorised actuator with Controller for above. | Nos. | 0 | 9360 | Approved
Primarc Chambers | BLOCK | HVAC Works |  | WO/PCH/PC01/33 | UNIVERSAL ENERGY SOLUTIONS PVT. LTD. | Supply Installation Testing Comissioning of 1.6 mm thick(upto 300mm) and 2.0mm thick(above 300mm) hot plated GI pre fabricated perforated cable trays in horizontal or vertical formation complete with duely painted MS structural supports and Necessar | Supply Installation Testing Comissioning of 1.6 mm thick(upto 300mm) and 2.0mm thick(above 300mm) hot plated GI pre fabricated perforated cable trays in horizontal or vertical formation complete with duely painted MS structural supports and Necessary dem |  | 0 | 0 | Approved
Primarc Chambers | BLOCK | HVAC Works |  |  |  | 36 HP Normal Capacity - Cooling Only Top Discharge VRV - X | 36 HP Normal Capacity - Cooling Only Top Discharge VRV - X | Nos. |  |  | Approved
Primarc Chambers | BLOCK | HVAC Works |  |  |  | 24 HP Normal Capacity - Cooling Only Top Discharge VRV - X | 24 HP Normal Capacity - Cooling Only Top Discharge VRV - X | Nos. |  |  | Approved
Primarc Chambers | BLOCK | HVAC Works |  |  |  | 20 HP Normal Capacity - Cooling Only Top Discharge VRV - X | 20 HP Normal Capacity - Cooling Only Top Discharge VRV - X | Nos. |  |  | Approved
Primarc Chambers | BLOCK | HVAC Works |  |  |  | 14 HP Normal Capacity - Cooling Only Top Discharge VRV - X | 14 HP Normal Capacity - Cooling Only Top Discharge VRV - X | Nos. |  |  | Approved
Primarc Chambers | BLOCK | HVAC Works |  |  |  | 12 HP Normal Capacity - Cooling Only Top Discharge VRV -X | 12 HP Normal Capacity - Cooling Only Top Discharge VRV -X | Nos. |  |  | Approved
Primarc Chambers | BLOCK | HVAC Works |  |  |  | 10 HP Normal Capacity - Cooling Only Front Discharge VRV -S | 10 HP Normal Capacity - Cooling Only Front Discharge VRV -S | Nos. |  |  | Approved
Primarc Chambers | BLOCK | HVAC Works |  |  |  | 8 HP Normal Capacity - Cooling Only Front Discharge VRV -S | 8 HP Normal Capacity - Cooling Only Front Discharge VRV -S | Nos. |  |  | Approved
Primarc Chambers | BLOCK | HVAC Works |  |  |  | 6 HP Normal Capacity - Cooling Only Front Discharge VRV -S | 6 HP Normal Capacity - Cooling Only Front Discharge VRV -S | Nos. |  |  | Approved
Primarc Chambers | BLOCK | HVAC Works |  |  |  | 5 HP Normal Capacity - Cooling Only Front Discharge VRV -S | 5 HP Normal Capacity - Cooling Only Front Discharge VRV -S | Nos. |  |  | Approved
Primarc Chambers | BLOCK | HVAC Works |  |  |  | 4 HP Normal Capacity - Cooling Only Front Discharge VRV -S | 4 HP Normal Capacity - Cooling Only Front Discharge VRV -S | Nos. |  |  | Approved
Primarc Chambers | BLOCK | HVAC Works |  |  |  | 4.5 TR Roud Flow Cassette Type IDU's | 4.5 TR Roud Flow Cassette Type IDU's | Nos. |  |  | Approved
Primarc Chambers | BLOCK | HVAC Works |  |  |  | 4.0 TR Roud Flow Cassette Type IDU's | 4.0 TR Roud Flow Cassette Type IDU's | Nos. |  |  | Approved
Primarc Chambers | BLOCK | HVAC Works |  |  |  | 3.2 TR Roud Flow Cassette Type IDU's | 3.2 TR Roud Flow Cassette Type IDU's | Nos. |  |  | Approved
Primarc Chambers | BLOCK | HVAC Works |  |  |  | 2.5 TR Roud Flow Cassette Type IDU's | 2.5 TR Roud Flow Cassette Type IDU's | Nos. |  |  | Approved
Primarc Chambers | BLOCK | HVAC Works |  |  |  | 2.0 TR Roud Flow Cassette Type IDU's | 2.0 TR Roud Flow Cassette Type IDU's | Nos. |  |  | Approved
Primarc Chambers | BLOCK | HVAC Works |  |  |  | 1.6 TR Roud Flow Cassette Type IDU's | 1.6 TR Roud Flow Cassette Type IDU's | Nos. |  |  | Approved
Primarc Chambers | BLOCK | HVAC Works |  |  |  | 1.3 TR Roud Flow Cassette Type IDU's | 1.3 TR Roud Flow Cassette Type IDU's | Nos. |  |  | Approved
Primarc Chambers | BLOCK | HVAC Works |  |  |  | 1.0 TR Roud Flow Cassette Type IDU's | 1.0 TR Roud Flow Cassette Type IDU's | Nos. |  |  | Approved
Primarc Chambers | BLOCK | HVAC Works |  |  |  | 0.8 TR Roud Flow Cassette Type IDU's | 0.8 TR Roud Flow Cassette Type IDU's | Nos. |  |  | Approved
Primarc Chambers | BLOCK | HVAC Works |  |  |  | 1.6 TR Compact Cassette Type IDU's | 1.6 TR Compact Cassette Type IDU's | Nos. |  |  | Approved
Primarc Chambers | BLOCK | HVAC Works |  |  |  | 1.3 TR Compact Cassette Type IDU's | 1.3 TR Compact Cassette Type IDU's | Nos. |  |  | Approved
Primarc Chambers | BLOCK | HVAC Works |  |  |  | 1.0 TR Compact Cassette Type IDU's | 1.0 TR Compact Cassette Type IDU's | Nos. |  |  | Approved
Primarc Chambers | BLOCK | HVAC Works |  |  |  | 0.8 TR Compact Cassette Type IDU's | 0.8 TR Compact Cassette Type IDU's | Nos. |  |  | Approved
Primarc Chambers | BLOCK | HVAC Works |  |  |  | 2.0 TR Compact Cassette Type IDU's | 2.0 TR Compact Cassette Type IDU's | Nos. |  |  | Approved
Primarc Chambers | BLOCK | HVAC Works |  |  |  | 1.6 TR Compact Cassette Type IDU's | 1.6 TR Compact Cassette Type IDU's | Nos. |  |  | Approved
Primarc Chambers | BLOCK | HVAC Works |  |  |  | 1.3 TR Compact Cassette Type IDU's | 1.3 TR Compact Cassette Type IDU's | Nos. |  |  | Approved
Primarc Chambers | BLOCK | HVAC Works |  |  |  | 1.0 TR Compact Cassette Type IDU's | 1.0 TR Compact Cassette Type IDU's | Nos. |  |  | Approved
Primarc Chambers | BLOCK | HVAC Works |  |  |  | 8.0 TR Ceiling Mouted Duct Type IDU's | 8.0 TR Ceiling Mouted Duct Type IDU's | Nos. |  |  | Approved
Primarc Chambers | BLOCK | HVAC Works |  |  |  | 6.4 TR Ceiling Mouted Duct Type IDU's | 6.4 TR Ceiling Mouted Duct Type IDU's | Nos. |  |  | Approved
Primarc Chambers | BLOCK | HVAC Works |  |  |  | 5.5 TR Ceiling Mouted Duct Type IDU's | 5.5 TR Ceiling Mouted Duct Type IDU's | Nos. |  |  | Approved
Primarc Chambers | BLOCK | HVAC Works |  |  |  | 4.5 TR Ceiling Mouted Duct Type IDU's | 4.5 TR Ceiling Mouted Duct Type IDU's | Nos. |  |  | Approved
Primarc Chambers | BLOCK | HVAC Works |  |  |  | 4.0 TR Ceiling Mouted Duct Type IDU's | 4.0 TR Ceiling Mouted Duct Type IDU's | Nos. |  |  | Approved
Primarc Chambers | BLOCK | HVAC Works |  |  |  | 3.2 TR Ceiling Mouted Duct Type IDU's | 3.2 TR Ceiling Mouted Duct Type IDU's | Nos. |  |  | Approved
Primarc Chambers | BLOCK | HVAC Works |  |  |  | 2.5 TR Ceiling Mouted Duct Type IDU's | 2.5 TR Ceiling Mouted Duct Type IDU's | Nos. |  |  | Approved
Primarc Chambers | BLOCK | HVAC Works |  |  |  | 2.0 TR Ceiling Mouted Duct Type IDU's | 2.0 TR Ceiling Mouted Duct Type IDU's | Nos. |  |  | Approved
Primarc Chambers | BLOCK | HVAC Works |  |  |  | 1.6 TR Ceiling Mouted Duct Type IDU's | 1.6 TR Ceiling Mouted Duct Type IDU's | Nos. |  |  | Approved
Primarc Chambers | BLOCK | HVAC Works |  |  |  | 1.3 TR Ceiling Mouted Duct Type IDU's | 1.3 TR Ceiling Mouted Duct Type IDU's | Nos. |  |  | Approved
Primarc Chambers | BLOCK | HVAC Works |  |  |  | 1.0 TR Ceiling Mouted Duct Type IDU's | 1.0 TR Ceiling Mouted Duct Type IDU's | Nos. |  |  | Approved
Primarc Chambers | BLOCK | HVAC Works |  |  |  | 0.8 TR Ceiling Mouted Duct Type IDU's | 0.8 TR Ceiling Mouted Duct Type IDU's | Nos. |  |  | Approved
Primarc Chambers | BLOCK | HVAC Works |  |  |  | 2.0 TR Hiwall Type IDU's | 2.0 TR Hiwall Type IDU's | Nos. |  |  | Approved
Primarc Chambers | BLOCK | HVAC Works |  |  |  | 1.6 TR Hiwall Type IDU's | 1.6 TR Hiwall Type IDU's | Nos. |  |  | Approved
Primarc Chambers | BLOCK | HVAC Works |  |  |  | 1.3 TR Hiwall Type IDU's | 1.3 TR Hiwall Type IDU's | Nos. |  |  | Approved
Primarc Chambers | BLOCK | HVAC Works |  |  |  | 1.0 TR Hiwall Type IDU's | 1.0 TR Hiwall Type IDU's | Nos. |  |  | Approved
Primarc Chambers | BLOCK | HVAC Works |  |  |  | 0.8 TR Hiwall Type IDU's | 0.8 TR Hiwall Type IDU's | Nos. |  |  | Approved
Primarc Chambers | BLOCK | HVAC Works |  | WO/PCH/PC01/33 | UNIVERSAL ENERGY SOLUTIONS PVT. LTD. | 36 HP Normal Capacity - Cooling Only Top Discharge VRV - X | 36 HP Normal Capacity - Cooling Only Top Discharge VRV - X | Nos. | 0 | 44910 | Approved
Primarc Chambers | BLOCK | HVAC Works |  | WO/PCH/PC01/33 | UNIVERSAL ENERGY SOLUTIONS PVT. LTD. | 24 HP Normal Capacity - Cooling Only Top Discharge VRV - X | 24 HP Normal Capacity - Cooling Only Top Discharge VRV - X | Nos. | 0 | 30420 | Approved
Primarc Chambers | BLOCK | HVAC Works |  | WO/PCH/PC01/33 | UNIVERSAL ENERGY SOLUTIONS PVT. LTD. | 20 HP Normal Capacity - Cooling Only Top Discharge VRV - X | 20 HP Normal Capacity - Cooling Only Top Discharge VRV - X | Nos. | 0 | 25350 | Approved
Primarc Chambers | BLOCK | HVAC Works |  | WO/PCH/PC01/33 | UNIVERSAL ENERGY SOLUTIONS PVT. LTD. | 14 HP Normal Capacity - Cooling Only Top Discharge VRV - X | 14 HP Normal Capacity - Cooling Only Top Discharge VRV - X | Nos. | 0 | 17865 | Approved
Primarc Chambers | BLOCK | HVAC Works |  | WO/PCH/PC01/33 | UNIVERSAL ENERGY SOLUTIONS PVT. LTD. | 12 HP Normal Capacity - Cooling Only Front Discharge VRV -X | 12 HP Normal Capacity - Cooling Only Front Discharge VRV -X | Nos. | 0 | 15120 | Approved
Primarc Chambers | BLOCK | HVAC Works |  | WO/PCH/PC01/33 | UNIVERSAL ENERGY SOLUTIONS PVT. LTD. | 10 HP Normal Capacity - Cooling Only Front Discharge VRV -S | 10 HP Normal Capacity - Cooling Only Front Discharge VRV -S | Nos. | 0 | 12825 | Approved
Primarc Chambers | BLOCK | HVAC Works |  | WO/PCH/PC01/33 | UNIVERSAL ENERGY SOLUTIONS PVT. LTD. | 8 HP Normal Capacity - Cooling Only Front Discharge VRV -S | 8 HP Normal Capacity - Cooling Only Front Discharge VRV -S | Nos. | 0 | 10260 | Approved
Primarc Chambers | BLOCK | HVAC Works |  | WO/PCH/PC01/33 | UNIVERSAL ENERGY SOLUTIONS PVT. LTD. | 6 HP Normal Capacity - Cooling Only Front Discharge VRV -S | 6 HP Normal Capacity - Cooling Only Front Discharge VRV -S | Nos. | 0 | 7965 | Approved
Primarc Chambers | BLOCK | HVAC Works |  | WO/PCH/PC01/33 | UNIVERSAL ENERGY SOLUTIONS PVT. LTD. | 5 HP Normal Capacity - Cooling Only Front Discharge VRV -S | 5 HP Normal Capacity - Cooling Only Front Discharge VRV -S | Nos. | 0 | 6638 | Approved
Primarc Chambers | BLOCK | HVAC Works |  | WO/PCH/PC01/33 | UNIVERSAL ENERGY SOLUTIONS PVT. LTD. | 4 HP Normal Capacity - Cooling Only Front Discharge VRV -S | 4 HP Normal Capacity - Cooling Only Front Discharge VRV -S | Nos. | 0 | 5490 | Approved
Primarc Chambers | BLOCK | HVAC Works |  | WO/PCH/PC01/33 | UNIVERSAL ENERGY SOLUTIONS PVT. LTD. | 4.5 TR Round Flow Cassette Type IDU's | 4.5 TR Round Flow Cassette Type IDU's | Nos. | 1 | 1920 | Approved
Primarc Chambers | BLOCK | HVAC Works |  | WO/PCH/PC01/33 | UNIVERSAL ENERGY SOLUTIONS PVT. LTD. | 4.0 TR Round Flow Cassette Type IDU's | 4.0 TR Round Flow Cassette Type IDU's | Nos. | 0 | 1920 | Approved
Primarc Chambers | BLOCK | HVAC Works |  | WO/PCH/PC01/33 | UNIVERSAL ENERGY SOLUTIONS PVT. LTD. | 3.2 TR Round Flow Cassette Type IDU's | 3.2 TR Round Flow Cassette Type IDU's | Nos. | 2 | 1680 | Approved
Primarc Chambers | BLOCK | HVAC Works |  | WO/PCH/PC01/33 | UNIVERSAL ENERGY SOLUTIONS PVT. LTD. | 2.5 TR Round Flow Cassette Type IDU's | 2.5 TR Round Flow Cassette Type IDU's | Nos. | 0 | 1680 | Approved
Primarc Chambers | BLOCK | HVAC Works |  | WO/PCH/PC01/33 | UNIVERSAL ENERGY SOLUTIONS PVT. LTD. | 2.0 TR Round Flow Cassette Type IDU's | 2.0 TR Round Flow Cassette Type IDU's | Nos. | 1 | 1440 | Approved
Primarc Chambers | BLOCK | HVAC Works |  | WO/PCH/PC01/33 | UNIVERSAL ENERGY SOLUTIONS PVT. LTD. | 1.6 TR Round Flow Cassette Type IDU's | 1.6 TR Round Flow Cassette Type IDU's | Nos. | 0 | 1440 | Approved
Primarc Chambers | BLOCK | HVAC Works |  | WO/PCH/PC01/33 | UNIVERSAL ENERGY SOLUTIONS PVT. LTD. | 1.3 TR Round Flow Cassette Type IDU's | 1.3 TR Round Flow Cassette Type IDU's | Nos. | 0 | 1440 | Approved
Primarc Chambers | BLOCK | HVAC Works |  | WO/PCH/PC01/33 | UNIVERSAL ENERGY SOLUTIONS PVT. LTD. | 1.0 TR Round Flow Cassette Type IDU's | 1.0 TR Round Flow Cassette Type IDU's | Nos. | 0 | 1440 | Approved
Primarc Chambers | BLOCK | HVAC Works |  | WO/PCH/PC01/33 | UNIVERSAL ENERGY SOLUTIONS PVT. LTD. | 0.8 TR Round Flow Cassette Type IDU's | 0.8 TR Round Flow Cassette Type IDU's | Nos. | 0 | 1440 | Approved
Primarc Chambers | BLOCK | HVAC Works |  | WO/PCH/PC01/33 | UNIVERSAL ENERGY SOLUTIONS PVT. LTD. | 1.6 TR Compact Cassette Type IDU's | 1.6 TR Compact Cassette Type IDU's | Nos. | 0 | 1440 | Approved
Primarc Chambers | BLOCK | HVAC Works |  | WO/PCH/PC01/33 | UNIVERSAL ENERGY SOLUTIONS PVT. LTD. | 1.3 TR Compact Cassette Type IDU's | 1.3 TR Compact Cassette Type IDU's | Nos. | 1 | 1440 | Approved
Primarc Chambers | BLOCK | HVAC Works |  | WO/PCH/PC01/33 | UNIVERSAL ENERGY SOLUTIONS PVT. LTD. | 1.0 TR Compact Cassette Type IDU's | 1.0 TR Compact Cassette Type IDU's | Nos. | 1 | 1440 | Approved
Primarc Chambers | BLOCK | HVAC Works |  | WO/PCH/PC01/33 | UNIVERSAL ENERGY SOLUTIONS PVT. LTD. | 0.8 TR Compact Cassette Type IDU's | 0.8 TR Compact Cassette Type IDU's | Nos. | 0 | 1440 | Approved
Primarc Chambers | BLOCK | HVAC Works |  | WO/PCH/PC01/33 | UNIVERSAL ENERGY SOLUTIONS PVT. LTD. | 2.0 TR Compact Cassette Type IDU's | 2.0 TR Compact Cassette Type IDU's | Nos. | 0 | 1440 | Approved
Primarc Chambers | BLOCK | HVAC Works |  | WO/PCH/PC01/33 | UNIVERSAL ENERGY SOLUTIONS PVT. LTD. | 1.6 TR Compact Cassette Type IDU's | 1.6 TR Compact Cassette Type IDU's | Nos. | 0 | 1440 | Approved
Primarc Chambers | BLOCK | HVAC Works |  | WO/PCH/PC01/33 | UNIVERSAL ENERGY SOLUTIONS PVT. LTD. | 1.3 TR Compact Cassette Type IDU's | 1.3 TR Compact Cassette Type IDU's | Nos. | 0 | 1440 | Approved
Primarc Chambers | BLOCK | HVAC Works |  | WO/PCH/PC01/33 | UNIVERSAL ENERGY SOLUTIONS PVT. LTD. | 1.0 TR Compact Cassette Type IDU's | 1.0 TR Compact Cassette Type IDU's | Nos. | 0 | 1440 | Approved
Primarc Chambers | BLOCK | HVAC Works |  | WO/PCH/PC01/33 | UNIVERSAL ENERGY SOLUTIONS PVT. LTD. | 0.8 TR Compact Cassette Type IDU's | 0.8 TR Compact Cassette Type IDU's | Nos. | 0 | 1440 | Approved
Primarc Chambers | BLOCK | HVAC Works |  | WO/PCH/PC01/33 | UNIVERSAL ENERGY SOLUTIONS PVT. LTD. | 8.0 TR Ceiling Mounted Duct Type IDU's | 8.0 TR Ceiling Mounted Duct Type IDU's | Nos. | 1 | 4800 | Approved
Primarc Chambers | BLOCK | HVAC Works |  | WO/PCH/PC01/33 | UNIVERSAL ENERGY SOLUTIONS PVT. LTD. | 6.4 TR Ceiling Mounted Duct Type IDU's | 6.4 TR Ceiling Mounted Duct Type IDU's | Nos. | 1 | 3840 | Approved
Primarc Chambers | BLOCK | HVAC Works |  | WO/PCH/PC01/33 | UNIVERSAL ENERGY SOLUTIONS PVT. LTD. | 5.5 TR Ceiling Mounted Duct Type IDU's | 5.5 TR Ceiling Mounted Duct Type IDU's | Nos. | 1 | 3600 | Approved
Primarc Chambers | BLOCK | HVAC Works |  | WO/PCH/PC01/33 | UNIVERSAL ENERGY SOLUTIONS PVT. LTD. | 4.5 TR Ceiling Mounted Duct Type IDU's | 4.5 TR Ceiling Mounted Duct Type IDU's | Nos. | 0 | 3300 | Approved
Primarc Chambers | BLOCK | HVAC Works |  | WO/PCH/PC01/33 | UNIVERSAL ENERGY SOLUTIONS PVT. LTD. | 4.0 TR Ceiling Mounted Duct Type IDU's | 4.0 TR Ceiling Mounted Duct Type IDU's | Nos. | 0 | 2880 | Approved
Primarc Chambers | BLOCK | HVAC Works |  | WO/PCH/PC01/33 | UNIVERSAL ENERGY SOLUTIONS PVT. LTD. | 3.2 TR Ceiling Mounted Duct Type IDU's | 3.2 TR Ceiling Mounted Duct Type IDU's | Nos. | 1 | 2400 | Approved
Primarc Chambers | BLOCK | HVAC Works |  | WO/PCH/PC01/33 | UNIVERSAL ENERGY SOLUTIONS PVT. LTD. | 2.5 TR Ceiling Mounted Duct Type IDU's | 2.5 TR Ceiling Mounted Duct Type IDU's | Nos. | 0 | 2160 | Approved
Primarc Chambers | BLOCK | HVAC Works |  | WO/PCH/PC01/33 | UNIVERSAL ENERGY SOLUTIONS PVT. LTD. | 2.0 TR Ceiling Mounted Duct Type IDU's | 2.0 TR Ceiling Mounted Duct Type IDU's | Nos. | 0 | 2160 | Approved
Primarc Chambers | BLOCK | HVAC Works |  | WO/PCH/PC01/33 | UNIVERSAL ENERGY SOLUTIONS PVT. LTD. | 1.6 TR Ceiling Mounted Duct Type IDU's | 1.6 TR Ceiling Mounted Duct Type IDU's | Nos. | 0 | 1920 | Approved
Primarc Chambers | BLOCK | HVAC Works |  | WO/PCH/PC01/33 | UNIVERSAL ENERGY SOLUTIONS PVT. LTD. | 1.3 TR Ceiling Mounted Duct Type IDU's | 1.3 TR Ceiling Mounted Duct Type IDU's | Nos. | 0 | 1920 | Approved
Primarc Chambers | BLOCK | HVAC Works |  | WO/PCH/PC01/33 | UNIVERSAL ENERGY SOLUTIONS PVT. LTD. | 1.0 TR Ceiling Mounted Duct Type IDU's | 1.0 TR Ceiling Mounted Duct Type IDU's | Nos. | 0 | 1680 | Approved
Primarc Chambers | BLOCK | HVAC Works |  | WO/PCH/PC01/33 | UNIVERSAL ENERGY SOLUTIONS PVT. LTD. | 0.8 TR Ceiling Mounted Duct Type IDU's | 0.8 TR Ceiling Mounted Duct Type IDU's | Nos. | 0 | 1680 | Approved
Primarc Chambers | BLOCK | HVAC Works |  | WO/PCH/PC01/33 | UNIVERSAL ENERGY SOLUTIONS PVT. LTD. | 2.0 TR Hiwall Type IDU's | 2.0 TR Hiwall Type IDU's | Nos. | 0 | 1440 | Approved
Primarc Chambers | BLOCK | HVAC Works |  | WO/PCH/PC01/33 | UNIVERSAL ENERGY SOLUTIONS PVT. LTD. | 1.6 TR Hiwall Type IDU's | 1.6 TR Hiwall Type IDU's | Nos. | 0 | 1440 | Approved
Primarc Chambers | BLOCK | HVAC Works |  | WO/PCH/PC01/33 | UNIVERSAL ENERGY SOLUTIONS PVT. LTD. | 1.3 TR Hiwall Type IDU's | 1.3 TR Hiwall Type IDU's | Nos. | 1 | 1440 | Approved
Primarc Chambers | BLOCK | HVAC Works |  | WO/PCH/PC01/33 | UNIVERSAL ENERGY SOLUTIONS PVT. LTD. | 1.0 TR Hiwall Type IDU's | 1.0 TR Hiwall Type IDU's | Nos. | 1 | 1440 | Approved
Primarc Chambers | BLOCK | HVAC Works |  | WO/PCH/PC01/33 | UNIVERSAL ENERGY SOLUTIONS PVT. LTD. | 0.8 TR Hiwall Type IDU's | 0.8 TR Hiwall Type IDU's | Nos. | 0 | 1440 | Approved
Primarc Chambers | BLOCK | HVAC Works |  | WO/PCH/PC01/33 | UNIVERSAL ENERGY SOLUTIONS PVT. LTD. | 6.4 mm dia SD - 13 mm thk. Insulation | 6.4 mm dia SD - 13 mm thk. Insulation | RMT | 31 | 356 | Approved
Primarc Chambers | BLOCK | HVAC Works |  | WO/PCH/PC01/33 | UNIVERSAL ENERGY SOLUTIONS PVT. LTD. | 9.5 mm dia SD - 19 mm thk. Insulation | 9.5 mm dia SD - 19 mm thk. Insulation | RMT | 73 | 446 | Approved
Primarc Chambers | BLOCK | HVAC Works |  | WO/PCH/PC01/33 | UNIVERSAL ENERGY SOLUTIONS PVT. LTD. | 12.7 mm dia SD - 19 mm thk. Insulation | 12.7 mm dia SD - 19 mm thk. Insulation | RMT | 25 | 611 | Approved
Primarc Chambers | BLOCK | HVAC Works |  | WO/PCH/PC01/33 | UNIVERSAL ENERGY SOLUTIONS PVT. LTD. | 15.9 mm dia HD - 19 mm thk. Insulation | 15.9 mm dia HD - 19 mm thk. Insulation | RMT | 83 | 830 | Approved
Primarc Chambers | BLOCK | HVAC Works |  | WO/PCH/PC01/33 | UNIVERSAL ENERGY SOLUTIONS PVT. LTD. | 19.1 mm dia HD - 25 mm thk. Insulation | 19.1 mm dia HD - 25 mm thk. Insulation | RMT | 245 | 912 | Approved
Primarc Chambers | BLOCK | HVAC Works |  | WO/PCH/PC01/33 | UNIVERSAL ENERGY SOLUTIONS PVT. LTD. | 22.2 mm dia HD- 25 mm thk. Insulation | 22.2 mm dia HD- 25 mm thk. Insulation | RMT | 13 | 965 | Approved
Primarc Chambers | BLOCK | HVAC Works |  | WO/PCH/PC01/33 | UNIVERSAL ENERGY SOLUTIONS PVT. LTD. | 25.4 mm dia HD- 25 mm thk. Insulation | 25.4 mm dia HD- 25 mm thk. Insulation | RMT | 0 | 1181 | Approved
Primarc Chambers | BLOCK | HVAC Works |  | WO/PCH/PC01/33 | UNIVERSAL ENERGY SOLUTIONS PVT. LTD. | 28.6 mm dia HD - 25 mm thk. Insulation | 28.6 mm dia HD - 25 mm thk. Insulation | RMT | 23 | 1386 | Approved
Primarc Chambers | BLOCK | HVAC Works |  | WO/PCH/PC01/33 | UNIVERSAL ENERGY SOLUTIONS PVT. LTD. | 31.8 mm dia HD - 25 mm thk. Insulation | 31.8 mm dia HD - 25 mm thk. Insulation | RMT | 0 | 1655 | Approved
Primarc Chambers | BLOCK | HVAC Works |  | WO/PCH/PC01/33 | UNIVERSAL ENERGY SOLUTIONS PVT. LTD. | 34.9 mm dia HD - 25 mm thk. Insulation | 34.9 mm dia HD - 25 mm thk. Insulation | RMT | 31 | 1919 | Approved
Primarc Chambers | BLOCK | HVAC Works |  | WO/PCH/PC01/33 | UNIVERSAL ENERGY SOLUTIONS PVT. LTD. | 38.1 mm dia HD - 25 mm thk. Insulation | 38.1 mm dia HD - 25 mm thk. Insulation | RMT | 0 | 2230 | Approved
Primarc Chambers | BLOCK | HVAC Works |  | WO/PCH/PC01/33 | UNIVERSAL ENERGY SOLUTIONS PVT. LTD. | 41.3 mm dia HD - 25 mm thk. Insulation | 41.3 mm dia HD - 25 mm thk. Insulation | RMT | 0 | 2531 | Approved
Primarc Chambers | BLOCK | HVAC Works |  | WO/PCH/PC01/33 | UNIVERSAL ENERGY SOLUTIONS PVT. LTD. | 12.7 mm dia SD - 19 mm thk. Insulation | 12.7 mm dia SD - 19 mm thk. Insulation | RMT | 3 | 654 | Approved
Primarc Chambers | BLOCK | HVAC Works |  | WO/PCH/PC01/33 | UNIVERSAL ENERGY SOLUTIONS PVT. LTD. | 28.6 mm dia HD - 25 mm thk. Insulation | 28.6 mm dia HD - 25 mm thk. Insulation | RMT | 26 | 1436 | Approved
Primarc Chambers | BLOCK | HVAC Works |  | WO/PCH/PC01/33 | UNIVERSAL ENERGY SOLUTIONS PVT. LTD. | 2C X 1.0 Sq.mm Copper Flexible | 2C X 1.0 Sq.mm Copper Flexible | RMT | 387 | 78 | Approved
Primarc Chambers | BLOCK | HVAC Works |  | WO/PCH/PC01/33 | UNIVERSAL ENERGY SOLUTIONS PVT. LTD. | 80 mm NB rigid CPVC/UPVC Pipe with insulation | 80 mm NB rigid CPVC/UPVC Pipe with insulation | RMT | 0 | 1761 | Approved
Primarc Chambers | BLOCK | HVAC Works |  | WO/PCH/PC01/33 | UNIVERSAL ENERGY SOLUTIONS PVT. LTD. | 65 mm NB rigid CPVC/UPVC Pipe with insulation | 65 mm NB rigid CPVC/UPVC Pipe with insulation | RMT | 0 | 1399 | Approved
Primarc Chambers | BLOCK | HVAC Works |  | WO/PCH/PC01/33 | UNIVERSAL ENERGY SOLUTIONS PVT. LTD. | 50 mm NB rigid CPVC/UPVC Pipe with insulation | 50 mm NB rigid CPVC/UPVC Pipe with insulation | RMT | 0 | 897 | Approved
Primarc Chambers | BLOCK | HVAC Works |  | WO/PCH/PC01/33 | UNIVERSAL ENERGY SOLUTIONS PVT. LTD. | 40 mm NB rigid CPVC/UPVC Pipe with insulation | 40 mm NB rigid CPVC/UPVC Pipe with insulation | RMT | 26 | 605 | Approved
Primarc Chambers | BLOCK | HVAC Works |  | WO/PCH/PC01/33 | UNIVERSAL ENERGY SOLUTIONS PVT. LTD. | 32 mm NB rigid CPVC/UPVC Pipe with insulation | 32 mm NB rigid CPVC/UPVC Pipe with insulation | RMT | 21 | 464 | Approved
Primarc Chambers | BLOCK | HVAC Works |  | WO/PCH/PC01/33 | UNIVERSAL ENERGY SOLUTIONS PVT. LTD. | 25 mm NB rigid CPVC/UPVC Pipe with insulation | 25 mm NB rigid CPVC/UPVC Pipe with insulation | RMT | 51 | 372 | Approved
Primarc Chambers | BLOCK | HVAC Works |  | WO/PCH/PC01/33 | UNIVERSAL ENERGY SOLUTIONS PVT. LTD. | 20 SWG | 20 SWG | Sq.Mtr. | 0 | 1238 | Approved
Primarc Chambers | BLOCK | HVAC Works |  | WO/PCH/PC01/33 | UNIVERSAL ENERGY SOLUTIONS PVT. LTD. | 22 SWG | 22 SWG | Sq.Mtr. | 16 | 1013 | Approved
Primarc Chambers | BLOCK | HVAC Works |  | WO/PCH/PC01/33 | UNIVERSAL ENERGY SOLUTIONS PVT. LTD. | 24 SWG | 24 SWG | Sq.Mtr. | 61 | 784 | Approved
Primarc Chambers | BLOCK | HVAC Works |  | WO/PCH/PC01/33 | UNIVERSAL ENERGY SOLUTIONS PVT. LTD. | 19 mm thick Aluminium Foil Pasted | 19 mm thick Aluminium Foil Pasted | Sq.Mtr. | 0 | 636 | Approved
Primarc Chambers | BLOCK | HVAC Works |  | WO/PCH/PC01/33 | UNIVERSAL ENERGY SOLUTIONS PVT. LTD. | 13 mm thick Aluminium Foil Pasted | 13 mm thick Aluminium Foil Pasted | Sq.Mtr. | 48 | 510 | Approved
Primarc Chambers | BLOCK | HVAC Works |  | WO/PCH/PC01/33 | UNIVERSAL ENERGY SOLUTIONS PVT. LTD. | 25 mm thick GC Cloth Pasted | 25 mm thick GC Cloth Pasted | Sq.Mtr. | 0 | 870 | Approved
Primarc Chambers | BLOCK | HVAC Works |  | WO/PCH/PC01/33 | UNIVERSAL ENERGY SOLUTIONS PVT. LTD. | 25 mm thick for Nitrile / Xlpe Insulation for underdeck insulation . | 25 mm thick for Nitrile / Xlpe Insulation for underdeck insulation . | Sq.Mtr. | 62 | 704 | Approved
Primarc Chambers | BLOCK | HVAC Works |  | WO/PCH/PC01/33 | UNIVERSAL ENERGY SOLUTIONS PVT. LTD. | 150 mm wide x 25mm Height | 150 mm wide x 25mm Height | RMT | 0 | 578 | Approved
Primarc Chambers | BLOCK | HVAC Works |  | WO/PCH/PC01/33 | UNIVERSAL ENERGY SOLUTIONS PVT. LTD. | 300 mm wide x 25mm Height | 300 mm wide x 25mm Height | RMT | 10 | 931 | Approved
Primarc Chambers | BLOCK | HVAC Works |  | WO/PCH/PC01/33 | UNIVERSAL ENERGY SOLUTIONS PVT. LTD. | 450 mm wide x 50mm Height | 450 mm wide x 50mm Height | RMT | 0 | 1238 | Approved
Primarc Chambers | BLOCK | HVAC Works |  | WO/PCH/PC01/33 | UNIVERSAL ENERGY SOLUTIONS PVT. LTD. | 600 mm wide x 50mm Height | 600 mm wide x 50mm Height | RMT | 26 | 1552 | Approved
Primarc Chambers | BLOCK | HVAC Works |  |  |  | Supply of factory assembled dikin make VRV OUTDOOR Units are complete with compressor, condenser, condenser fan, controller & suitable for R-410A Refrigerant with all accessories to complete the system. | Supply of factory assembled dikin make VRV OUTDOOR Units are complete with compressor, condenser, condenser fan, controller & suitable for R-410A Refrigerant with all accessories to complete the system. |  |  |  | Approved
Primarc Chambers | BLOCK | HVAC Works |  |  |  | Roud Flow Cassette Type VRV Indoor Units - Supply of Fully factory assembled, all wired & tested Indoor Units with cordless remote as per specifications & as required to make the system complete. | Roud Flow Cassette Type VRV Indoor Units - Supply of Fully factory assembled, all wired & tested Indoor Units with cordless remote as per specifications & as required to make the system complete. |  |  |  | Approved
Primarc Chambers | BLOCK | HVAC Works |  |  |  | Compact Type Cassette Type VRV Indoor Units - Supply of Fully factory assembled, all wired & tested Indoor Units with cordless remote as per specifications & as required to make the system complete. | Compact Type Cassette Type VRV Indoor Units - Supply of Fully factory assembled, all wired & tested Indoor Units with cordless remote as per specifications & as required to make the system complete. |  |  |  | Approved
Primarc Chambers | BLOCK | HVAC Works |  |  |  | One Way Cassette Type VRV Indoor Units - Supply of Fully factory assembled, all wired & tested Indoor Units with cordless remote as per specifications & as required to make the system complete. | One Way Cassette Type VRV Indoor Units - Supply of Fully factory assembled, all wired & tested Indoor Units with cordless remote as per specifications & as required to make the system complete. |  |  |  | Approved
Primarc Chambers | BLOCK | HVAC Works |  |  |  | CeilIng Mounted Duct Type VRV Indoor Units with corded Remote - Supply of Fully factory assembled, all wired & tested Indoor Units with cordless remote as per specifications & as required to make the system complete. | CeilIng Mounted Duct Type VRV Indoor Units with corded Remote - Supply of Fully factory assembled, all wired & tested Indoor Units with cordless remote as per specifications & as required to make the system complete. |  |  |  | Approved
Primarc Chambers | BLOCK | HVAC Works |  |  |  | Hi Wall Type VRV Indoor Units - Supply of Fully factory assembled, all wired & tested Indoor Units with cordless remote as per specifications & as required to make the system complete. | Hi Wall Type VRV Indoor Units - Supply of Fully factory assembled, all wired & tested Indoor Units with cordless remote as per specifications & as required to make the system complete. |  |  |  | Approved
Primarc Chambers | BLOCK | HVAC Works |  |  |  | Supply of Refnet Joint for VRV system Only for Common Area | Supply of Refnet Joint for VRV system Only for Common Area | Nos. |  |  | Approved
Primarc Chambers | BLOCK | HVAC Works |  | WO/PCH/PC01/34 | UNIVERSAL ENERGY SOLUTIONS PVT. LTD. | Installation, testing & Commissioning of factory assembled Dikin make VRV OUTDOOR Units are complete with compressor, condenser, condenser fan, controller & suitable for R-410A Refrigerant with all accessories to complete the system. | Installation, testing & Commissioning of factory assembled Dikin make VRV OUTDOOR Units are complete with compressor, condenser, condenser fan, controller & suitable for R-410A Refrigerant with all accessories to complete the system. |  | 0 | 0 | Amended & Approved
Primarc Chambers | BLOCK | HVAC Works |  | WO/PCH/PC01/34 | UNIVERSAL ENERGY SOLUTIONS PVT. LTD. | Roud Flow Cassette Type VRV Indoor Units - Installation, testing & Commissioning of Fully factory assembled , all wired & tested Indoor Units with cordless remote as per specifications & as required to make the system complete. | Roud Flow Cassette Type VRV Indoor Units - Installation, testing & Commissioning of Fully factory assembled , all wired & tested Indoor Units with cordless remote as per specifications & as required to make the system complete. |  | 0 | 0 | Approved
Primarc Chambers | BLOCK | HVAC Works |  | WO/PCH/PC01/34 | UNIVERSAL ENERGY SOLUTIONS PVT. LTD. | Compact Type Cassette Type VRV Indoor Units - Installation, testing & Commissioning of Fully factory assembled , all wired & tested Indoor Units with cordless remote as per specifications & as required to make the system complete. | Compact Type Cassette Type VRV Indoor Units - Installation, testing & Commissioning of Fully factory assembled , all wired & tested Indoor Units with cordless remote as per specifications & as required to make the system complete. |  | 0 | 0 | Approved
Primarc Chambers | BLOCK | HVAC Works |  | WO/PCH/PC01/34 | UNIVERSAL ENERGY SOLUTIONS PVT. LTD. | One way Cassette Type VRV Indoor Units - Installation, testing & Commissioning of Fully factory assembled , all wired & tested Indoor Units with cordless remote as per specifications & as required to make the system complete. | One way Cassette Type VRV Indoor Units - Installation, testing & Commissioning of Fully factory assembled , all wired & tested Indoor Units with cordless remote as per specifications & as required to make the system complete. |  | 0 | 0 | Approved
Primarc Chambers | BLOCK | HVAC Works |  | WO/PCH/PC01/34 | UNIVERSAL ENERGY SOLUTIONS PVT. LTD. | Ceiling Mounted Duct Type VRV Indoor Units - Installation, testing & Commissioning of Fully factory assembled , all wired & tested Indoor Units with cordless remote as per specifications & as required to make the system complete. | Ceiling Mounted Duct Type VRV Indoor Units - Installation, testing & Commissioning of Fully factory assembled , all wired & tested Indoor Units with cordless remote as per specifications & as required to make the system complete. |  | 0 | 0 | Approved
Primarc Chambers | BLOCK | HVAC Works |  | WO/PCH/PC01/34 | UNIVERSAL ENERGY SOLUTIONS PVT. LTD. | Hi Wall Type VRV Indoor Units - Installation, testing & Commissioning of Fully factory assembled , all wired & tested Indoor Units with cordless remote as per specifications & as required to make the system complete. | Hi Wall Type VRV Indoor Units - Installation, testing & Commissioning of Fully factory assembled , all wired & tested Indoor Units with cordless remote as per specifications & as required to make the system complete. |  | 0 | 0 | Approved
Primarc Chambers | BLOCK | HVAC Works |  | WO/PCH/PC01/34 | UNIVERSAL ENERGY SOLUTIONS PVT. LTD. | Supply, Installation , Commissioning of VRV systems including topping R410A gas as per site requirements. Refrigerant shall be environmental friendly R410A. | Supply, Installation , Commissioning of VRV systems including topping R410A gas as per site requirements. Refrigerant shall be environmental friendly R410A. | HP | 0 | 743 | Approved
Primarc Chambers | BLOCK | HVAC Works |  | WO/PCH/PC01/34 | UNIVERSAL ENERGY SOLUTIONS PVT. LTD. | Installation of Refnet Joint for VRV system Only for Common Area | Installation of Refnet Joint for VRV system Only for Common Area | Nos. | 0 | 450 | Approved
Primarc Chambers | BLOCK | HVAC Works |  | WO/PCH/PC01/34 | UNIVERSAL ENERGY SOLUTIONS PVT. LTD. | Copper Refrigerant Piping with Insulation for inside the building:(VRV) - Supply ,Installation, Testing & Commissioning of Copper Refrigerant piping for VRV system complete with fittings, supports, joining, Class O insulation with aluminium foil pes | Copper Refrigerant Piping with Insulation for inside the building:(VRV) - Supply ,Installation, Testing & Commissioning of Copper Refrigerant piping for VRV system complete with fittings, supports, joining, Class O insulation with aluminium foil pested n |  | 0 | 0 | Approved
Primarc Chambers | BLOCK | HVAC Works |  | WO/PCH/PC01/34 | UNIVERSAL ENERGY SOLUTIONS PVT. LTD. | Copper Refrigerant Piping with Insulation for terrece:(VRV) - Supply ,Installation, Testing & Commissioning of Copper Refrigerant piping for VRV system complete with fittings, supports, joining, Class O insulation with glass cloth pested nitrile tub | Copper Refrigerant Piping with Insulation for terrece:(VRV) - Supply ,Installation, Testing & Commissioning of Copper Refrigerant piping for VRV system complete with fittings, supports, joining, Class O insulation with glass cloth pested nitrile tube, co |  | 0 | 0 | Approved
Primarc Chambers | BLOCK | HVAC Works |  | WO/PCH/PC01/34 | UNIVERSAL ENERGY SOLUTIONS PVT. LTD. | Communication Cable - Supply, Installation, testing & commissioning of Control cum Transmission wiring in suitable conduits between indoor & outdoor units. | Communication Cable - Supply, Installation, testing & commissioning of Control cum Transmission wiring in suitable conduits between indoor & outdoor units. |  | 0 | 0 | Approved
Primarc Chambers | BLOCK | HVAC Works |  | WO/PCH/PC01/34 | UNIVERSAL ENERGY SOLUTIONS PVT. LTD. | Drain Piping - Supply & installation of floor wise Drain Piping with all necessary fittings & supporting arrangement duly insulated with 9 mm thick tubular elastomeric nitrile rubber insulation. | Drain Piping - Supply & installation of floor wise Drain Piping with all necessary fittings & supporting arrangement duly insulated with 9 mm thick tubular elastomeric nitrile rubber insulation. |  | 0 | 0 | Approved
Primarc Chambers | BLOCK | HVAC Works |  | WO/PCH/PC01/34 | UNIVERSAL ENERGY SOLUTIONS PVT. LTD. | Air Distribution Works - Supply ,Installation, Testing & Commissioning of GSS Rectangular Ducting complete with fittings, flanges, bracings, supports, all accessories as per spectifications any other item required to make the system complete. | Air Distribution Works - Supply ,Installation, Testing & Commissioning of GSS Rectangular Ducting complete with fittings, flanges, bracings, supports, all accessories as per spectifications any other item required to make the system complete. |  | 0 | 0 | Approved
Primarc Chambers | BLOCK | HVAC Works |  | WO/PCH/PC01/34 | UNIVERSAL ENERGY SOLUTIONS PVT. LTD. | Air Distribution Works - Supply, installation, testing & commissioing of Duct Thermal insulations of ducting with 25/19/13mm thick alu foil pasted / GC Cloth Pasted Class O nitrile rubber insulation having dnsity ( 40-60 Kg/Cum) . | Air Distribution Works - Supply, installation, testing & commissioing of Duct Thermal insulations of ducting with 25/19/13mm thick alu foil pasted / GC Cloth Pasted Class O nitrile rubber insulation having dnsity ( 40-60 Kg/Cum) . |  | 0 | 0 | Approved
Primarc Chambers | BLOCK | HVAC Works |  | WO/PCH/PC01/34 | UNIVERSAL ENERGY SOLUTIONS PVT. LTD. | Air Distribution Works - Supply and Fixing of thermal insulation with following thickness Class-O Nitrile sheet (density 40-60kg/cum)/ XLPE(33±3kg/cum) sheet insulation with factory pasted aluminium foil on one side for underdeck insulation using low | Air Distribution Works - Supply and Fixing of thermal insulation with following thickness Class-O Nitrile sheet (density 40-60kg/cum)/ XLPE(33±3kg/cum) sheet insulation with factory pasted aluminium foil on one side for underdeck insulation using low VOC |  | 0 | 0 | Approved
Primarc Chambers | BLOCK | HVAC Works |  | WO/PCH/PC01/34 | UNIVERSAL ENERGY SOLUTIONS PVT. LTD. | Air Distribution Works - Supply, installation, testing & commissioing of Duct Accoustic insulations of ducting with 12mm thick class- 1 open cell nitrile rubber insulation having dnsity ( 140-180 Kg/Cum) | Air Distribution Works - Supply, installation, testing & commissioing of Duct Accoustic insulations of ducting with 12mm thick class- 1 open cell nitrile rubber insulation having dnsity ( 140-180 Kg/Cum) | Sq.Mtr. | 20 | 1036 | Approved
Primarc Chambers | BLOCK | HVAC Works |  | WO/PCH/PC01/34 | UNIVERSAL ENERGY SOLUTIONS PVT. LTD. | Air Distribution Works - Supply, installation, testing & commossioning of flexible connection between duct & fresh air unit. | Air Distribution Works - Supply, installation, testing & commossioning of flexible connection between duct & fresh air unit. | Nos. | 0 | 1474 | Approved
Primarc Chambers | BLOCK | HVAC Works |  | WO/PCH/PC01/34 | UNIVERSAL ENERGY SOLUTIONS PVT. LTD. | Air Distribution Works - Supply, installation, testing & commossioning MS/GI Duct Damper for manual control of volume of air flow and for proper balancing of the air distribution system.(Min. billing quantity of grill/diffuser/damper are 0.2sqmt) | Air Distribution Works - Supply, installation, testing & commossioning MS/GI Duct Damper for manual control of volume of air flow and for proper balancing of the air distribution system.(Min. billing quantity of grill/diffuser/damper are 0.2sqmt) | Sq.Mtr. | 0 | 9211 | Approved
Primarc Chambers | BLOCK | HVAC Works |  | WO/PCH/PC01/34 | UNIVERSAL ENERGY SOLUTIONS PVT. LTD. | Air Distribution Works - Supply, installation, testing & commossioning Aluminium Coller damper for manual control of volume of air flow and for proper balancing of the air distribution system.(Min. billing quantity/damper are 0.1sqmt) | Air Distribution Works - Supply, installation, testing & commossioning Aluminium Coller damper for manual control of volume of air flow and for proper balancing of the air distribution system.(Min. billing quantity/damper are 0.1sqmt) | Sq.Mtr. | 0 | 5847 | Approved
Primarc Chambers | BLOCK | HVAC Works |  | WO/PCH/PC01/34 | UNIVERSAL ENERGY SOLUTIONS PVT. LTD. | Air Distribution Works - Supply, installation, testing & commossioning of extruded aluminium powder coated supply/return air grill without collar damper .(Min. billing quantity/damper are 0.1sqmt) | Air Distribution Works - Supply, installation, testing & commossioning of extruded aluminium powder coated supply/return air grill without collar damper .(Min. billing quantity/damper are 0.1sqmt) | Sq.Mtr. | 0 | 5986 | Approved
Primarc Chambers | BLOCK | HVAC Works |  | WO/PCH/PC01/34 | UNIVERSAL ENERGY SOLUTIONS PVT. LTD. | Air Distribution Works - Supply, installation, testing & commossioning of extruded aluminium powder coated supply air diffuser with collar damper .(Min. billing quantity/diffuser are 0.1sqmt) | Air Distribution Works - Supply, installation, testing & commossioning of extruded aluminium powder coated supply air diffuser with collar damper .(Min. billing quantity/diffuser are 0.1sqmt) | Sq.Mtr. | 0 | 15375 | Approved
Primarc Chambers | BLOCK | HVAC Works |  | WO/PCH/PC01/34 | UNIVERSAL ENERGY SOLUTIONS PVT. LTD. | Air Distribution Works - Supply, installation, testing & commossioning of extruded aluminium powder coated return air diffuser without collar damper .(Min. billing quantity/diffuser 0.1sqmt) | Air Distribution Works - Supply, installation, testing & commossioning of extruded aluminium powder coated return air diffuser without collar damper .(Min. billing quantity/diffuser 0.1sqmt) | Sq.Mtr. | 0 | 9854 | Approved
Primarc Chambers | BLOCK | HVAC Works |  | WO/PCH/PC01/34 | UNIVERSAL ENERGY SOLUTIONS PVT. LTD. | Air Distribution Works - Supply, installation, testing & commossioning of extrted aluminium powder coated Rain protection louver for fresh Air .(Min. billing quantity/louver are 0.1sqmt) | Air Distribution Works - Supply, installation, testing & commossioning of extrted aluminium powder coated Rain protection louver for fresh Air .(Min. billing quantity/louver are 0.1sqmt) | Sq.Mtr. | 0 | 8382 | Approved
Primarc Chambers | BLOCK | HVAC Works |  | WO/PCH/PC01/34 | UNIVERSAL ENERGY SOLUTIONS PVT. LTD. | Supply, Fixing, testing and commssiooning of MOTORIZED fire dampers in supply air duct /main branch and reurn air path as and where required with control wiring. The damper shall be motorised and spring return actuator to close the damper in the even | Supply, Fixing, testing and commssiooning of MOTORIZED fire dampers in supply air duct /main branch and reurn air path as and where required with control wiring. The damper shall be motorised and spring return actuator to close the damper in the event of | Sq.Mtr. | 0 | 9004 | Approved
Primarc Chambers | BLOCK | HVAC Works |  | WO/PCH/PC01/34 | UNIVERSAL ENERGY SOLUTIONS PVT. LTD. | Motorised actuator with Controller for the above. | Motorised actuator with Controller for the above. | Nos. | 0 | 9360 | Approved
Primarc Chambers | BLOCK | HVAC Works |  | WO/PCH/PC01/34 | UNIVERSAL ENERGY SOLUTIONS PVT. LTD. | Supply Installation Testing Comisioning of 1.6 mm thick(upto 300mm) and 2.0mm thick(above 300mm) hot plated GI pre fabricated perforated cable trays in horizontal or vertical formation complete with duely painted MS structural supports and Necessary | Supply Installation Testing Comisioning of 1.6 mm thick(upto 300mm) and 2.0mm thick(above 300mm) hot plated GI pre fabricated perforated cable trays in horizontal or vertical formation complete with duely painted MS structural supports and Necessary dema |  | 0 | 0 | Approved
Primarc Chambers | BLOCK | HVAC Works |  | WO/PCH/PC01/34 | UNIVERSAL ENERGY SOLUTIONS PVT. LTD. | Supply Installation Testing Comisioning of 1.6 mm thick(upto 300mm) and 2.0mm thick(above 300mm) GI pre fabricated perforated cable trays in horizontal or vertical formation complete with duely painted MS structural supports and Necessary demarkati | Supply Installation Testing Comisioning of 1.6 mm thick(upto 300mm) and 2.0mm thick(above 300mm) GI pre fabricated perforated cable trays in horizontal or vertical formation complete with duely painted MS structural supports and Necessary demarkation. I |  | 0 | 0 | Approved
Primarc Chambers | BLOCK | HVAC Works |  |  |  | 36 HP Normal Capacity - Cooling Only Top Discharge VRV - X | 36 HP Normal Capacity - Cooling Only Top Discharge VRV - X | Nos. |  |  | Approved
Primarc Chambers | BLOCK | HVAC Works |  |  |  | 24 HP Normal Capacity - Cooling Only Top Discharge VRV - X | 24 HP Normal Capacity - Cooling Only Top Discharge VRV - X | Nos. |  |  | Approved
Primarc Chambers | BLOCK | HVAC Works |  |  |  | 20 HP Normal Capacity - Cooling Only Top Discharge VRV - X | 20 HP Normal Capacity - Cooling Only Top Discharge VRV - X | Nos. |  |  | Approved
Primarc Chambers | BLOCK | HVAC Works |  |  |  | 14 HP Normal Capacity - Cooling Only Top Discharge VRV - X | 14 HP Normal Capacity - Cooling Only Top Discharge VRV - X | Nos. |  |  | Approved
Primarc Chambers | BLOCK | HVAC Works |  |  |  | 12 HP Normal Capacity - Cooling Only Top Discharge VRV -X | 12 HP Normal Capacity - Cooling Only Top Discharge VRV -X | Nos. |  |  | Approved
Primarc Chambers | BLOCK | HVAC Works |  |  |  | 10 HP Normal Capacity - Cooling Only Front Discharge VRV -S | 10 HP Normal Capacity - Cooling Only Front Discharge VRV -S | Nos. |  |  | Approved
Primarc Chambers | BLOCK | HVAC Works |  |  |  | 8 HP Normal Capacity - Cooling Only Front Discharge VRV -S | 8 HP Normal Capacity - Cooling Only Front Discharge VRV -S | Nos. |  |  | Approved
Primarc Chambers | BLOCK | HVAC Works |  |  |  | 6 HP Normal Capacity - Cooling Only Front Discharge VRV -S | 6 HP Normal Capacity - Cooling Only Front Discharge VRV -S | Nos. |  |  | Approved
Primarc Chambers | BLOCK | HVAC Works |  |  |  | 5 HP Normal Capacity - Cooling Only Front Discharge VRV -S | 5 HP Normal Capacity - Cooling Only Front Discharge VRV -S | Nos. |  |  | Approved
Primarc Chambers | BLOCK | HVAC Works |  |  |  | 4 HP Normal Capacity - Cooling Only Front Discharge VRV -S | 4 HP Normal Capacity - Cooling Only Front Discharge VRV -S | Nos. |  |  | Approved
Primarc Chambers | BLOCK | HVAC Works |  |  |  | 4.5 TR Roud Flow Cassette Type IDU's | 4.5 TR Roud Flow Cassette Type IDU's | Nos. |  |  | Approved
Primarc Chambers | BLOCK | HVAC Works |  |  |  | 4.0 TR Roud Flow Cassette Type IDU's | 4.0 TR Roud Flow Cassette Type IDU's | Nos. |  |  | Approved
Primarc Chambers | BLOCK | HVAC Works |  |  |  | 3.2 TR Roud Flow Cassette Type IDU's | 3.2 TR Roud Flow Cassette Type IDU's | Nos. |  |  | Approved
Primarc Chambers | BLOCK | HVAC Works |  |  |  | 2.5 TR Roud Flow Cassette Type IDU's | 2.5 TR Roud Flow Cassette Type IDU's | Nos. |  |  | Approved
Primarc Chambers | BLOCK | HVAC Works |  |  |  | 2.0 TR Roud Flow Cassette Type IDU's | 2.0 TR Roud Flow Cassette Type IDU's | Nos. |  |  | Approved
Primarc Chambers | BLOCK | HVAC Works |  |  |  | 1.6 TR Roud Flow Cassette Type IDU's | 1.6 TR Roud Flow Cassette Type IDU's | Nos. |  |  | Approved
Primarc Chambers | BLOCK | HVAC Works |  |  |  | 1.3 TR Roud Flow Cassette Type IDU's | 1.3 TR Roud Flow Cassette Type IDU's | Nos. |  |  | Approved
Primarc Chambers | BLOCK | HVAC Works |  |  |  | 1.0 TR Roud Flow Cassette Type IDU's | 1.0 TR Roud Flow Cassette Type IDU's | Nos. |  |  | Approved
Primarc Chambers | BLOCK | HVAC Works |  |  |  | 0.8 TR Roud Flow Cassette Type IDU's | 0.8 TR Roud Flow Cassette Type IDU's | Nos. |  |  | Approved
Primarc Chambers | BLOCK | HVAC Works |  |  |  | 1.6 TR Compact Cassette Type IDU's | 1.6 TR Compact Cassette Type IDU's | Nos. |  |  | Approved
Primarc Chambers | BLOCK | HVAC Works |  |  |  | 1.3 TR Compact Cassette Type IDU's | 1.3 TR Compact Cassette Type IDU's | Nos. |  |  | Approved
Primarc Chambers | BLOCK | HVAC Works |  |  |  | 1.0 TR Compact Cassette Type IDU's | 1.0 TR Compact Cassette Type IDU's | Nos. |  |  | Approved
Primarc Chambers | BLOCK | HVAC Works |  |  |  | 0.8 TR Compact Cassette Type IDU's | 0.8 TR Compact Cassette Type IDU's | Nos. |  |  | Approved
Primarc Chambers | BLOCK | HVAC Works |  |  |  | 2.0 TR Compact Cassette Type IDU's | 2.0 TR Compact Cassette Type IDU's | Nos. |  |  | Approved
Primarc Chambers | BLOCK | HVAC Works |  |  |  | 1.6 TR Compact Cassette Type IDU's | 1.6 TR Compact Cassette Type IDU's | Nos. |  |  | Approved
Primarc Chambers | BLOCK | HVAC Works |  |  |  | 1.3 TR Compact Cassette Type IDU's | 1.3 TR Compact Cassette Type IDU's | Nos. |  |  | Approved
Primarc Chambers | BLOCK | HVAC Works |  |  |  | 1.0 TR Compact Cassette Type IDU's | 1.0 TR Compact Cassette Type IDU's | Nos. |  |  | Approved
Primarc Chambers | BLOCK | HVAC Works |  |  |  | 8.0 TR Ceiling Mouted Duct Type IDU's | 8.0 TR Ceiling Mouted Duct Type IDU's | Nos. |  |  | Approved
Primarc Chambers | BLOCK | HVAC Works |  |  |  | 6.4 TR Ceiling Mouted Duct Type IDU's | 6.4 TR Ceiling Mouted Duct Type IDU's | Nos. |  |  | Approved
Primarc Chambers | BLOCK | HVAC Works |  |  |  | 5.5 TR Ceiling Mouted Duct Type IDU's | 5.5 TR Ceiling Mouted Duct Type IDU's | Nos. |  |  | Approved
Primarc Chambers | BLOCK | HVAC Works |  |  |  | 4.5 TR Ceiling Mouted Duct Type IDU's | 4.5 TR Ceiling Mouted Duct Type IDU's | Nos. |  |  | Approved
Primarc Chambers | BLOCK | HVAC Works |  |  |  | 4.0 TR Ceiling Mouted Duct Type IDU's | 4.0 TR Ceiling Mouted Duct Type IDU's | Nos. |  |  | Approved
Primarc Chambers | BLOCK | HVAC Works |  |  |  | 3.2 TR Ceiling Mouted Duct Type IDU's | 3.2 TR Ceiling Mouted Duct Type IDU's | Nos. |  |  | Approved
Primarc Chambers | BLOCK | HVAC Works |  |  |  | 2.5 TR Ceiling Mouted Duct Type IDU's | 2.5 TR Ceiling Mouted Duct Type IDU's | Nos. |  |  | Approved
Primarc Chambers | BLOCK | HVAC Works |  |  |  | 2.0 TR Ceiling Mouted Duct Type IDU's | 2.0 TR Ceiling Mouted Duct Type IDU's | Nos. |  |  | Approved
Primarc Chambers | BLOCK | HVAC Works |  |  |  | 1.6 TR Ceiling Mouted Duct Type IDU's | 1.6 TR Ceiling Mouted Duct Type IDU's | Nos. |  |  | Approved
Primarc Chambers | BLOCK | HVAC Works |  |  |  | 1.3 TR Ceiling Mouted Duct Type IDU's | 1.3 TR Ceiling Mouted Duct Type IDU's | Nos. |  |  | Approved
Primarc Chambers | BLOCK | HVAC Works |  |  |  | 1.0 TR Ceiling Mouted Duct Type IDU's | 1.0 TR Ceiling Mouted Duct Type IDU's | Nos. |  |  | Approved
Primarc Chambers | BLOCK | HVAC Works |  |  |  | 0.8 TR Ceiling Mouted Duct Type IDU's | 0.8 TR Ceiling Mouted Duct Type IDU's | Nos. |  |  | Approved
Primarc Chambers | BLOCK | HVAC Works |  |  |  | 2.0 TR Hiwall Type IDU's | 2.0 TR Hiwall Type IDU's | Nos. |  |  | Approved
Primarc Chambers | BLOCK | HVAC Works |  |  |  | 1.6 TR Hiwall Type IDU's | 1.6 TR Hiwall Type IDU's | Nos. |  |  | Approved
Primarc Chambers | BLOCK | HVAC Works |  |  |  | 1.3 TR Hiwall Type IDU's | 1.3 TR Hiwall Type IDU's | Nos. |  |  | Approved
Primarc Chambers | BLOCK | HVAC Works |  |  |  | 1.0 TR Hiwall Type IDU's | 1.0 TR Hiwall Type IDU's | Nos. |  |  | Approved
Primarc Chambers | BLOCK | HVAC Works |  |  |  | 0.8 TR Hiwall Type IDU's | 0.8 TR Hiwall Type IDU's | Nos. |  |  | Approved
Primarc Chambers | BLOCK | HVAC Works |  | WO/PCH/PC01/34 | UNIVERSAL ENERGY SOLUTIONS PVT. LTD. | 36 HP Normal Capacity - Cooling Only Top Discharge VRV - X | 36 HP Normal Capacity - Cooling Only Top Discharge VRV - X | Nos. | 0 | 44910 | Approved
Primarc Chambers | BLOCK | HVAC Works |  | WO/PCH/PC01/34 | UNIVERSAL ENERGY SOLUTIONS PVT. LTD. | 24 HP Normal Capacity - Cooling Only Top Discharge VRV - X | 24 HP Normal Capacity - Cooling Only Top Discharge VRV - X | Nos. | 2 | 30420 | Approved
Primarc Chambers | BLOCK | HVAC Works |  | WO/PCH/PC01/34 | UNIVERSAL ENERGY SOLUTIONS PVT. LTD. | 20 HP Normal Capacity - Cooling Only Top Discharge VRV - X | 20 HP Normal Capacity - Cooling Only Top Discharge VRV - X | Nos. | 0 | 25350 | Approved
Primarc Chambers | BLOCK | HVAC Works |  | WO/PCH/PC01/34 | UNIVERSAL ENERGY SOLUTIONS PVT. LTD. | 14 HP Normal Capacity - Cooling Only Top Discharge VRV - X | 14 HP Normal Capacity - Cooling Only Top Discharge VRV - X | Nos. | 1 | 17865 | Approved
Primarc Chambers | BLOCK | HVAC Works |  | WO/PCH/PC01/34 | UNIVERSAL ENERGY SOLUTIONS PVT. LTD. | 12 HP Normal Capacity - Cooling Only Front Discharge VRV -X | 12 HP Normal Capacity - Cooling Only Front Discharge VRV -X | Nos. | 1 | 15120 | Approved
Primarc Chambers | BLOCK | HVAC Works |  | WO/PCH/PC01/34 | UNIVERSAL ENERGY SOLUTIONS PVT. LTD. | 10 HP Normal Capacity - Cooling Only Front Discharge VRV -S | 10 HP Normal Capacity - Cooling Only Front Discharge VRV -S | Nos. | 9 | 12825 | Approved
Primarc Chambers | BLOCK | HVAC Works |  | WO/PCH/PC01/34 | UNIVERSAL ENERGY SOLUTIONS PVT. LTD. | 8 HP Normal Capacity - Cooling Only Front Discharge VRV -S | 8 HP Normal Capacity - Cooling Only Front Discharge VRV -S | Nos. | 13 | 10260 | Approved
Primarc Chambers | BLOCK | HVAC Works |  | WO/PCH/PC01/34 | UNIVERSAL ENERGY SOLUTIONS PVT. LTD. | 6 HP Normal Capacity - Cooling Only Front Discharge VRV -S | 6 HP Normal Capacity - Cooling Only Front Discharge VRV -S | Nos. | 45 | 7965 | Approved
Primarc Chambers | BLOCK | HVAC Works |  | WO/PCH/PC01/34 | UNIVERSAL ENERGY SOLUTIONS PVT. LTD. | 5 HP Normal Capacity - Cooling Only Front Discharge VRV -S | 5 HP Normal Capacity - Cooling Only Front Discharge VRV -S | Nos. | 35 | 6638 | Approved
Primarc Chambers | BLOCK | HVAC Works |  | WO/PCH/PC01/34 | UNIVERSAL ENERGY SOLUTIONS PVT. LTD. | 4 HP Normal Capacity - Cooling Only Front Discharge VRV -S | 4 HP Normal Capacity - Cooling Only Front Discharge VRV -S | Nos. | 26 | 5490 | Approved
Primarc Chambers | BLOCK | HVAC Works |  | WO/PCH/PC01/34 | UNIVERSAL ENERGY SOLUTIONS PVT. LTD. | 4.5 TR Roud Flow Cassette Type IDU's | 4.5 TR Roud Flow Cassette Type IDU's | Nos. | 0 | 1920 | Approved
Primarc Chambers | BLOCK | HVAC Works |  | WO/PCH/PC01/34 | UNIVERSAL ENERGY SOLUTIONS PVT. LTD. | 4.0 TR Roud Flow Cassette Type IDU's | 4.0 TR Roud Flow Cassette Type IDU's | Nos. | 0 | 1920 | Approved
Primarc Chambers | BLOCK | HVAC Works |  | WO/PCH/PC01/34 | UNIVERSAL ENERGY SOLUTIONS PVT. LTD. | 3.2 TR Roud Flow Cassette Type IDU's | 3.2 TR Roud Flow Cassette Type IDU's | Nos. | 0 | 1680 | Approved
Primarc Chambers | BLOCK | HVAC Works |  | WO/PCH/PC01/34 | UNIVERSAL ENERGY SOLUTIONS PVT. LTD. | 2.5 TR Roud Flow Cassette Type IDU's | 2.5 TR Roud Flow Cassette Type IDU's | Nos. | 0 | 1680 | Approved
Primarc Chambers | BLOCK | HVAC Works |  | WO/PCH/PC01/34 | UNIVERSAL ENERGY SOLUTIONS PVT. LTD. | 2.0 TR Roud Flow Cassette Type IDU's | 2.0 TR Roud Flow Cassette Type IDU's | Nos. | 0 | 1440 | Approved
Primarc Chambers | BLOCK | HVAC Works |  | WO/PCH/PC01/34 | UNIVERSAL ENERGY SOLUTIONS PVT. LTD. | 1.6 TR Roud Flow Cassette Type IDU's | 1.6 TR Roud Flow Cassette Type IDU's | Nos. | 0 | 1440 | Approved
Primarc Chambers | BLOCK | HVAC Works |  | WO/PCH/PC01/34 | UNIVERSAL ENERGY SOLUTIONS PVT. LTD. | 1.3 TR Roud Flow Cassette Type IDU's | 1.3 TR Roud Flow Cassette Type IDU's | Nos. | 0 | 1440 | Approved
Primarc Chambers | BLOCK | HVAC Works |  | WO/PCH/PC01/34 | UNIVERSAL ENERGY SOLUTIONS PVT. LTD. | 1.0 TR Roud Flow Cassette Type IDU's | 1.0 TR Roud Flow Cassette Type IDU's | Nos. | 0 | 1440 | Approved
Primarc Chambers | BLOCK | HVAC Works |  | WO/PCH/PC01/34 | UNIVERSAL ENERGY SOLUTIONS PVT. LTD. | 0.8 TR Roud Flow Cassette Type IDU's | 0.8 TR Roud Flow Cassette Type IDU's | Nos. | 0 | 1440 | Approved
Primarc Chambers | BLOCK | HVAC Works |  | WO/PCH/PC01/34 | UNIVERSAL ENERGY SOLUTIONS PVT. LTD. | 1.6 TR Compact Cassette Type IDU's | 1.6 TR Compact Cassette Type IDU's | Nos. | 0 | 1440 | Approved
Primarc Chambers | BLOCK | HVAC Works |  | WO/PCH/PC01/34 | UNIVERSAL ENERGY SOLUTIONS PVT. LTD. | 1.3 TR Compact Cassette Type IDU's | 1.3 TR Compact Cassette Type IDU's | Nos. | 0 | 1440 | Approved
Primarc Chambers | BLOCK | HVAC Works |  | WO/PCH/PC01/34 | UNIVERSAL ENERGY SOLUTIONS PVT. LTD. | 1.0 TR Compact Cassette Type IDU's | 1.0 TR Compact Cassette Type IDU's | Nos. | 0 | 1440 | Approved
Primarc Chambers | BLOCK | HVAC Works |  | WO/PCH/PC01/34 | UNIVERSAL ENERGY SOLUTIONS PVT. LTD. | 0.8 TR Compact Cassette Type IDU's | 0.8 TR Compact Cassette Type IDU's | Nos. | 0 | 1440 | Approved
Primarc Chambers | BLOCK | HVAC Works |  | WO/PCH/PC01/34 | UNIVERSAL ENERGY SOLUTIONS PVT. LTD. | 2.0 TR Compact Cassette Type IDU's | 2.0 TR Compact Cassette Type IDU's | Nos. | 0 | 1440 | Approved
Primarc Chambers | BLOCK | HVAC Works |  | WO/PCH/PC01/34 | UNIVERSAL ENERGY SOLUTIONS PVT. LTD. | 1.6 TR Compact Cassette Type IDU's | 1.6 TR Compact Cassette Type IDU's | Nos. | 0 | 1440 | Approved
Primarc Chambers | BLOCK | HVAC Works |  | WO/PCH/PC01/34 | UNIVERSAL ENERGY SOLUTIONS PVT. LTD. | 1.3 TR Compact Cassette Type IDU's | 1.3 TR Compact Cassette Type IDU's | Nos. | 0 | 1440 | Approved
Primarc Chambers | BLOCK | HVAC Works |  | WO/PCH/PC01/34 | UNIVERSAL ENERGY SOLUTIONS PVT. LTD. | 1.0 TR Compact Cassette Type IDU's | 1.0 TR Compact Cassette Type IDU's | Nos. | 0 | 1440 | Approved
Primarc Chambers | BLOCK | HVAC Works |  | WO/PCH/PC01/34 | UNIVERSAL ENERGY SOLUTIONS PVT. LTD. | 0.8 TR Compact Cassette Type IDU's | 0.8 TR Compact Cassette Type IDU's | Nos. | 0 | 1440 | Approved
Primarc Chambers | BLOCK | HVAC Works |  | WO/PCH/PC01/34 | UNIVERSAL ENERGY SOLUTIONS PVT. LTD. | 8.0 TR Ceiling Mouted Duct Type IDU's | 8.0 TR Ceiling Mouted Duct Type IDU's | Nos. | 0 | 4800 | Approved
Primarc Chambers | BLOCK | HVAC Works |  | WO/PCH/PC01/34 | UNIVERSAL ENERGY SOLUTIONS PVT. LTD. | 6.4 TR Ceiling Mouted Duct Type IDU's | 6.4 TR Ceiling Mouted Duct Type IDU's | Nos. | 0 | 3840 | Approved
Primarc Chambers | BLOCK | HVAC Works |  | WO/PCH/PC01/34 | UNIVERSAL ENERGY SOLUTIONS PVT. LTD. | 5.5 TR Ceiling Mouted Duct Type IDU's | 5.5 TR Ceiling Mouted Duct Type IDU's | Nos. | 0 | 3600 | Approved
Primarc Chambers | BLOCK | HVAC Works |  | WO/PCH/PC01/34 | UNIVERSAL ENERGY SOLUTIONS PVT. LTD. | 4.5 TR Ceiling Mouted Duct Type IDU's | 4.5 TR Ceiling Mouted Duct Type IDU's | Nos. | 0 | 3300 | Approved
Primarc Chambers | BLOCK | HVAC Works |  | WO/PCH/PC01/34 | UNIVERSAL ENERGY SOLUTIONS PVT. LTD. | 4.0 TR Ceiling Mouted Duct Type IDU's | 4.0 TR Ceiling Mouted Duct Type IDU's | Nos. | 0 | 2880 | Approved
Primarc Chambers | BLOCK | HVAC Works |  | WO/PCH/PC01/34 | UNIVERSAL ENERGY SOLUTIONS PVT. LTD. | 3.2 TR Ceiling Mouted Duct Type IDU's | 3.2 TR Ceiling Mouted Duct Type IDU's | Nos. | 0 | 2400 | Approved
Primarc Chambers | BLOCK | HVAC Works |  | WO/PCH/PC01/34 | UNIVERSAL ENERGY SOLUTIONS PVT. LTD. | 2.5 TR Ceiling Mouted Duct Type IDU's | 2.5 TR Ceiling Mouted Duct Type IDU's | Nos. | 0 | 2160 | Approved
Primarc Chambers | BLOCK | HVAC Works |  | WO/PCH/PC01/34 | UNIVERSAL ENERGY SOLUTIONS PVT. LTD. | 2.0 TR Ceiling Mouted Duct Type IDU's | 2.0 TR Ceiling Mouted Duct Type IDU's | Nos. | 0 | 2160 | Approved
Primarc Chambers | BLOCK | HVAC Works |  | WO/PCH/PC01/34 | UNIVERSAL ENERGY SOLUTIONS PVT. LTD. | 1.6 TR Ceiling Mouted Duct Type IDU's | 1.6 TR Ceiling Mouted Duct Type IDU's | Nos. | 0 | 1920 | Approved
Primarc Chambers | BLOCK | HVAC Works |  | WO/PCH/PC01/34 | UNIVERSAL ENERGY SOLUTIONS PVT. LTD. | 1.3 TR Ceiling Mouted Duct Type IDU's | 1.3 TR Ceiling Mouted Duct Type IDU's | Nos. | 0 | 1920 | Approved
Primarc Chambers | BLOCK | HVAC Works |  | WO/PCH/PC01/34 | UNIVERSAL ENERGY SOLUTIONS PVT. LTD. | 1.0 TR Ceiling Mouted Duct Type IDU's | 1.0 TR Ceiling Mouted Duct Type IDU's | Nos. | 0 | 1680 | Approved
Primarc Chambers | BLOCK | HVAC Works |  | WO/PCH/PC01/34 | UNIVERSAL ENERGY SOLUTIONS PVT. LTD. | 0.8 TR Ceiling Mouted Duct Type IDU's | 0.8 TR Ceiling Mouted Duct Type IDU's | Nos. | 0 | 1680 | Approved
Primarc Chambers | BLOCK | HVAC Works |  | WO/PCH/PC01/34 | UNIVERSAL ENERGY SOLUTIONS PVT. LTD. | 2.0 TR Hiwall Type IDU's | 2.0 TR Hiwall Type IDU's | Nos. | 0 | 1440 | Approved
Primarc Chambers | BLOCK | HVAC Works |  | WO/PCH/PC01/34 | UNIVERSAL ENERGY SOLUTIONS PVT. LTD. | 1.6 TR Hiwall Type IDU's | 1.6 TR Hiwall Type IDU's | Nos. | 0 | 1440 | Approved
Primarc Chambers | BLOCK | HVAC Works |  | WO/PCH/PC01/34 | UNIVERSAL ENERGY SOLUTIONS PVT. LTD. | 1.3 TR Hiwall Type IDU's | 1.3 TR Hiwall Type IDU's | Nos. | 0 | 1440 | Approved
Primarc Chambers | BLOCK | HVAC Works |  | WO/PCH/PC01/34 | UNIVERSAL ENERGY SOLUTIONS PVT. LTD. | 1.0 TR Hiwall Type IDU's | 1.0 TR Hiwall Type IDU's | Nos. | 0 | 1440 | Approved
Primarc Chambers | BLOCK | HVAC Works |  | WO/PCH/PC01/34 | UNIVERSAL ENERGY SOLUTIONS PVT. LTD. | 0.8 TR Hiwall Type IDU's | 0.8 TR Hiwall Type IDU's | Nos. | 0 | 1440 | Approved
Primarc Chambers | BLOCK | HVAC Works |  | WO/PCH/PC01/34 | UNIVERSAL ENERGY SOLUTIONS PVT. LTD. | 6.4 mm dia SD - 13 mm thk. Insulation | 6.4 mm dia SD - 13 mm thk. Insulation | RMT | 0 | 356 | Approved
Primarc Chambers | BLOCK | HVAC Works |  | WO/PCH/PC01/34 | UNIVERSAL ENERGY SOLUTIONS PVT. LTD. | 9.5 mm dia SD - 19 mm thk. Insulation | 9.5 mm dia SD - 19 mm thk. Insulation | RMT | 6127 | 446 | Approved
Primarc Chambers | BLOCK | HVAC Works |  | WO/PCH/PC01/34 | UNIVERSAL ENERGY SOLUTIONS PVT. LTD. | 12.7 mm dia SD - 19 mm thk. Insulation | 12.7 mm dia SD - 19 mm thk. Insulation | RMT | 264 | 611 | Approved
Primarc Chambers | BLOCK | HVAC Works |  | WO/PCH/PC01/34 | UNIVERSAL ENERGY SOLUTIONS PVT. LTD. | 15.9 mm dia HD - 19 mm thk. Insulation | 15.9 mm dia HD - 19 mm thk. Insulation | RMT | 840 | 830 | Approved
Primarc Chambers | BLOCK | HVAC Works |  | WO/PCH/PC01/34 | UNIVERSAL ENERGY SOLUTIONS PVT. LTD. | 19.1 mm dia HD - 25 mm thk. Insulation | 19.1 mm dia HD - 25 mm thk. Insulation | RMT | 4810 | 912 | Approved
Primarc Chambers | BLOCK | HVAC Works |  | WO/PCH/PC01/34 | UNIVERSAL ENERGY SOLUTIONS PVT. LTD. | 22.2 mm dia HD- 25 mm thk. Insulation | 22.2 mm dia HD- 25 mm thk. Insulation | RMT | 661 | 965 | Approved
Primarc Chambers | BLOCK | HVAC Works |  | WO/PCH/PC01/34 | UNIVERSAL ENERGY SOLUTIONS PVT. LTD. | 25.4 mm dia HD- 25 mm thk. Insulation | 25.4 mm dia HD- 25 mm thk. Insulation | RMT | 52 | 1181 | Approved
Primarc Chambers | BLOCK | HVAC Works |  | WO/PCH/PC01/34 | UNIVERSAL ENERGY SOLUTIONS PVT. LTD. | 28.6 mm dia HD - 25 mm thk. Insulation | 28.6 mm dia HD - 25 mm thk. Insulation | RMT | 85 | 1386 | Approved
Primarc Chambers | BLOCK | HVAC Works |  | WO/PCH/PC01/34 | UNIVERSAL ENERGY SOLUTIONS PVT. LTD. | 31.8 mm dia HD - 25 mm thk. Insulation | 31.8 mm dia HD - 25 mm thk. Insulation | RMT | 137 | 1655 | Approved
Primarc Chambers | BLOCK | HVAC Works |  | WO/PCH/PC01/34 | UNIVERSAL ENERGY SOLUTIONS PVT. LTD. | 34.9 mm dia HD - 25 mm thk. Insulation | 34.9 mm dia HD - 25 mm thk. Insulation | RMT | 10 | 1919 | Approved
Primarc Chambers | BLOCK | HVAC Works |  | WO/PCH/PC01/34 | UNIVERSAL ENERGY SOLUTIONS PVT. LTD. | 38.1 mm dia HD - 25 mm thk. Insulation | 38.1 mm dia HD - 25 mm thk. Insulation | RMT | 0 | 2230 | Approved
Primarc Chambers | BLOCK | HVAC Works |  | WO/PCH/PC01/34 | UNIVERSAL ENERGY SOLUTIONS PVT. LTD. | 41.3 mm dia HD - 25 mm thk. Insulation | 41.3 mm dia HD - 25 mm thk. Insulation | RMT | 0 | 2531 | Approved
Primarc Chambers | BLOCK | HVAC Works |  | WO/PCH/PC01/34 | UNIVERSAL ENERGY SOLUTIONS PVT. LTD. | 6.4 mm dia SD - 13 mm thk. Insulation | 6.4 mm dia SD - 13 mm thk. Insulation | RMT | 0 | 392 | Approved
Primarc Chambers | BLOCK | HVAC Works |  | WO/PCH/PC01/34 | UNIVERSAL ENERGY SOLUTIONS PVT. LTD. | 9.5 mm dia SD - 19 mm thk. Insulation | 9.5 mm dia SD - 19 mm thk. Insulation | RMT | 545 | 487 | Approved
Primarc Chambers | BLOCK | HVAC Works |  | WO/PCH/PC01/34 | UNIVERSAL ENERGY SOLUTIONS PVT. LTD. | 12.7 mm dia SD - 19 mm thk. Insulation | 12.7 mm dia SD - 19 mm thk. Insulation | RMT | 25 | 654 | Approved
Primarc Chambers | BLOCK | HVAC Works |  | WO/PCH/PC01/34 | UNIVERSAL ENERGY SOLUTIONS PVT. LTD. | 15.9 mm dia HD - 19 mm thk. Insulation | 15.9 mm dia HD - 19 mm thk. Insulation | RMT | 135 | 875 | Approved
Primarc Chambers | BLOCK | HVAC Works |  | WO/PCH/PC01/34 | UNIVERSAL ENERGY SOLUTIONS PVT. LTD. | 19.1 mm dia HD - 25 mm thk. Insulation | 19.1 mm dia HD - 25 mm thk. Insulation | RMT | 402 | 959 | Approved
Primarc Chambers | BLOCK | HVAC Works |  | WO/PCH/PC01/34 | UNIVERSAL ENERGY SOLUTIONS PVT. LTD. | 22.2 mm dia HD- 25 mm thk. Insulation | 22.2 mm dia HD- 25 mm thk. Insulation | RMT | 25 | 1013 | Approved
Primarc Chambers | BLOCK | HVAC Works |  | WO/PCH/PC01/34 | UNIVERSAL ENERGY SOLUTIONS PVT. LTD. | 25.4 mm dia HD- 25 mm thk. Insulation | 25.4 mm dia HD- 25 mm thk. Insulation | RMT | 24 | 1231 | Approved
Primarc Chambers | BLOCK | HVAC Works |  | WO/PCH/PC01/34 | UNIVERSAL ENERGY SOLUTIONS PVT. LTD. | 28.6 mm dia HD - 25 mm thk. Insulation | 28.6 mm dia HD - 25 mm thk. Insulation | RMT | 22 | 1436 | Approved
Primarc Chambers | BLOCK | HVAC Works |  | WO/PCH/PC01/34 | UNIVERSAL ENERGY SOLUTIONS PVT. LTD. | 31.8 mm dia HD - 25 mm thk. Insulation | 31.8 mm dia HD - 25 mm thk. Insulation | RMT | 5 | 1709 | Approved
Primarc Chambers | BLOCK | HVAC Works |  | WO/PCH/PC01/34 | UNIVERSAL ENERGY SOLUTIONS PVT. LTD. | 34.9 mm dia HD - 25 mm thk. Insulation | 34.9 mm dia HD - 25 mm thk. Insulation | RMT | 0 | 1973 | Approved
Primarc Chambers | BLOCK | HVAC Works |  | WO/PCH/PC01/34 | UNIVERSAL ENERGY SOLUTIONS PVT. LTD. | 38.1 mm dia HD - 25 mm thk. Insulation | 38.1 mm dia HD - 25 mm thk. Insulation | RMT | 0 | 2286 | Approved
Primarc Chambers | BLOCK | HVAC Works |  | WO/PCH/PC01/34 | UNIVERSAL ENERGY SOLUTIONS PVT. LTD. | 41.3 mm dia HD - 25 mm thk. Insulation | 41.3 mm dia HD - 25 mm thk. Insulation | RMT | 0 | 2588 | Approved
Primarc Chambers | BLOCK | HVAC Works |  | WO/PCH/PC01/34 | UNIVERSAL ENERGY SOLUTIONS PVT. LTD. | 2C X 1.0 Sq.mm Copper Flexible (Polycab/RR Kable/Finolex) | 2C X 1.0 Sq.mm Copper Flexible (Polycab/RR Kable/Finolex) | RMT | 7415 | 78 | Approved
Primarc Chambers | BLOCK | HVAC Works |  | WO/PCH/PC01/34 | UNIVERSAL ENERGY SOLUTIONS PVT. LTD. | 80 mm NB rigid CPVC/UPVC Pipe with insulation | 80 mm NB rigid CPVC/UPVC Pipe with insulation | RMT | 0 | 1761 | Approved
Primarc Chambers | BLOCK | HVAC Works |  | WO/PCH/PC01/34 | UNIVERSAL ENERGY SOLUTIONS PVT. LTD. | 65 mm NB rigid CPVC/UPVC Pipe with insulation | 65 mm NB rigid CPVC/UPVC Pipe with insulation | RMT | 0 | 1399 | Approved
Primarc Chambers | BLOCK | HVAC Works |  | WO/PCH/PC01/34 | UNIVERSAL ENERGY SOLUTIONS PVT. LTD. | 50 mm NB rigid CPVC/UPVC Pipe with insulation | 50 mm NB rigid CPVC/UPVC Pipe with insulation | RMT | 0 | 897 | Approved
Primarc Chambers | BLOCK | HVAC Works |  | WO/PCH/PC01/34 | UNIVERSAL ENERGY SOLUTIONS PVT. LTD. | 40 mm NB rigid CPVC/UPVC Pipe with insulation | 40 mm NB rigid CPVC/UPVC Pipe with insulation | RMT | 0 | 605 | Approved
Primarc Chambers | BLOCK | HVAC Works |  | WO/PCH/PC01/34 | UNIVERSAL ENERGY SOLUTIONS PVT. LTD. | 32 mm NB rigid CPVC/UPVC Pipe with insulation | 32 mm NB rigid CPVC/UPVC Pipe with insulation | RMT | 0 | 464 | Approved
Primarc Chambers | BLOCK | HVAC Works |  | WO/PCH/PC01/34 | UNIVERSAL ENERGY SOLUTIONS PVT. LTD. | 25 mm NB rigid CPVC/UPVC Pipe with insulation | 25 mm NB rigid CPVC/UPVC Pipe with insulation | RMT | 0 | 372 | Approved
Primarc Chambers | BLOCK | HVAC Works |  | WO/PCH/PC01/34 | UNIVERSAL ENERGY SOLUTIONS PVT. LTD. | 20 SWG | 20 SWG | Sq.Mtr. | 0 | 1238 | Approved
Primarc Chambers | BLOCK | HVAC Works |  | WO/PCH/PC01/34 | UNIVERSAL ENERGY SOLUTIONS PVT. LTD. | 22 SWG | 22 SWG | Sq.Mtr. | 0 | 1013 | Approved
Primarc Chambers | BLOCK | HVAC Works |  | WO/PCH/PC01/34 | UNIVERSAL ENERGY SOLUTIONS PVT. LTD. | 24 SWG | 24 SWG | Sq.Mtr. | 136.38 | 784 | Approved
Primarc Chambers | BLOCK | HVAC Works |  | WO/PCH/PC01/34 | UNIVERSAL ENERGY SOLUTIONS PVT. LTD. | 19 mm thick Aluminium Foil Pasted | 19 mm thick Aluminium Foil Pasted | Sq.Mtr. | 0 | 636 | Approved
Primarc Chambers | BLOCK | HVAC Works |  | WO/PCH/PC01/34 | UNIVERSAL ENERGY SOLUTIONS PVT. LTD. | 13 mm thick Aluminium Foil Pasted | 13 mm thick Aluminium Foil Pasted | Sq.Mtr. | 48 | 510 | Approved
Primarc Chambers | BLOCK | HVAC Works |  | WO/PCH/PC01/34 | UNIVERSAL ENERGY SOLUTIONS PVT. LTD. | 25 mm thick GC Cloth Pasted | 25 mm thick GC Cloth Pasted | Sq.Mtr. | 0 | 870 | Approved
Primarc Chambers | BLOCK | HVAC Works |  | WO/PCH/PC01/34 | UNIVERSAL ENERGY SOLUTIONS PVT. LTD. | 25 mm thick for Nitrile / Xlpe Insulation for underdeck insulation . | 25 mm thick for Nitrile / Xlpe Insulation for underdeck insulation . | Sq.Mtr. | 90 | 704 | Approved
Primarc Chambers | BLOCK | HVAC Works |  | WO/PCH/PC01/34 | UNIVERSAL ENERGY SOLUTIONS PVT. LTD. | 150 mm wide x 25mm Height | 150 mm wide x 25mm Height | RMT | 2 | 578 | Approved
Primarc Chambers | BLOCK | HVAC Works |  | WO/PCH/PC01/34 | UNIVERSAL ENERGY SOLUTIONS PVT. LTD. | 300 mm wide x 25mm Height | 300 mm wide x 25mm Height | RMT | 43 | 931 | Approved
Primarc Chambers | BLOCK | HVAC Works |  | WO/PCH/PC01/34 | UNIVERSAL ENERGY SOLUTIONS PVT. LTD. | 450 mm wide x 50mm Height | 450 mm wide x 50mm Height | RMT | 127 | 1238 | Approved
Primarc Chambers | BLOCK | HVAC Works |  | WO/PCH/PC01/34 | UNIVERSAL ENERGY SOLUTIONS PVT. LTD. | 600 mm wide x 50mm Height | 600 mm wide x 50mm Height | RMT | 10 | 1552 | Approved
Primarc Chambers | BLOCK | HVAC Works |  | WO/PCH/PC01/34 | UNIVERSAL ENERGY SOLUTIONS PVT. LTD. | 150 mm wide x 25mm Height | 150 mm wide x 25mm Height | RMT | 165 | 443 | Approved
Primarc Chambers | BLOCK | HVAC Works |  | WO/PCH/PC01/34 | UNIVERSAL ENERGY SOLUTIONS PVT. LTD. | 300 mm wide x 25mm Height | 300 mm wide x 25mm Height | RMT | 757 | 680 | Approved
Primarc Chambers | BLOCK | HVAC Works |  | WO/PCH/PC01/34 | UNIVERSAL ENERGY SOLUTIONS PVT. LTD. | 450 mm wide x 50mm Height | 450 mm wide x 50mm Height | RMT | 196 | 1179 | Approved
Primarc Chambers | BLOCK | HVAC Works |  | WO/PCH/PC01/34 | UNIVERSAL ENERGY SOLUTIONS PVT. LTD. | 600 mm wide x 50mm Height | 600 mm wide x 50mm Height | RMT | 225 | 1475 | Approved
Primarc Chambers | BLOCK | Ventilation | TFA |  |  | Supply of factory assembled Dikin make VRV OUTDOOR Units are complete with compressor, condenser, condenser fan, controller & suitable for R-410A Refrigerant with all accessories to complete the system. | Supply of factory assembled Dikin make VRV OUTDOOR Units are complete with compressor, condenser, condenser fan, controller & suitable for R-410A Refrigerant with all accessories to complete the system. |  |  |  | Approved
Primarc Chambers | BLOCK | Ventilation | TFA |  |  | Supplying of Factory Built Floor Mounted Double Skin Type Treated Fresh Air Unit sectionalized | Supplying of Factory Built Floor Mounted Double Skin Type Treated Fresh Air Unit sectionalized, made of extruded Al section frame structure with thermal break profile of 48±2mm thick panels consisting of GI casing of thickness 0.6mm outside and inside layer with polyurethane foam (PUF) insulation of density 40±2Kg/cum factory injected between them by injection moulding machine complete with forward/backward curved blower section, static pressure as given below, cooling coil section with aluminium finned copper tubes ( tube thickness not less than 0.41mm) 6/8 row DX cooling coil, filter section with 50mm thick metal washable synthetic type air pre-filters, filter 90% down to 10microne, belt drive package with TEFC drive motor suitable for 415±10% volts, 50 Hz, 3 phase, A.C. supply complete drain connection, stainless steel drain pan, necessary vibration isolation arrangement etc. complete and of following capacities. The static pressure will be calcualted by HVAC contrctor on basis of final duct layout. Make- Kruger / Nicotra /Green Heck. (Sound level 64 db at 1.5 meter distance.) |  |  |  | Approved
Primarc Chambers | BLOCK | Ventilation | TFA |  |  | Supply of Refnet Joint for VRV system Only for Common Area | Supply of Refnet Joint for VRV system Only for Common Area | Nos. |  |  | Approved
Primarc Chambers | BLOCK | Ventilation | TFA | WO/PCH/PC01/35 | UNIVERSAL ENERGY SOLUTIONS PVT. LTD. | Installation, testing & Commissioning of factory assembled Dikin make VRV OUTDOOR Units are complete with compressor, condenser, condenser fan, controller & suitable for R-410A Refrigerant with all accessories to complete the system. | Installation, testing & Commissioning of factory assembled Dikin make VRV OUTDOOR Units are complete with compressor, condenser, condenser fan, controller & suitable for R-410A Refrigerant with all accessories to complete the system. |  | 0 | 0 | Approved
Primarc Chambers | BLOCK | Ventilation | TFA | WO/PCH/PC01/35 | UNIVERSAL ENERGY SOLUTIONS PVT. LTD. | Installation ,Testing and Commissioning of Floor Mounted Dx. Treated Fresh Air Unit of capacity 8000 CFM with Expension Vave & Controller and control wiring. (Sound level 64 db at 1.5 meter distance.) | Installation ,Testing and Commissioning of Floor Mounted Dx. Treated Fresh Air Unit of capacity 8000 CFM with Expension Vave & Controller and control wiring. (Sound level 64 db at 1.5 meter distance.) | Nos. | 2 | 28080 | Approved
Primarc Chambers | BLOCK | Ventilation | TFA | WO/PCH/PC01/35 | UNIVERSAL ENERGY SOLUTIONS PVT. LTD. | Supply, Installation , Commissioning of VRV systems including topping R410A gas as per site requirements. Refrigerant shall be environmental friendly R410A. | Supply, Installation , Commissioning of VRV systems including topping R410A gas as per site requirements. Refrigerant shall be environmental friendly R410A. | HP | 132 | 743 | Approved
Primarc Chambers | BLOCK | Ventilation | TFA | WO/PCH/PC01/35 | UNIVERSAL ENERGY SOLUTIONS PVT. LTD. | Installation of Refnet Joint for VRV system Only for Common Area | Installation of Refnet Joint for VRV system Only for Common Area | Nos. | 4 | 450 | Approved
Primarc Chambers | BLOCK | Ventilation | TFA | WO/PCH/PC01/35 | UNIVERSAL ENERGY SOLUTIONS PVT. LTD. | Installation of Electronic Expansion valve , Controller and Remote for Dx. TFA Units with control wiring. | Installation of Electronic Expansion valve , Controller and Remote for Dx. TFA Units with control wiring. | Nos. | 8 | 2925 | Approved
Primarc Chambers | BLOCK | Ventilation | TFA | WO/PCH/PC01/35 | UNIVERSAL ENERGY SOLUTIONS PVT. LTD. | Copper Refrigerant Piping with Insulation:(VRV) | Copper Refrigerant Piping with Insulation:(VRV) - Supply ,Installation, Testing & Commissioning of Copper Refrigerant piping for VRV system complete with fittings, supports, joining, Class O insulation with Glass Cloth pested nitrile tube, commissioing as per spectifications , all accessories as per spectifications any other item required to complete the system. The all copper pipe except inside shaft shall be lying on perforated cable tray. The price for cable tray shall be measured and billed sepRtely with item No. 9(Cable Tray) |  | 0 | 0 | Approved
Primarc Chambers | BLOCK | Ventilation | TFA | WO/PCH/PC01/35 | UNIVERSAL ENERGY SOLUTIONS PVT. LTD. | Communication Cable - Supply, Installation, testing & commissioning of Control cum Transmission wiring in suitable conduits between indoor & outdoor units. | Communication Cable - Supply, Installation, testing & commissioning of Control cum Transmission wiring in suitable conduits between indoor & outdoor units. |  | 0 | 0 | Approved
Primarc Chambers | BLOCK | Ventilation | TFA | WO/PCH/PC01/35 | UNIVERSAL ENERGY SOLUTIONS PVT. LTD. | Supply & installation of floor wise Drain Piping with all necessary fittings & supporting arrangement duly insulated with 9 mm thick tubular elastomeric nitrile rubber insulation. | Supply & installation of floor wise Drain Piping with all necessary fittings & supporting arrangement duly insulated with 9 mm thick tubular elastomeric nitrile rubber insulation. |  | 0 | 0 | Approved
Primarc Chambers | BLOCK | Ventilation | TFA | WO/PCH/PC01/35 | UNIVERSAL ENERGY SOLUTIONS PVT. LTD. | Air Distribution Works - Supply ,Installation, Testing & Commissioning of GSS Rectangular Ducting complete with fittings, flanges, bracings, supports, all accessories as per spectifications any other item required to make the system complete. | Air Distribution Works - Supply ,Installation, Testing & Commissioning of GSS Rectangular Ducting complete with fittings, flanges, bracings, supports, all accessories as per spectifications any other item required to make the system complete. |  | 0 | 0 | Approved
Primarc Chambers | BLOCK | Ventilation | TFA | WO/PCH/PC01/35 | UNIVERSAL ENERGY SOLUTIONS PVT. LTD. | Air Distribution Works - Supply, installation, testing & commissioing of Duct Thermal insulations of ducting with 25/19/13mm thick alu foil pasted / GC Cloth Pasted Class O nitrile rubber insulation having dnsity ( 40-60 Kg/Cum) . | Air Distribution Works - Supply, installation, testing & commissioing of Duct Thermal insulations of ducting with 25/19/13mm thick alu foil pasted / GC Cloth Pasted Class O nitrile rubber insulation having dnsity ( 40-60 Kg/Cum) . |  | 0 | 0 | Approved
Primarc Chambers | BLOCK | Ventilation | TFA | WO/PCH/PC01/35 | UNIVERSAL ENERGY SOLUTIONS PVT. LTD. | Air Distribution Works - Supply and Fixing of thermal insulation with following thickness Class-O Nitrile sheet (density 40-60kg/cum)/ XLPE(33±3kg/cum) sheet insulation with factory pasted aluminium foil on one side for underdeck insulation using low | Air Distribution Works - Supply and Fixing of thermal insulation with following thickness Class-O Nitrile sheet (density 40-60kg/cum)/ XLPE(33±3kg/cum) sheet insulation with factory pasted aluminium foil on one side for underdeck insulation using low VOC adhesive and screwing with GI washer. |  | 0 | 0 | Approved
Primarc Chambers | BLOCK | Ventilation | TFA | WO/PCH/PC01/35 | UNIVERSAL ENERGY SOLUTIONS PVT. LTD. | Air Distribution Works - Supply, installation, testing & commissioing of Duct Accoustic insulations of ducting with 12mm thick class- 1 open cell nitrile rubber insulation having dnsity ( 140-180 Kg/Cum) | Air Distribution Works - Supply, installation, testing & commissioing of Duct Accoustic insulations of ducting with 12mm thick class- 1 open cell nitrile rubber insulation having dnsity ( 140-180 Kg/Cum) | Sq.Mtr. | 22 | 1036 | Approved
Primarc Chambers | BLOCK | Ventilation | TFA | WO/PCH/PC01/35 | UNIVERSAL ENERGY SOLUTIONS PVT. LTD. | Air Distribution Works - Supply, installation, testing & commossioning of flexible connection between duct & fresh air unit. | Air Distribution Works - Supply, installation, testing & commossioning of flexible connection between duct & fresh air unit. | Nos. | 2 | 1474 | Approved
Primarc Chambers | BLOCK | Ventilation | TFA | WO/PCH/PC01/35 | UNIVERSAL ENERGY SOLUTIONS PVT. LTD. | Air Distribution Works - Supply, installation, testing & commossioning MS/GI Duct Damper for manual control of volume of air flow and for proper balancing of the air distribution system.(Min. billing quantity of grill/diffuser/damper are 0.2sqmt) | Air Distribution Works - Supply, installation, testing & commossioning MS/GI Duct Damper for manual control of volume of air flow and for proper balancing of the air distribution system.(Min. billing quantity of grill/diffuser/damper are 0.2sqmt) | Sq.Mtr. | 5 | 9211 | Approved
Primarc Chambers | BLOCK | Ventilation | TFA | WO/PCH/PC01/35 | UNIVERSAL ENERGY SOLUTIONS PVT. LTD. | Air Distribution Works - Supply, installation, testing & commossioning Aluminium Coller damper for manual control of volume of air flow and for proper balancing of the air distribution system.(Min. billing quantity/damper are 0.1sqmt) | Air Distribution Works - Supply, installation, testing & commossioning Aluminium Coller damper for manual control of volume of air flow and for proper balancing of the air distribution system.(Min. billing quantity/damper are 0.1sqmt) | Sq.Mtr. | 18.5 | 5847 | Approved
Primarc Chambers | BLOCK | Ventilation | TFA | WO/PCH/PC01/35 | UNIVERSAL ENERGY SOLUTIONS PVT. LTD. | Air Distribution Works - Supply, installation, testing & commossioning of extruded aluminium powder coated supply/return air grill without collar damper .(Min. billing quantity/damper are 0.1sqmt) | Air Distribution Works - Supply, installation, testing & commossioning of extruded aluminium powder coated supply/return air grill without collar damper .(Min. billing quantity/damper are 0.1sqmt) | Sq.Mtr. | 5.5 | 5986 | Approved
Primarc Chambers | BLOCK | Ventilation | TFA | WO/PCH/PC01/35 | UNIVERSAL ENERGY SOLUTIONS PVT. LTD. | Air Distribution Works - Supply, installation, testing & commossioning of extruded aluminium powder coated supply air diffuser with collar damper .(Min. billing quantity/diffuser are 0.1sqmt) | Air Distribution Works - Supply, installation, testing & commossioning of extruded aluminium powder coated supply air diffuser with collar damper .(Min. billing quantity/diffuser are 0.1sqmt) | Sq.Mtr. | 0 | 15375 | Approved
Primarc Chambers | BLOCK | Ventilation | TFA | WO/PCH/PC01/35 | UNIVERSAL ENERGY SOLUTIONS PVT. LTD. | Air Distribution Works - Supply, installation, testing & commossioning of extruded aluminium powder coated return air diffuser without collar damper .(Min. billing quantity/diffuser 0.1sqmt) | Air Distribution Works - Supply, installation, testing & commossioning of extruded aluminium powder coated return air diffuser without collar damper .(Min. billing quantity/diffuser 0.1sqmt) | Sq.Mtr. | 0 | 9854 | Approved
Primarc Chambers | BLOCK | Ventilation | TFA | WO/PCH/PC01/35 | UNIVERSAL ENERGY SOLUTIONS PVT. LTD. | Air Distribution Works - Supply, installation, testing & commossioning of extrted aluminium powder coated Rain protection louver for fresh Air .(Min. billing quantity/louver are 0.1sqmt) | Air Distribution Works - Supply, installation, testing & commossioning of extrted aluminium powder coated Rain protection louver for fresh Air .(Min. billing quantity/louver are 0.1sqmt) | Sq.Mtr. | 0 | 8382 | Approved
Primarc Chambers | BLOCK | Ventilation | TFA | WO/PCH/PC01/35 | UNIVERSAL ENERGY SOLUTIONS PVT. LTD. | Supply, Fixing, testing and commssiooning of MOTORIZED fire dampers | Supply, Fixing, testing and commssiooning of MOTORIZED fire dampers in supply air duct /main branch and reurn air path as and where required with control wiring. The damper shall be motorised and spring return actuator to close the damper in the event of power failure automatically and poen the same incsae of power being restored. The damper shall also be closed in the event of fire signal completeas required and as per specifications and atleast 90 minutes rating as per UL555/1995 TESTED BY CBRI.(Min. billing quantity/louver are 0.1sqmt) | Sq.Mtr. | 0 | 9004 | Approved
Primarc Chambers | BLOCK | Ventilation | TFA | WO/PCH/PC01/35 | UNIVERSAL ENERGY SOLUTIONS PVT. LTD. | Motorised actuator with Controller for above. | Motorised actuator with Controller for above. | Nos. | 0 | 9360 | Approved
Primarc Chambers | BLOCK | Ventilation | TFA | WO/PCH/PC01/35 | UNIVERSAL ENERGY SOLUTIONS PVT. LTD. | Supply Installation Testing Comisioning of 1.6 mm thick(upto 300mm) and 2.0mm thick(above 300mm) hot plated GI pre fabricated perforated cable trays in horizontal or vertical formation complete with duely painted MS structural supports and Necessary | Supply Installation Testing Comisioning of 1.6 mm thick(upto 300mm) and 2.0mm thick(above 300mm) hot plated GI pre fabricated perforated cable trays in horizontal or vertical formation complete with duely painted MS structural supports and Necessary demarkation. |  | 0 | 0 | Approved
Primarc Chambers | BLOCK | Ventilation | TFA | WO/PCH/PC01/35 | UNIVERSAL ENERGY SOLUTIONS PVT. LTD. | Supply, installation, testing and commissioning of DOL/Y-Delta Starter for Dx. TFA Unit complete with 4P MCB as incommer, Contactor, O/L relay, ON-OFF-TRIP indication lamp, push bottom swich, auto/manual selecter swich and all accessories to complete | Supply, installation, testing and commissioning of DOL/Y-Delta Starter for Dx. TFA Unit complete with 4P MCB as incommer, Contactor, O/L relay, ON-OFF-TRIP indication lamp, push bottom swich, auto/manual selecter swich and all accessories to complete the system. Provide pottential free contact with 24V relay for integrating with BMS and Fire Alarm System System. | Nos. | 2 | 35550 | Approved
Primarc Chambers | BLOCK | Ventilation | TFA |  |  | 34 HP Normal Capacity - Cooling Only Top Discharge VRV - X | 34 HP Normal Capacity - Cooling Only Top Discharge VRV - X | Nos. |  |  | Approved
Primarc Chambers | BLOCK | Ventilation | TFA |  |  | 32 HP Normal Capacity - Cooling Only Top Discharge VRV - X | 32 HP Normal Capacity - Cooling Only Top Discharge VRV - X | Nos. |  |  | Approved
Primarc Chambers | BLOCK | Ventilation | TFA |  |  | Treated Fresh Air Unit of capacity 53 TR, 8000 CFM with 6/8 row deep Dx. Cooling Coil. (6/8 Row deep Dx. Cooling coil - depend on manufacture). | Treated Fresh Air Unit of capacity 53 TR, 8000 CFM with 6/8 row deep Dx. Cooling Coil. (6/8 Row deep Dx. Cooling coil - depend on manufacture). | Nos. |  |  | Approved
Primarc Chambers | BLOCK | Ventilation | TFA |  |  | Electronic Expansion valve , Controller and Remote for above | Electronic Expansion valve , Controller and Remote for above | Nos. |  |  | Approved
Primarc Chambers | BLOCK | Ventilation | TFA | WO/PCH/PC01/35 | UNIVERSAL ENERGY SOLUTIONS PVT. LTD. | 34 HP Normal Capacity - Cooling Only Top Discharge VRV - X | 34 HP Normal Capacity - Cooling Only Top Discharge VRV - X | Nos. | 2 | 42412 | Approved
Primarc Chambers | BLOCK | Ventilation | TFA | WO/PCH/PC01/35 | UNIVERSAL ENERGY SOLUTIONS PVT. LTD. | 32 HP Normal Capacity - Cooling Only Top Discharge VRV - X | 32 HP Normal Capacity - Cooling Only Top Discharge VRV - X | Nos. | 2 | 39917 | Approved
Primarc Chambers | BLOCK | Ventilation | TFA | WO/PCH/PC01/35 | UNIVERSAL ENERGY SOLUTIONS PVT. LTD. | 6.4 mm dia SD - 13 mm thk. Insulation | 6.4 mm dia SD - 13 mm thk. Insulation | RMT | 0 | 392 | Approved
Primarc Chambers | BLOCK | Ventilation | TFA | WO/PCH/PC01/35 | UNIVERSAL ENERGY SOLUTIONS PVT. LTD. | 9.5 mm dia SD - 19 mm thk. Insulation | 9.5 mm dia SD - 19 mm thk. Insulation | RMT | 0 | 487 | Approved
Primarc Chambers | BLOCK | Ventilation | TFA | WO/PCH/PC01/35 | UNIVERSAL ENERGY SOLUTIONS PVT. LTD. | 12.7 mm dia SD - 19 mm thk. Insulation | 12.7 mm dia SD - 19 mm thk. Insulation | RMT | 5 | 654 | Approved
Primarc Chambers | BLOCK | Ventilation | TFA | WO/PCH/PC01/35 | UNIVERSAL ENERGY SOLUTIONS PVT. LTD. | 15.9 mm dia HD - 19 mm thk. Insulation | 15.9 mm dia HD - 19 mm thk. Insulation | RMT | 111.26 | 875 | Approved
Primarc Chambers | BLOCK | Ventilation | TFA | WO/PCH/PC01/35 | UNIVERSAL ENERGY SOLUTIONS PVT. LTD. | 19.1 mm dia HD - 25 mm thk. Insulation | 19.1 mm dia HD - 25 mm thk. Insulation | RMT | 26.5 | 959 | Approved
Primarc Chambers | BLOCK | Ventilation | TFA | WO/PCH/PC01/35 | UNIVERSAL ENERGY SOLUTIONS PVT. LTD. | 22.2 mm dia HD- 25 mm thk. Insulation | 22.2 mm dia HD- 25 mm thk. Insulation | RMT | 0 | 1013 | Approved
Primarc Chambers | BLOCK | Ventilation | TFA | WO/PCH/PC01/35 | UNIVERSAL ENERGY SOLUTIONS PVT. LTD. | 25.4 mm dia HD- 25 mm thk. Insulation | 25.4 mm dia HD- 25 mm thk. Insulation | RMT | 0 | 1231 | Approved
Primarc Chambers | BLOCK | Ventilation | TFA | WO/PCH/PC01/35 | UNIVERSAL ENERGY SOLUTIONS PVT. LTD. | 28.6 mm dia HD - 25 mm thk. Insulation | 28.6 mm dia HD - 25 mm thk. Insulation | RMT | 70.76 | 1436 | Approved
Primarc Chambers | BLOCK | Ventilation | TFA | WO/PCH/PC01/35 | UNIVERSAL ENERGY SOLUTIONS PVT. LTD. | 31.8 mm dia HD -25 mm thk. Insulation | 31.8 mm dia HD -25 mm thk. Insulation | RMT | 0 | 1709 | Approved
Primarc Chambers | BLOCK | Ventilation | TFA | WO/PCH/PC01/35 | UNIVERSAL ENERGY SOLUTIONS PVT. LTD. | 34.9 mm dia HD - 25 mm thk. Insulation | 34.9 mm dia HD - 25 mm thk. Insulation | RMT | 26.5 | 1973 | Approved
Primarc Chambers | BLOCK | Ventilation | TFA | WO/PCH/PC01/35 | UNIVERSAL ENERGY SOLUTIONS PVT. LTD. | 38.1 mm dia HD - 25 mm thk. Insulation | 38.1 mm dia HD - 25 mm thk. Insulation | RMT | 0 | 2286 | Approved
Primarc Chambers | BLOCK | Ventilation | TFA | WO/PCH/PC01/35 | UNIVERSAL ENERGY SOLUTIONS PVT. LTD. | 41.3 mm dia HD - 25 mm thk. Insulation | 41.3 mm dia HD - 25 mm thk. Insulation | RMT | 0 | 2588 | Approved
Primarc Chambers | BLOCK | Ventilation | TFA | WO/PCH/PC01/35 | UNIVERSAL ENERGY SOLUTIONS PVT. LTD. | 2C X 1.0 Sq.mm Copper Flexible (Polycab/ RR Kable/Finolex) | 2C X 1.0 Sq.mm Copper Flexible (Polycab/ RR Kable/Finolex) | RMT | 290 | 78 | Approved
Primarc Chambers | BLOCK | Ventilation | TFA | WO/PCH/PC01/35 | UNIVERSAL ENERGY SOLUTIONS PVT. LTD. | 80 mm NB rigid CPVC/UPVC Pipe with insulation | 80 mm NB rigid CPVC/UPVC Pipe with insulation | RMT | 0 | 1761 | Approved
Primarc Chambers | BLOCK | Ventilation | TFA | WO/PCH/PC01/35 | UNIVERSAL ENERGY SOLUTIONS PVT. LTD. | 65 mm NB rigid CPVC/UPVC Pipe with insulation | 65 mm NB rigid CPVC/UPVC Pipe with insulation | RMT | 0 | 1399 | Approved
Primarc Chambers | BLOCK | Ventilation | TFA | WO/PCH/PC01/35 | UNIVERSAL ENERGY SOLUTIONS PVT. LTD. | 50 mm NB rigid CPVC/UPVC Pipe with insulation | 50 mm NB rigid CPVC/UPVC Pipe with insulation | RMT | 15 | 897 | Approved
Primarc Chambers | BLOCK | Ventilation | TFA | WO/PCH/PC01/35 | UNIVERSAL ENERGY SOLUTIONS PVT. LTD. | 40 mm NB rigid CPVC/UPVC Pipe with insulation | 40 mm NB rigid CPVC/UPVC Pipe with insulation | RMT | 0 | 605 | Approved
Primarc Chambers | BLOCK | Ventilation | TFA | WO/PCH/PC01/35 | UNIVERSAL ENERGY SOLUTIONS PVT. LTD. | 32 mm NB rigid CPVC/UPVC Pipe with insulation | 32 mm NB rigid CPVC/UPVC Pipe with insulation | RMT | 0 | 464 | Approved
Primarc Chambers | BLOCK | Ventilation | TFA | WO/PCH/PC01/35 | UNIVERSAL ENERGY SOLUTIONS PVT. LTD. | 25 mm NB rigid CPVC/UPVC Pipe with insulation | 25 mm NB rigid CPVC/UPVC Pipe with insulation | RMT | 0 | 372 | Approved
Primarc Chambers | BLOCK | Ventilation | TFA | WO/PCH/PC01/35 | UNIVERSAL ENERGY SOLUTIONS PVT. LTD. | 20 SWG | 20 SWG | Sq.Mtr. | 0 | 1238 | Approved
Primarc Chambers | BLOCK | Ventilation | TFA | WO/PCH/PC01/35 | UNIVERSAL ENERGY SOLUTIONS PVT. LTD. | 22 SWG | 22 SWG | Sq.Mtr. | 353.71 | 1013 | Approved
Primarc Chambers | BLOCK | Ventilation | TFA | WO/PCH/PC01/35 | UNIVERSAL ENERGY SOLUTIONS PVT. LTD. | 24 SWG | 24 SWG | Sq.Mtr. | 1251.56 | 784 | Approved
Primarc Chambers | BLOCK | Ventilation | TFA | WO/PCH/PC01/35 | UNIVERSAL ENERGY SOLUTIONS PVT. LTD. | 19 mm thick Aluminium Foil Pasted | 19 mm thick Aluminium Foil Pasted | Sq.Mtr. | 1601.5 | 636 | Approved
Primarc Chambers | BLOCK | Ventilation | TFA | WO/PCH/PC01/35 | UNIVERSAL ENERGY SOLUTIONS PVT. LTD. | 13 mm thick Aluminium Foil Pasted | 13 mm thick Aluminium Foil Pasted | Sq.Mtr. | 0 | 510 | Approved
Primarc Chambers | BLOCK | Ventilation | TFA | WO/PCH/PC01/35 | UNIVERSAL ENERGY SOLUTIONS PVT. LTD. | 25 mm thick GC Cloth Pasted | 25 mm thick GC Cloth Pasted | Sq.Mtr. | 0 | 870 | Approved
Primarc Chambers | BLOCK | Ventilation | TFA | WO/PCH/PC01/35 | UNIVERSAL ENERGY SOLUTIONS PVT. LTD. | 25 mm thick for Nitrile / Xlpe Insulation for underdeck insulation . | 25 mm thick for Nitrile / Xlpe Insulation for underdeck insulation . | Sq.Mtr. | 0 | 705 | Approved
Primarc Chambers | BLOCK | Ventilation | TFA | WO/PCH/PC01/35 | UNIVERSAL ENERGY SOLUTIONS PVT. LTD. | 150 mm wide x 25mm Height | 150 mm wide x 25mm Height | RMT | 0 | 578 | Approved
Primarc Chambers | BLOCK | Ventilation | TFA | WO/PCH/PC01/35 | UNIVERSAL ENERGY SOLUTIONS PVT. LTD. | 300 mm wide x 25mm Height | 300 mm wide x 25mm Height | RMT | 3 | 931 | Approved
Primarc Chambers | BLOCK | Ventilation | TFA | WO/PCH/PC01/35 | UNIVERSAL ENERGY SOLUTIONS PVT. LTD. | 450 mm wide x 50mm Height | 450 mm wide x 50mm Height | RMT | 18 | 1238 | Approved
Primarc Chambers | BLOCK | Ventilation | TFA | WO/PCH/PC01/35 | UNIVERSAL ENERGY SOLUTIONS PVT. LTD. | 600 mm wide x 50mm Height | 600 mm wide x 50mm Height | RMT | 0 | 1552 | Approved
Primarc Chambers | BLOCK | Ventilation | Ventilation & Pressurization | WO/PCH/PC01/36 | UNIVERSAL ENERGY SOLUTIONS PVT. LTD. | EXHAUST FANS (FIRE RATED) | EXHAUST FANS (FIRE RATED) - Supply, Installation, Testing & Commissioning of Tube Axial Fan / Vane Axial Fan with impeller having adjustable pitch angle blades and complete with suitable motor & drive assembly. Motor shall also be suitable for Variable Speed drive & shall be high efficiency Class IE2. Motor shall be suitable for 415 ± 10% V, 3 Phase, 4 Wire, 50 ± 3%Hz electrical supply. Fans shall be AMCA Certified for Air (AMCA 210) & Sound (AMCA 300). All necessary vibration isolation system, mounting frames, hangers, supports, nuts & bolts & Fan to have safety wire mesh bird screen to be included.The complete fan assembly alongwith the motor & drive assembly shall be fire rated i.e. suitable to operate upto 250°C for 2 hours and meet the duty parameters. The fan assembly shall be EN-12101-3 or UL tested for High temperature (UL Power & smoke Ventilation listed) for a minimum of 250 Deg. Celsius for a minimum of 2 Hrs and should be UL or CE labelled. Make- Kruger / Nicotra /Green Heck. General Notes - The sound pressure of fans should not exceed 65-68 dB(A) at a distance of 3 meters for Normal-cum-Emergency Supply/Exhaust fans and sound pressure should not exceed 85 dB(A) at a distance of 3 meters for Emergency-only Supply/Exhaust.The Total Fan Efficiency > 70% for Normal-cum-Emergency Supply/Exhaust fans.Contractor / Equipment manufacturer to calculate total static pressure (TSP) in mm Wg by adding ESP & internal static pressure of the unit. TSP selected should be such that under all operating conditions, the designed ESP & CFM (duty parameter) is delivered. Location - STP + Pump Room, Fan Duty: Normal & Emergency Exhaust of Parking Air Qty in CFM - 10400, ESP in mm Wg - 20, KW/Ph/Class - 2.2/3/H |  | 0 | 0 | Approved
Primarc Chambers | BLOCK | Ventilation | Ventilation & Pressurization | WO/PCH/PC01/36 | UNIVERSAL ENERGY SOLUTIONS PVT. LTD. | FRESH AIR FANS (FIRE RATED IF OUTSIDE OF FAN ROOM BUT IN ENCLOSED SPACE) | FRESH AIR FANS (FIRE RATED IF OUTSIDE OF FAN ROOM BUT IN ENCLOSED SPACE) - Supply, Installation, Testing & Commissioning of Tube Axial Fan / Vane Axial Fan with impeller having adjustable pitch angle blades and complete with suitable motor & drive assembly. Motor shall also be suitable for Variable Speed drive & shall be high efficiency Class IE2. Motor shall be suitable for 415 ± 10% V, 3 Phase, 4 Wire, 50 ± 3%Hz electrical supply. Fans shall be AMCA Certified for Air (AMCA 210) & Sound (AMCA 300). Total Fan Efficiency > 70%, FEG 71 as per AMCA.All necessary vibration isolation system, mounting frames, hangers, supports, nuts & bolts & Fan to have safety wire mesh bird screen to be included.The complete fan assembly alongwith the motor & drive assembly shall be fire rated i.e. suitable to operate upto 250°C for 2 hours and meet the duty parameters. The fan assembly shall be EN-12101-3 or UL tested for High temperature (UL Power & smoke Ventilation listed) for a minimum of 250 Deg. Celsius for a minimum of 2 Hrs and should be UL or CE labelled. Make- Kruger / Nicotra /Green Heck. General Notes: - The sound pressure of fans should not exceed 65-68 dB(A) at a distance of 3 meters for Normal-cum-Emergency Supply/Exhaust fans and sound pressure should not exceed 85 dB(A) at a distance of 3 meters for Emergency-only Supply/Exhaust.The Total Fan Efficiency > 70% for Normal-cum-Emergency Supply/Exhaust fans.Contractor / Equipment manufacturer to calculate total static pressure (TSP) in mm Wg by adding ESP & internal static pressure of the unit. TSP selected should be such that under all operating conditions, the designed ESP & CFM (duty parameter) is delivered. Location - STP, Pump Room. Fan Duty: Normal & Emergency Fresh Air of Plant Rooms Air Qty in CFM for STP - 7200 ESP in mm Wg for STP - 20 KW/Ph/Class for STP - 2.2/3/F Air Qty in CFM for Pump Room - 2200 ESP in mm Wg for Pump Room - 20 KW/Ph/Class for Pum Room - 0.75/3/F |  | 0 | 0 | Approved
Primarc Chambers | BLOCK | Ventilation | Ventilation & Pressurization | WO/PCH/PC01/36 | UNIVERSAL ENERGY SOLUTIONS PVT. LTD. | FRESH AIR FANS (NON-FIRE RATED) | FRESH AIR FANS (NON-FIRE RATED) - Supply, Installation, Testing & Commissioning of Tube Axial Fan / Vane Axial Fan with impeller having adjustable pitch angle blades and complete with suitable motor & drive assembly. Motor shall also be suitable for Variable Speed drive & shall be high efficiency Class IE2. Motor shall be suitable for 415 ± 10% V, 3 Phase, 4 Wire, 50 ± 3%Hz electrical supply. Fans shall be AMCA Certified for Air (AMCA 210) & Sound (AMCA 300). FEG 63 as per AMCA.All necessary vibration isolation system, mounting frames, hangers, supports, nuts & bolts & Fan to have safety wire mesh bird screen to be included. Make- Kruger / Nicotra /Green Heck. General Notes: - The sound pressure of fans should not exceed 65-68 dB(A) at a distance of 3 meters for Normal-cum-Emergency Supply/Exhaust fans and sound pressure should not exceed 85 dB(A) at a distance of 3 meters for Emergency-only Supply/Exhaust.The Total Fan Efficiency > 70% for Normal-cum-Emergency Supply/Exhaust fans.Contractor / Equipment manufacturer to calculate total static pressure (TSP) in mm Wg by adding ESP & internal static pressure of the unit. TSP selected should be such that under all operating conditions, the designed ESP & CFM (duty parameter) is delivered. Location - Lift Pressurization, Lift Loby, Staircase Pressurization. Fan Duty: Liftwell Pressurization Air Qty in CFM for Lift Pressurization - 1400 ESP in mm Wg for Lift Pressurization - 30 KW/Ph/Class for Lift Pressurization - 5.5/3/F Air Qty in CFM for Lift Lobby - 18500 ESP in mm Wg for Lift Pressurization - 40 KW/Ph/Class for Lift Pressurization - 11/3/F Air Qty in CFM for Lift Lobby - 21000 ESP in mm Wg for Lift Pressurization - 40 KW/Ph/Class for Lift Pressurization - 11/3/F |  | 0 | 0 | Approved
Primarc Chambers | BLOCK | Ventilation | Ventilation & Pressurization | WO/PCH/PC01/36 | UNIVERSAL ENERGY SOLUTIONS PVT. LTD. | INLINE FANS | INLINE FANS - Supply, Installation, Testing & Commissioning of duct mounted / Cabinet-type Inline Fans for fresh / exhaust air as shown in drawings. Each fan shall be complete with motor, mounting flanges and all accessories required to complete the installation. The motor shall be suitable for 240±10% volts, 50 Hz, 1 phase, A.C. supply. Make- Kruger / Nicotra /Green Heck. General Notes: - The sound pressure of fans should not exceed 65-68 dB(A) at a distance of 3 meters for Normal-cum-Emergency Supply/Exhaust fans and sound pressure should not exceed 85 dB(A) at a distance of 3 meters for Emergency-only Supply/Exhaust.The Total Fan Efficiency > 70% for Normal-cum-Emergency Supply/Exhaust fans.Contractor / Equipment manufacturer to calculate total static pressure (TSP) in mm Wg by adding ESP & internal static pressure of the unit. TSP selected should be such that under all operating conditions, the designed ESP & CFM (duty parameter) is delivered. Location - Ground Floor & P1 Common Toilet , P4 Podium (Office 106) , P4 Podium (Office 109/110), P4 Podium(Office 113/114) Fan Duty: Normal Exhaust (Inline Type Fan) Air Qty in CFM for Ground Floor & P1 Common Toilet - 300 ESP in mm Wg for Ground Floor & P1 Common Toilet - 15 KW/Ph/Class for Ground Floor & P1 Common Toilet - 0.27/1/F Air Qty in CFM for P4 Podium (Office 106) - 500 ESP in mm Wg for P4 Podium (Office 106) - 30 KW/Ph/Class for P4 Podium (Office 106) - 3.7/1/F Air Qty in CFM for P4 Podium (Office 109/110) - 1800 ESP in mm Wg for P4 Podium (Office 109/110) - 30 KW/Ph/Class for P4 Podium (Office 109/110) - 0.55/1/F Air Qty in CFM for P4 Podium(Office 113/114) - 700 ESP in mm Wg for P4 Podium(Office 113/114) - 20 KW/Ph/Class for P4 Podium(Office 113/114) - 0.37/1/F |  | 0 | 0 | Amended & Approved
Primarc Chambers | BLOCK | Ventilation | Ventilation & Pressurization | WO/PCH/PC01/36 | UNIVERSAL ENERGY SOLUTIONS PVT. LTD. | CABINET TYPE FAN - | CABINET TYPE FAN - Supply, Installation, Testing & Commissioning of duct mounted / Cabinet-type Inline Fans for fresh / exhaust air as shown in drawings. Each fan shall be complete with motor, mounting flanges and all accessories required to complete the installation.The motor shall be TEFC drive motor (IE2) suitable for 415±10% volts, 50 Hz, 3 phase, A.C. supply. Make- Kruger / Nicotra /Green Heck. General Notes: - The sound pressure of fans should not exceed 65-68 dB(A) at a distance of 3 meters for Normal-cum-Emergency Supply/Exhaust fans and sound pressure should not exceed 85 dB(A) at a distance of 3 meters for Emergency-only Supply/Exhaust.The Total Fan Efficiency > 70% for Normal-cum-Emergency Supply/Exhaust fans.Contractor / Equipment manufacturer to calculate total static pressure (TSP) in mm Wg by adding ESP & internal static pressure of the unit. TSP selected should be such that under all operating conditions, the designed ESP & CFM (duty parameter) is delivered. Location - Terrace(Office 101, 107 & Common Gents Toilet, Terrace(Office 108, 109 & Common Ladies Toilet, P4 Podium (Office 104, 105), P4 Podium(Office 102) (MCB Control Supplied by Client.) Air Qty in CFM for Terrace(Office 101, 107 & Common Gents Toilet - 6000 ESP in mm Wg for Terrace(Office 101, 107 & Common Gents Toilet - 32 KW/Ph/Class forTerrace(Office 101, 107 & Common Gents Toilet - 3.7/3/F Air Qty in CFM for Terrace(Office 108, 109 & Common Ladies Toilet - 4000 ESP in mm Wg for Terrace(Office 101, 107 & Common Gents Toilet - 32 KW/Ph/Class forTerrace(Office 101, 107 & Common Gents Toilet - 2.2/3/F Air Qty in CFM for P4 Podium (Office 104, 105)- 2000 ESP in mm Wg for P4 Podium (Office 104, 105) - 30 KW/Ph/Class for P4 Podium (Office 104, 105)- 1.5/3/F Air Qty in CFM for P4 Podium(Office 102) - 1000 ESP in mm Wg for P4 Podium(Office 102) - 30 KW/Ph/Class for P4 Podium(Office 102) - 0.55/3/F |  | 0 | 0 | Amended & Approved
Primarc Chambers | BLOCK | Ventilation | Ventilation & Pressurization | WO/PCH/PC01/36 | UNIVERSAL ENERGY SOLUTIONS PVT. LTD. | AIR DISTRIBUTION - Rectangular GSS Duct work, Supply, fabrication, Installation, testing and commissioning of site fabricated rectangular ducts using G.I Sheets (with 120 gsm galvanization). The price shall include flanges, supports, sealent (neopre | AIR DISTRIBUTION - Rectangular GSS Duct work, Supply, fabrication, Installation, testing and commissioning of site fabricated rectangular ducts using G.I Sheets (with 120 gsm galvanization). The price shall include flanges, supports, sealent (neoprene gasket), hangers, access door etc. Note :Minimum Billing quantity each aluminium item is 0.1sqmt and GI item is 0.2 sqmt. |  | 0 | 0 | Approved
Primarc Chambers | BLOCK | Ventilation | Ventilation & Pressurization | WO/PCH/PC01/36 | UNIVERSAL ENERGY SOLUTIONS PVT. LTD. | AIR DISTRIBUTION - LINEAR GRILL | AIR DISTRIBUTION - LINEAR GRILL - 'Supply, installation, testing & balancing of continuous linear, fixed bar, extruded aluminium powder coated Supply Air / Return Air / Exhaust Air grilles, normal flow, 15Deg. one way deflection with all sides flanged, and including Extruded Aluminum key operated volume control dampers. | Sq.Mtr. | 18.8 | 5712 | Approved
Primarc Chambers | BLOCK | Ventilation | Ventilation & Pressurization | WO/PCH/PC01/36 | UNIVERSAL ENERGY SOLUTIONS PVT. LTD. | AIR DISTRIBUTION - 'EXHAUST / FRESH AIR LOUVERS | AIR DISTRIBUTION - 'EXHAUST / FRESH AIR LOUVERS - 'Supply, installation, testing & commissioning Extruded aluminum exhaust air/fresh air louvers without GI Bird Screen as per specifications. The louvers shall be anodized aluminum as per apporval of the Architect and offering free area not less than 60% of gross face area. | Sq.Mtr. | 2.38 | 8671 | Approved
Primarc Chambers | BLOCK | Ventilation | Ventilation & Pressurization | WO/PCH/PC01/36 | UNIVERSAL ENERGY SOLUTIONS PVT. LTD. | AIR DISTRIBUTION - 'MOTORIZED FIRE & SMOKE DAMPERS - UL LISTED | AIR DISTRIBUTION - 'MOTORIZED FIRE & SMOKE DAMPERS - UL LISTED - Supply, installation, testing & commissioning of multi blade, motorised combined fire & smoke dampers with spring return actuator. The damper shall be of atleast 1.5 hr. fire rating. The damper shall be as per latest edition of CBRI tested as per UL 555. The damper shall be constructed out of 16G galvanised sheet steel. It shall be complete with control panel, actuator, sensor and inter-locking / wiring / connection. Dampers shall be as per approved shop drawings. The damper actuator shall be with a Potential Free NO/NC contact for BMS Compatiblity and ON/OFF type. The actuator shall provide open and close feedback to BMS System. |  | 0 | 0 | Approved
Primarc Chambers | BLOCK | Ventilation | Ventilation & Pressurization | WO/PCH/PC01/36 | UNIVERSAL ENERGY SOLUTIONS PVT. LTD. | AIR DISTRIBUTION - DUCT VOLUME CONTROL DAMPERS - MANUAL | AIR DISTRIBUTION - DUCT VOLUME CONTROL DAMPERS - MANUAL - Supply, installation, testing & commissioning of fan discharge / outlet GI duct dampers of 16G Casing and 18G Blade (with rest supports) GSS Construction complete with frame & necessary accessories. | Sq.Mtr. | 5.5 | 8671 | Approved
Primarc Chambers | BLOCK | Ventilation | Ventilation & Pressurization | WO/PCH/PC01/36 | UNIVERSAL ENERGY SOLUTIONS PVT. LTD. | AIR DISTRIBUTION - COLLAR VOLUME CONTROL DAMPERS | AIR DISTRIBUTION - COLLAR VOLUME CONTROL DAMPERS - 'Supply, installation and testing of Aluminium construction opposed multi blade volume control dampers complete with bush, gears, shaft & manual operated. | Sq.Mtr. | 13.5 | 5024 | Approved
Primarc Chambers | BLOCK | Ventilation | Ventilation & Pressurization | WO/PCH/PC01/36 | UNIVERSAL ENERGY SOLUTIONS PVT. LTD. | AIR DISTRIBUTION - Circular Volume Flow Limiter(VFL) | AIR DISTRIBUTION - Circular Volume Flow Limiter(VFL) as mechanical self powered volume flow limiter without external powe supply for the balancing volume flow rate in ventilation system complete with high quality plastic circular casing, optimised damper blade with low friction bearing. |  | 0 | 0 | Approved
Primarc Chambers | BLOCK | Ventilation | Ventilation & Pressurization | WO/PCH/PC01/36 | UNIVERSAL ENERGY SOLUTIONS PVT. LTD. | ELECTRICAL PANELS | ELECTRICAL PANELS - Supply, Installation, Testing, Comisioning of following cubicle type panels construcred from 2mm thick sheet steel for MCC Panel and 1.6mm thick for Starter Panel enclosed separate compartment for each feeeder or feeders, front operated, dust proof, lockable door, complete with all internal wiring, colour coading with ferruls, removal cable glands plate, bonding to earth and powder coated painting, all accessories and supporting structure. MS base frame, separate adequate cable alley for incomming and outgoing termination. All switch gear to have protection levels as specified.TPN bus bars shall be of Aluminium and shall be sleeved. Phase bus bars shall be rated at 20% higher and neutral bus bar shall be of 100% capacity. Minimum density of Aluminium bus bars for current carrying capacity shall be 1.0 amp per square mm.At Incommer shall be provide 230V/24V AC 50VA Transformer (with SMPS if required for DC power) for 24V power to Motorised Fire/Duct Damper, CO Sensor as required. GENERAL NOTES: FOR MCC PANEL & STARTER PANEL a. Ics = Icu = 100% for the MCCB's, MPCB's & MCB's b. MCCB's shall be with extended rotary handle. c. Exact rating (Amps), Poles, Type, Short circuit rating is to be selected by the contractor as per load, fault and requirement. d. All communicable meters should be looped inside the panels and this loop has to be brought to one terminal point in the panel for connectivity. e. DOL Starter / Contactor with 2 NO + 2 NC Auxiliary contacts. f. Star-Delta starter / contactors / pneumatic timers with 2 NO + 2 NC Auxiliary contacts. g. All outgoing shall be provided with Stop / Manual /Auto selector switch to facilitate operation through BAS. All starters shall be provided with potential free Contact for Connections to Building Automation System anf Fire Inter Locking System. h. DOL Starter Comprising the Following for Each Feeder: i.1 No. suitable rated TP + NL MCB/MCCB/ MPCB with suitable rating 3P contactor and SPP inbuilt O/L relay. ii. ON/OFF / Trip indication lamps iii. ON/OFF Push buttons iv. 2 Pole A/M Selector switch i. Star Delta Starter Comprising the Following for Each Feeder: i. No. suitable rated TP+NL MCB/MCCB/MCCB with Suitable rated 3P Contactors (Star, Delta & Run contactors) SPP inbuilt O/L relay. ii. Star-Delta Timer iii. ON/OFF / Trip indication lamps iv. ON/OFF Push buttons |  | 0 | 0 | Approved
Primarc Chambers | BLOCK | Ventilation | Ventilation & Pressurization | WO/PCH/PC01/36 | UNIVERSAL ENERGY SOLUTIONS PVT. LTD. | POWE CABLE | POWE CABLE - Supply, Installation, Testing & Comisioning of following sizes of XLPE insulated PVC sheathed multistrand copper conductor FRLS armoured cable of 1.1 KV grade on existing cable tray / surface including saddle, clamps etc. complete as required. as per specifications given in the tender. The Billing of cable tray separately in Item No. |  | 0 | 0 | Approved
Primarc Chambers | BLOCK | Ventilation | Ventilation & Pressurization | WO/PCH/PC01/36 | UNIVERSAL ENERGY SOLUTIONS PVT. LTD. | CABLE TERMINATION | CABLE TERMINATION - Supplying and making end termination with brass/ss double compression glands and aluminium lugs for following size of PVC insulated and PVC sheathed/ XLPE copper conductor cable of 1.1 KV grade as required. |  | 0 | 0 | Approved
Primarc Chambers | BLOCK | Ventilation | Ventilation & Pressurization | WO/PCH/PC01/36 | UNIVERSAL ENERGY SOLUTIONS PVT. LTD. | CABLE TRAY | CABLE TRAY - Supply Installation Testing Comisioning of 1.6 mm thick(upto 300mm) and 2.0mm thick(above 300mm) hot plated GI pre fabricated perforated cable trays in horizontal or vertical formation complete with duely painted MS structural supports and Necessary demarkation. |  | 0 | 0 | Approved
Primarc Chambers | BLOCK | Ventilation | Ventilation & Pressurization | WO/PCH/PC01/36 | UNIVERSAL ENERGY SOLUTIONS PVT. LTD. | EARTHING | EARTHING - Supply Installation Testing comissioning of GI Earthing along with suitable clamp & acessories for HVAC Equipment . |  | 0 | 0 | Approved
Primarc Chambers | BLOCK | Ventilation | Ventilation & Pressurization | WO/PCH/PC01/36 | UNIVERSAL ENERGY SOLUTIONS PVT. LTD. | Supply, Installation, testing & Commissioning of duel feed Ozone Generator | Supply, Installation, testing & Commissioning of duel feed Ozone Generator for calibrated De-odorization and De-Toxification of STP Exhaust 10400 CFM complete with MS cabinet High frequency SS316 electrode for Corona discharge, analog meter, LED indicator & powerswich. | Nos | 1 | 207000 | Approved
Primarc Chambers | BLOCK | Ventilation | Ventilation & Pressurization | WO/PCH/PC01/36 | UNIVERSAL ENERGY SOLUTIONS PVT. LTD. | STP + Pump Room | STP + Pump Room | Nos | 1 | 86670 | Approved
Primarc Chambers | BLOCK | Ventilation | Ventilation & Pressurization | WO/PCH/PC01/36 | UNIVERSAL ENERGY SOLUTIONS PVT. LTD. | Price for Fire Retardent Canvas with MS Flange, Factory Fabricated Transition Peice for above Axial Flow Fan | Price for Fire Retardent Canvas with MS Flange, Factory Fabricated Transition Peice for above Axial Flow Fan | Set | 1 | 6908 | Approved
Primarc Chambers | BLOCK | Ventilation | Ventilation & Pressurization | WO/PCH/PC01/36 | UNIVERSAL ENERGY SOLUTIONS PVT. LTD. | Pump Room | Pump Room | Nos | 1 | 45886 | Approved
Primarc Chambers | BLOCK | Ventilation | Ventilation & Pressurization | WO/PCH/PC01/36 | UNIVERSAL ENERGY SOLUTIONS PVT. LTD. | Price for Fire Retardent Canvas with MS Flange, Factory Fabricated Transition Peice for above Axial Flow Fan | Price for Fire Retardent Canvas with MS Flange, Factory Fabricated Transition Peice for above Axial Flow Fan | Set | 2 | 6908 | Approved
Primarc Chambers | BLOCK | Ventilation | Ventilation & Pressurization | WO/PCH/PC01/36 | UNIVERSAL ENERGY SOLUTIONS PVT. LTD. | Lift Pressurization | Lift Pressurization | Nos | 4 | 90740 | Approved
Primarc Chambers | BLOCK | Ventilation | Ventilation & Pressurization | WO/PCH/PC01/36 | UNIVERSAL ENERGY SOLUTIONS PVT. LTD. | Lift Lobby | Lift Lobby | Nos | 1 | 126129 | Approved
Primarc Chambers | BLOCK | Ventilation | Ventilation & Pressurization | WO/PCH/PC01/36 | UNIVERSAL ENERGY SOLUTIONS PVT. LTD. | Staircase Pressurization | Staircase Pressurization | Nos | 1 | 128879 | Approved
Primarc Chambers | BLOCK | Ventilation | Ventilation & Pressurization | WO/PCH/PC01/36 | UNIVERSAL ENERGY SOLUTIONS PVT. LTD. | Price for Fire Retardent Canvas, with MS Flange, Factory Fabricated Transition, Cowl for above Axial Flow Fan | Price for Fire Retardent Canvas, with MS Flange, Factory Fabricated Transition, Cowl for above Axial Flow Fan | Set | 6 | 15242 | Approved
Primarc Chambers | BLOCK | Ventilation | Ventilation & Pressurization | WO/PCH/PC01/36 | UNIVERSAL ENERGY SOLUTIONS PVT. LTD. | Ground Floor & P1 Common Toilet (MCB Control Supplied by Client.) | Ground Floor & P1 Common Toilet (MCB Control Supplied by Client.) | Nos | 2 | 7912 | Approved
Primarc Chambers | BLOCK | Ventilation | Ventilation & Pressurization | WO/PCH/PC01/36 | UNIVERSAL ENERGY SOLUTIONS PVT. LTD. | P4 Podium (Office 106) (MCB Control Supplied by Client.) | P4 Podium (Office 106) (MCB Control Supplied by Client.) | Nos | 0 | 12056 | Approved
Primarc Chambers | BLOCK | Ventilation | Ventilation & Pressurization | WO/PCH/PC01/36 | UNIVERSAL ENERGY SOLUTIONS PVT. LTD. | P4 Podium (Office 109/110) (MCB Control Supplied by Client.) | P4 Podium (Office 109/110) (MCB Control Supplied by Client.) | Nos | 0 | 63825 | Approved
Primarc Chambers | BLOCK | Ventilation | Ventilation & Pressurization | WO/PCH/PC01/36 | UNIVERSAL ENERGY SOLUTIONS PVT. LTD. | P4 Podium(Office 113/114) (MCB Control Supplied by Client.) | P4 Podium(Office 113/114) (MCB Control Supplied by Client.) | Nos | 0 | 15479 | Approved
Primarc Chambers | BLOCK | Ventilation | Ventilation & Pressurization | WO/PCH/PC01/36 | UNIVERSAL ENERGY SOLUTIONS PVT. LTD. | Price for Fire Retardent Canvas Connection for above Fan | Price for Fire Retardent Canvas Connection for above Fan | Nos | 18 | 1077 | Approved
Primarc Chambers | BLOCK | Ventilation | Ventilation & Pressurization | WO/PCH/PC01/36 | UNIVERSAL ENERGY SOLUTIONS PVT. LTD. | Terrace(Office 101, 107 & Common Gents Toilet | Terrace(Office 101, 107 & Common Gents Toilet | Nos | 0 | 86531 | Approved
Primarc Chambers | BLOCK | Ventilation | Ventilation & Pressurization | WO/PCH/PC01/36 | UNIVERSAL ENERGY SOLUTIONS PVT. LTD. | Terrace(Office 108, 109 & Common Ladies Toilet | Terrace(Office 108, 109 & Common Ladies Toilet | Nos | 0 | 69679 | Approved
Primarc Chambers | BLOCK | Ventilation | Ventilation & Pressurization | WO/PCH/PC01/36 | UNIVERSAL ENERGY SOLUTIONS PVT. LTD. | P4 Podium (Office 104, 105) (MCB Control Supplied by Client.) | P4 Podium (Office 104, 105) (MCB Control Supplied by Client.) | Nos | 0 | 53447 | Approved
Primarc Chambers | BLOCK | Ventilation | Ventilation & Pressurization | WO/PCH/PC01/36 | UNIVERSAL ENERGY SOLUTIONS PVT. LTD. | P4 Podium(Office 102) (MCB Control Supplied by Client.) | P4 Podium(Office 102) (MCB Control Supplied by Client.) | Nos | 3 | 35756 | Approved
Primarc Chambers | BLOCK | Ventilation | Ventilation & Pressurization | WO/PCH/PC01/36 | UNIVERSAL ENERGY SOLUTIONS PVT. LTD. | Price for Fire Retardent Canvas Connection for above Fan | Price for Fire Retardent Canvas Connection for above Fan | Nos | 6 | 1495 | Approved
Primarc Chambers | BLOCK | Ventilation | Ventilation & Pressurization | WO/PCH/PC01/36 | UNIVERSAL ENERGY SOLUTIONS PVT. LTD. | EQUIPMENT SUPPORTS - Supply, Installation of Medium weight MS structure for supports of Ventilation Equipments. | EQUIPMENT SUPPORTS - Supply, Installation of Medium weight MS structure for supports of Ventilation Equipments. | Kg | 0 | 127 | Approved
Primarc Chambers | BLOCK | Ventilation | Ventilation & Pressurization | WO/PCH/PC01/36 | UNIVERSAL ENERGY SOLUTIONS PVT. LTD. | Sheet Thickness - 24 gauge GSS (0.63mm), Max Duct Size - <= 750 mm | Sheet Thickness - 24 gauge GSS (0.63mm), Max Duct Size - <= 750 mm | Sq.Mtr. | 835 | 859 | Approved
Primarc Chambers | BLOCK | Ventilation | Ventilation & Pressurization | WO/PCH/PC01/36 | UNIVERSAL ENERGY SOLUTIONS PVT. LTD. | Sheet Thickness - 22 gauge GSS (0.80mm), Max Duct Size 751-1500mm | Sheet Thickness - 22 gauge GSS (0.80mm), Max Duct Size 751-1500mm | Sq.Mtr. | 324 | 1149 | Approved
Primarc Chambers | BLOCK | Ventilation | Ventilation & Pressurization | WO/PCH/PC01/36 | UNIVERSAL ENERGY SOLUTIONS PVT. LTD. | Sheet Thickness - 20 gauge GSS (1.00mm), Max Duct Size 1501-2100mm | Sheet Thickness - 20 gauge GSS (1.00mm), Max Duct Size 1501-2100mm | Sq.Mtr. | 0 | 1429 | Approved
Primarc Chambers | BLOCK | Ventilation | Ventilation & Pressurization | WO/PCH/PC01/36 | UNIVERSAL ENERGY SOLUTIONS PVT. LTD. | Actuators ON/OFF Type with controller | Actuators ON/OFF Type with controller | Nos | 36 | 10083 | Approved
Primarc Chambers | BLOCK | Ventilation | Ventilation & Pressurization | WO/PCH/PC01/36 | UNIVERSAL ENERGY SOLUTIONS PVT. LTD. | Price inclusive VFL+Spigot+450mm L Round Duct | Price inclusive VFL+Spigot+450mm L Round Duct | Nos | 91 | 2979 | Approved
Primarc Chambers | BLOCK | Ventilation | Ventilation & Pressurization | WO/PCH/PC01/36 | UNIVERSAL ENERGY SOLUTIONS PVT. LTD. | MCC PANEL FOR LIFT, LIFT LOBBY & STAIRCASE PRESSURIZATION FAN | MCC PANEL FOR LIFT, LIFT LOBBY & STAIRCASE PRESSURIZATION FAN - Supply, installation, testing & commissioning of MCC Panel(IP65) with following details for Axial Flow Fan for Lift & Staircase Pressurization: Incomer : - a. 1 No. 160A, 25KA, TP, MCCB with Digital Volt and Ammeter with selecter swich and control MCB. b. R,Y,B Phase indication lamp & ON/Trip indication lamps with control MCB. Outgoing ;- a. DOL Starter of rating 5.5 Kw for Axial Flow Fan x 4Set. b. STAR-DELTA Starter of rating 11.0Kw for Axial Flow Fan x 2Set. | Nos | 1 | 216007 | Approved
Primarc Chambers | BLOCK | Ventilation | Ventilation & Pressurization | WO/PCH/PC01/36 | UNIVERSAL ENERGY SOLUTIONS PVT. LTD. | MCC PANEL FOR TOILET VENTILATION FAN | MCC PANEL FOR TOILET VENTILATION FAN - Supply, installation, testing & commissioning of MCC Panel(IP65) with following details for Axial Flow Fan for Lift & Staircase Pressurization: Incomer : a. 1 No. 63A, 25KA, TP, MCCB with Digital Volt and Ammeter with selecter swich and control MCB. b. R,Y,B Phase indication lamp & ON/Trip indication lamps with control MCB. Outgoing DOL Starter of rating 3.7/2.2/1.5 Kw for Axial Flow Fan x 2Set. | Nos | 1 | 131358 | Approved
Primarc Chambers | BLOCK | Ventilation | Ventilation & Pressurization | WO/PCH/PC01/36 | UNIVERSAL ENERGY SOLUTIONS PVT. LTD. | MCC PANEL FOR STP & PUMP ROOM | MCC PANEL FOR STP & PUMP ROOM - Supply, installation, testing & commissioning of MCC Panel(IP65) with following details for Axial Flow Fan for Lift & Staircase Pressurization: Incomer : a. 1 No. 63A, 25KA, TP, MCCB with Digital Volt and Ammeter with selecter swich and control MCB. b. R,Y,B Phase indication lamp & ON/Trip indication lamps with control MCB. Outgoing DOL Starter of rating 3.7/2.2/1.5/1.1/0.75 Kw for Axial Flow Fan x 3Set. Including Timer controller | Nos | 1 | 139394 | Approved
Primarc Chambers | BLOCK | Ventilation | Ventilation & Pressurization | WO/PCH/PC01/36 | UNIVERSAL ENERGY SOLUTIONS PVT. LTD. | 3C X 6 Sqmm armoured cable | 3C X 6 Sqmm armoured cable | RMT | 445.4 | 344 | Approved
Primarc Chambers | BLOCK | Ventilation | Ventilation & Pressurization | WO/PCH/PC01/36 | UNIVERSAL ENERGY SOLUTIONS PVT. LTD. | 3C X 4 Sqmm armoured cable | 3C X 4 Sqmm armoured cable | RMT | 0 | 264 | Approved
Primarc Chambers | BLOCK | Ventilation | Ventilation & Pressurization | WO/PCH/PC01/36 | UNIVERSAL ENERGY SOLUTIONS PVT. LTD. | 3C X 2.5 Sqmm armoured cable | 3C X 2.5 Sqmm armoured cable | RMT | 323.8 | 204 | Approved
Primarc Chambers | BLOCK | Ventilation | Ventilation & Pressurization | WO/PCH/PC01/36 | UNIVERSAL ENERGY SOLUTIONS PVT. LTD. | 3C X 1.5 Sqmm armoured cable | 3C X 1.5 Sqmm armoured cable | RMT | 170 | 152 | Approved
Primarc Chambers | BLOCK | Ventilation | Ventilation & Pressurization | WO/PCH/PC01/36 | UNIVERSAL ENERGY SOLUTIONS PVT. LTD. | 4C/3C X 6 Sqmm armoured cable | 4C/3C X 6 Sqmm armoured cable | Nos | 34 | 569 | Approved
Primarc Chambers | BLOCK | Ventilation | Ventilation & Pressurization | WO/PCH/PC01/36 | UNIVERSAL ENERGY SOLUTIONS PVT. LTD. | 4C/3C X 4 Sqmm armoured cable | 4C/3C X 4 Sqmm armoured cable | Nos | 0 | 523 | Approved
Primarc Chambers | BLOCK | Ventilation | Ventilation & Pressurization | WO/PCH/PC01/36 | UNIVERSAL ENERGY SOLUTIONS PVT. LTD. | 3C X 2.5 Sqmm armoured cable | 3C X 2.5 Sqmm armoured cable | Nos | 24 | 426 | Approved
Primarc Chambers | BLOCK | Ventilation | Ventilation & Pressurization | WO/PCH/PC01/36 | UNIVERSAL ENERGY SOLUTIONS PVT. LTD. | 3C X 1.5 Sqmm armoured cable | 3C X 1.5 Sqmm armoured cable | Nos | 8 | 426 | Approved
Primarc Chambers | BLOCK | Ventilation | Ventilation & Pressurization | WO/PCH/PC01/36 | UNIVERSAL ENERGY SOLUTIONS PVT. LTD. | 150 mm wide x 25mm Height | 150 mm wide x 25mm Height | RMT | 0 | 641 | Approved
Primarc Chambers | BLOCK | Ventilation | Ventilation & Pressurization | WO/PCH/PC01/36 | UNIVERSAL ENERGY SOLUTIONS PVT. LTD. | 200 mm wide x 25mm Height | 200 mm wide x 25mm Height | RMT | 0 | 748 | Approved
Primarc Chambers | BLOCK | Ventilation | Ventilation & Pressurization | WO/PCH/PC01/36 | UNIVERSAL ENERGY SOLUTIONS PVT. LTD. | 300 mm wide x 50mm Height | 300 mm wide x 50mm Height | RMT | 0 | 1032 | Approved
Primarc Chambers | BLOCK | Ventilation | Ventilation & Pressurization | WO/PCH/PC01/36 | UNIVERSAL ENERGY SOLUTIONS PVT. LTD. | 450 mm wide x 50mm Height | 450 mm wide x 50mm Height | RMT | 0 | 1376 | Approved
Primarc Chambers | BLOCK | Ventilation | Ventilation & Pressurization | WO/PCH/PC01/36 | UNIVERSAL ENERGY SOLUTIONS PVT. LTD. | 600 mm wide x 50mm Height | 600 mm wide x 50mm Height | RMT | 0 | 1718 | Approved
Primarc Chambers | BLOCK | Ventilation | Ventilation & Pressurization | WO/PCH/PC01/36 | UNIVERSAL ENERGY SOLUTIONS PVT. LTD. | 25 x 3 mm GI Earthing strip . | 25 x 3 mm GI Earthing strip . | RMT | 0 | 129 | Approved
Primarc Chambers | BLOCK | Ventilation | Ventilation & Pressurization | WO/PCH/PC01/36 | UNIVERSAL ENERGY SOLUTIONS PVT. LTD. | 8 swg GI wire for earthing . | 8 swg GI wire for earthing . | RMT | 920 | 36 | Approved
The Ramdulari | OVERHEAD | Networking-Interiors |  | WO/RP/RP04/9 | ZED SECURITY SERVICES | Male Connector | F Type Male/Connector Wirig B Mx -263 | Nos. | 1 | 150 | Approved
The Ramdulari | BLOCK | Civil | Sub & Super Structure Work | WO/RP/RP02/28 | KLAUS WORLD EQUIPMENT | Tower Crane Servicing | Tower Crane service to change old wire rope to new wire rope as per BOQ & direction of EIC. | Lump Sum | 1 | 20000 | Amended & Approved
SOUTHWINDS PROJECT LLP (PHASE - III & IV) | MEP PHASE - III | MLCP | Civil | WO/SP34/MW34/35 | ANIRBAN ENTERPRISE | Supply & Installation of well making | Charges for Supply & Making of Well, Earth cutting & Clay ring fixing etc all complete with all material & labour as per direction of Engineer-In-Charge. Wells dimensions of 750mm dia for 2400-2700mm depth & 600mm dia for 1200-1500mm depth to make it total 3300-3600mm depth overall. | Nos | 35 | 8500 | Approved
The Soul, Rajarhat | CLUB | Painting | Internal Painting | WO/HR01/CL07/26 | B R C D ASSOCIATES | Chalk Board Paint | Sanding Cleaning properly, Apply one coat primer then Apply one coat Acryluc Putty Filler,sanding claening then apply 2coat primer and Then Three coat Chalk board paint finish as pr BOQ & direction of EIC. | Sq.Ft. | 327 | 50 | Approved
Primarc Chambers | BLOCK | False Celling |  | WO/PCH/PC01/24 | MMK INTERIOR | Gypsum Ceiling office-109 area | Providing all the Necessary Materal for Gypsum Ceiling office-109 area including labour charge. False ceiling providing and fixing with gypsum board 12mm thk. Flat ramework comprising of rolled galvanized metal section consisting of the main channels to run in one direction at 1000mm c/c and secondary ceiling section at 525-650 in c/c in other direction connected to main channel with G.I connecting chips of 10 SWG of approved quality. The grids shall be suspended from structural slab by GI strap hanger 15x15 size @1000mm c/c both ways from structural support Gypsum board 12mm thick is then screwed & fixed to ceiling section, finished with joining compound, paper tape including necessary scaffolding and tool tackles all complete as per drawing and direction of Engineer-In-Charge. Board Brand: IGPL board / Equivalent Channel Brand: IGPL Channel | RMT | 8.42 | 196.8 | Approved
Primarc Chambers | BLOCK | False Celling |  | WO/PCH/PC01/24 | MMK INTERIOR | Charges for Shadow groove making work at corridor area as per approved drawing & direction of Engineer in charge.False Ceiling Groove (Corridoor) | Charges for Shadow groove making work at corridor area as per approved drawing & direction of Engineer in charge.False Ceiling Groove (Corridoor) | RMT | 70.805 | 196.8 | Approved
Primarc Chambers | BLOCK | False Celling |  | WO/PCH/PC01/24 | MMK INTERIOR | Trap Door at Toilet Area & lift lobby (Ladies-1 nos, Gents- 4n nos, Lift lobby- 2 nos) | Trap Door at Toilet Area & lift lobby (Ladies-1 nos, Gents- 4n nos, Lift lobby- 2 nos) Providing and fixing of Trap Door made with HILUX Board (Moisture Resistant)/ calcium silicate board 8mm including galvanized metal sections with fittings and fixtures at all 4 peripheris of cut out area and trap door)to,all finishing at all level as per drawing and direction of Engineer-in-Charge. size 600 x 600 | Nos | 7 | 400 | Approved
Primarc Chambers | BLOCK | False Celling |  | WO/PCH/PC01/24 | MMK INTERIOR | Profile Light Cutting (10 mm X 12 mm) at Corridoor & Lift Lobby area) as per approved drawing & direction of Engineer in charge. | Profile Light Cutting (10 mm X 12 mm) at Corridoor & Lift Lobby area) as per approved drawing & direction of Engineer in charge. | RMT | 103.82 | 196.8 | Approved
Primarc Chambers | BLOCK | False Celling |  | WO/PCH/PC01/24 | MMK INTERIOR | Trap Door (1950X1950) at 109 office room Providing and fixing of Trap Door made with 19mm water proof Ply wood at 109 Office room as per approved drawing & direction of Engineer in charge. | Trap Door (1950X1950) at 109 office room Providing and fixing of Trap Door made with 19mm water proof Ply wood at 109 Office room as per approved drawing & direction of Engineer in charge. | Nos | 1 | 24000 | Approved
SOUTHWINDS PROJECT LLP (PHASE - III & IV) | FINISHING PHASE - IV | Flooring Work |  | WO/SP34/FW4/15 | JYOTI TILES LLP | Flooring Work | Flooring Work |  | 0 | 0 | Approved
SOUTHWINDS PROJECT LLP (PHASE - III & IV) | FINISHING PHASE - IV | Flooring Work |  | WO/SP34/FW4/15 | JYOTI TILES LLP | Floor Vitrified Tiles at Bed Room, Living-Dinning Room | Providing & Fixing Charges for of Floor Vitrified Tiles at Bed Room, Living-Dinning Room for all levels over a bed of 35-45 mm thick cement mortar (1:4) , joints filled with white cement grout pigmented to match after acid washing including all finishing & Cleaning as per drawing and direction of Engineer-In-Charge. Tiles, Cement will be supplied by Client. | Sq.Ft. | 49064.76 | 32.8 | Approved
SOUTHWINDS PROJECT LLP (PHASE - III & IV) | FINISHING PHASE - IV | Flooring Work |  | WO/SP34/FW4/15 | JYOTI TILES LLP | Floor Vitrified Tiles at Balcony | Providing & Fixing Charges for of Floor Vitrified Tiles at Balcony for all levels over a bed of 35-45 mm thick cement mortar (1:4) , joints filled with polymer based grout pigmented to match after acid washing including all finishing & Cleaning as per drawing and direction of Engineer-In-Charge. Tiles, Cement will be supplied by Client. | Sq.Ft. | 2913.88 | 33.3 | Approved
SOUTHWINDS PROJECT LLP (PHASE - III & IV) | FINISHING PHASE - IV | Flooring Work |  | WO/SP34/FW4/15 | JYOTI TILES LLP | Skirting/Windowsill of Bed Room, Living-Dinning Room | Providing & Fixing Charges for of Tiles ( Vitrified/Antiskid Ceramic) at Skirting/Windowsill of Bed Room, Living-Dinning Room for all levels over a bed of 35-45 mm thick cement mortar (1:4) , joints filled with white cement grout pigmented to match after acid washing including all finishing & Cleaning as per drawing and direction of Engineer-In-Charge. Tiles , Cement will be supplied by Client. | Rft | 14356.1 | 27.25 | Approved
SOUTHWINDS PROJECT LLP (PHASE - III & IV) | FINISHING PHASE - IV | Flooring Work |  | WO/SP34/FW4/15 | JYOTI TILES LLP | Skirting/Windowsill of Balcony & Kitchen | Providing & Fixing Charges for of Tiles ( Vitrified/Antiskid Ceramic) at Skirting/Windowsill of Balcony & Kitchen for all levels over a bed of 35-45 mm thick cement mortar (1:4) , joints filled with polymer based grout pigmented to match after acid washing including all finishing & Cleaning as per drawing and direction of Engineer-In-Charge. Tiles , Cement will be supplied by Client. | Rft | 4496.71 | 27.25 | Approved
SOUTHWINDS PROJECT LLP (PHASE - III & IV) | FINISHING PHASE - IV | Flooring Work |  | WO/SP34/FW4/15 | JYOTI TILES LLP | Tiles at Toilet and Kitchen | Providing & Fixing Charges for of Floor Antiskid Ceramic Tiles at Toilet and Kitchen for all levels over a bed of 35-45 mm thick cement mortar (1:4) , joints filled with Polymer based grout pigmented to match after acid washing including all finishing & Cleaning as per drawing and direction of Engineer-In-Charge. Tiles , Cement will be supplied by Client. | Sq.Ft. | 12064.16 | 33.3 | Approved
SOUTHWINDS PROJECT LLP (PHASE - III & IV) | FINISHING PHASE - IV | Flooring Work |  | WO/SP34/FW4/15 | JYOTI TILES LLP | Tiles at Toilet and Kitchen Wall/Dado | Providing & Fixing Charges for of Ceramic Tiles at Toilet and Kitchen Wall/Dado for all levels over a bed of35-45 mm thick cement mortar (1:6) , joints filled with Polymer based grout pigmented to match after acid washing including all finishing & Cleaning as per drawing and direction of Engineer-In-Charge. Tiles, Cement will be supplied by Client. | Sq.Ft. | 37495.31 | 34.5 | Approved
SOUTHWINDS PROJECT LLP (PHASE - III & IV) | FINISHING PHASE - IV | Flooring Work |  | WO/SP34/FW4/15 | JYOTI TILES LLP | Granite Slab on Counter | Providing & Fixing Charges for of Fixing of Granite Slab on Counter Top as per showing in the drawing & joints filled with Polymer based grout pigmented to match including TINEX,ARALDITE,OXIDE,PUTTY all finishing & Cleaning as per drawing and direction of Engineer-In-Charge. Granite Slab , Cement will be supplied by Client. | Sq.Ft. | 2025.21 | 54 | Approved
SOUTHWINDS PROJECT LLP (PHASE - III & IV) | FINISHING PHASE - IV | Flooring Work |  | WO/SP34/FW4/15 | JYOTI TILES LLP | Moulding & Polishing | Labour Charges for Moulding & Polishing of Counter(s) for all levels as per drawing and direction of Engineer-In-Charge | Rft | 800.72 | 33 | Approved
SOUTHWINDS PROJECT LLP (PHASE - III & IV) | FINISHING PHASE - IV | Flooring Work |  | WO/SP34/FW4/15 | JYOTI TILES LLP | Granite Patty/Faci | "Fixing of Kitchen counter Granite Patty/Facia" Providing & Fixing Charges of Granite Patty at Kitchen Counter Over a bed of 35-40 mm thick cement mortar(1:4),joints filled with Polymer based grout pigmented to match after acid washing including all finishing & cleaning as per Cleaning as per drawing and direction of Engineer-In-Charge.{Granite,Cement will be supplied by Client} | Rft | 1344.21 | 50 | Approved
SOUTHWINDS PROJECT LLP (PHASE - III & IV) | FINISHING PHASE - IV | Flooring Work |  | WO/SP34/FW4/15 | JYOTI TILES LLP | Black Stone for support & partition | "Fixing of Black stone at support & partition of Granite counter" Providing & Fixing charges for of Fixing of Black Stone for support & partition of Granite Counter Top at Kitchen including skirting at partition wall and brick wall cutting for groove making for all levels as per drawing and direction of Engineer-In-Charge.{Black stone,cement will be supplied by Client} | Sq.Ft. | 3979.44 | 43 | Approved
SOUTHWINDS PROJECT LLP (PHASE - III & IV) | FINISHING PHASE - IV | Flooring Work |  | WO/SP34/FW4/15 | JYOTI TILES LLP | V-Groove making | Labour Charges of V-Groove making of at Wall Tiles (Typ Floor) for all levels as per drawing and direction of Engineer-In-Charge. | Rft | 4131.24 | 15 | Approved
SOUTHWINDS PROJECT LLP (PHASE - III & IV) | FINISHING PHASE - IV | Flooring Work |  | WO/SP34/FW4/15 | JYOTI TILES LLP | Vitrified Tiles at lobby | Providing & Fixing Charges for Fixing of Floor Vitrified Tiles at lobby area for all levels over a bed of 35-45 mm thick cement mortar (1:4) , joints filled with white cement grout pigmented to match after acid washing including all finishing & Cleaning as per drawing and direction of Engineer-In-Charge. Tiles , Cement will be supplied by Client. | Sq.Ft. | 9443.09 | 32.8 | Approved
SOUTHWINDS PROJECT LLP (PHASE - III & IV) | FINISHING PHASE - IV | Flooring Work |  | WO/SP34/FW4/15 | JYOTI TILES LLP | Skirting of lobby | Providing & Fixing Charges of Floor Vitrified Tiles at Skirting of lobby area for all levels over a bed of 35-45 mm thick cement mortar (1:4) , joints filled with white cement grout pigmented to match after acid washing including all finishing & Cleaning as per drawing and direction of Engineer-In-Charge. Tiles, Cement will be supplied by Client. | Rft | 2841.01 | 27.25 | Approved
SOUTHWINDS PROJECT LLP (PHASE - III & IV) | FINISHING PHASE - IV | Flooring Work |  | WO/SP34/FW4/15 | JYOTI TILES LLP | Chipping work in floor | Labour Charges for Chipping work in floor for fixing of Tiles, Marble and Granite at all levels as per drawing and direction of Engineer-In-Charge. | Sq.Ft. | 65684.3 | 1.75 | Approved
SOUTHWINDS PROJECT LLP (PHASE - III & IV) | FINISHING PHASE - IV | Flooring Work |  | WO/SP34/FW4/15 | JYOTI TILES LLP | Sink Cutting at kitchen & Gas Hole Cutting | "Sink Cutting at kitchen & Gas Hole Cutting at Kitchen Slab" Charges for Sink & Gas Hole Cutting Granite counter Top as per Drawing & Direction of EIC. | Nos | 70 | 375 | Approved
SOUTHWINDS PROJECT LLP (PHASE - III & IV) | FINISHING PHASE - IV | Flooring Work |  | WO/SP34/FW4/15 | JYOTI TILES LLP | Screed Conc | "Screed Conc.At Toilet,Kitchen & Balcony(50mm-60mm)" Providing and Fixing charges for Laying of 1:3:6 rough casting over the waterproofing coating,thickness varies from 50mm to 60mm on the floor of Toilet,Kitchen,Balcony at all levels including curing in all respect,all lead and lift of the material as per drawing and direction of Engineer-In-Charge. {Cement will be supplied by client,but subjected to reconciliation} | Sq.Ft. | 11967.47 | 44.5 | Approved
SOUTHWINDS PROJECT LLP (PHASE - III & IV) | FINISHING PHASE - IV | Flooring Work |  | WO/SP34/FW4/15 | JYOTI TILES LLP | Tiles at Stair Tread & Landing | "Fixing Tiles at Stair Tread & Landing" Providing & Fixing Charges for of Floor Tiles at Tread & Landing Portion of Stair and Fire Slab for all levels over a bed of 35-45 mm thick cement mortar(1:4),joints filled with white cement grout pigmented to match after acid washing including all finishing & cleaning as per drawing and direction of Engineer-In-Charge.{Tiles ,Cement will be Supplied by Client} | Sq.Ft. | 0 | 32.8 | Approved
SOUTHWINDS PROJECT LLP (PHASE - III & IV) | FINISHING PHASE - IV | Flooring Work |  | WO/SP34/FW4/15 | JYOTI TILES LLP | Tiles at Stair riser & skirting | "Fixing Tiles at Stair riser & skirting" Providing & Fixing Charges for of Floor Tiles at Riser & Skirting Portion of Stair and Fire Slab for all levels over a bed of 35-45 mm thick cement mortar(1:4),joints filled with white cement grout pigmented to match after acid washing including all finishing & cleaning as per drawing and direction of Engineer-In-Charge.{Tiles ,Cement will be Supplied by Client} | Rft | 0 | 27.25 | Approved
SOUTHWINDS PROJECT LLP (PHASE - III & IV) | FINISHING PHASE - IV | Flooring Work |  | WO/SP34/FW4/15 | JYOTI TILES LLP | Tiles at Lift Facia(Typ Floor) | "Fixing of Tiles at Lift Facia(Typ Floor)" Providing & Fixing Charges of Tiles at Lift Facia for all levels over a bed of 25-45 mm thick cement mortar(1:4),after acid washing including all finishing & Cleaning,and groove making 4mm(W) x 10mm(D) and applying and filling with white cement grout upto 5mm and balance 5mm by Cement grout in Lift Facia as per drawing and direction of Engineer-In-Charge.{Tiles,Cement will be supplied by Client-Typical Floor} | Sq.Ft. | 2050.68 | 48 | Approved
SOUTHWINDS PROJECT LLP (PHASE - III & IV) | FINISHING PHASE - IV | Flooring Work |  | WO/SP34/FW4/15 | JYOTI TILES LLP | Granite at Lift Facia | Providing & Fixing Charges of Granite at Lift Facia, for all levels over a bed of 35-45 mm thick cement mortar (1:4) , joints filled with white cement grout pigmented to match after acid washing including all finishing & Cleaning as per drawing and direction of Engineer-In-Charge. Granite, Cement will be supplied by Client.-Typical Floor | Sq.Ft. | 0 | 55 | Approved
SOUTHWINDS PROJECT LLP (PHASE - III & IV) | FINISHING PHASE - IV | Flooring Work |  | WO/SP34/FW4/15 | JYOTI TILES LLP | Granite at Lift Facia - patty | Providing & Fixing Charges of Granite at Lift Facia for all levels over a bed of 25-45 mm thick cement mortar (1:4) , joints filled with white cement grout pigmented to match after acid washing including all finishing & Cleaning ,as per drawing and direction of Engineer-In-Charge. Tiles, Cement will be supplied by Client.-Ground Floor | Rft | 1088.51 | 45 | Approved
SOUTHWINDS PROJECT LLP (PHASE - III & IV) | FINISHING PHASE - IV | Flooring Work |  | WO/SP34/FW4/15 | JYOTI TILES LLP | Chamfering & Polishing | Labour Charges for Chamfering & Polishing of Lift facia for all levels as per drawing and direction of Engineer-In-Charge | Rft | 867.5 | 33 | Approved
SOUTHWINDS PROJECT LLP (PHASE - III & IV) | FINISHING PHASE - IV | Flooring Work |  | WO/SP34/FW4/15 | JYOTI TILES LLP | Vitrified Tiles at Ground Floor Lobby | Providing & Fixing Charges for of Floor Vitrified Tiles at Ground Floor Lobby over a bed of 35-45 mm thick cement mortar (1:4) , joints filled with white cement grout pigmented to match after acid washing including all finishing & Cleaning as per drawing and direction of Engineer-In-Charge. Tiles, Cement will be supplied by Client. | Sq.Ft. | 463.62 | 32.8 | Approved
SOUTHWINDS PROJECT LLP (PHASE - III & IV) | FINISHING PHASE - IV | Flooring Work |  | WO/SP34/FW4/15 | JYOTI TILES LLP | Ground Floor Lobby Wall/Dado | Providing & Fixing Charges for of Vitrified Tiles at Ground Floor Lobby Wall/Dado over a bed of 35-45 mm thick cement mortar (1:4) , joints filled with white cement grout pigmented to match after acid washing including all finishing & Cleaning as per drawing and direction of Engineer-In-Charge. Tiles, Cement will be supplied by Client. | Sq.Ft. | 1150.36 | 34 | Approved
SOUTHWINDS PROJECT LLP (PHASE - III & IV) | FINISHING PHASE - IV | Flooring Work |  | WO/SP34/FW4/15 | JYOTI TILES LLP | Wall Portion of Planter | "Fixing Tiles at "Planter Box" Providing & Fixing Charges for of Floor Tiles at Wall Portion of Planter for Gr Floor over a bed of 35-45 mm thick cement mortar(1:4),joints filled with white cement grout pigmented to match after acid washing including all finishing & cleaning as per drawing and direction of Engineer-In-Charge.{Tiles ,Cement will be Supplied by Client} | Sq.Ft. | 0 | 33 | Approved
SOUTHWINDS PROJECT LLP (PHASE - III & IV) | FINISHING PHASE - IV | Flooring Work |  | WO/SP34/FW4/15 | JYOTI TILES LLP | Tops & sides Portion of Planter | "Fixing Tiles at "Planter Box" Providing & Fixing Charges for of Floor Tiles at Tops & sides Portion of Planter for Gr Floor over a bed of 35-45 mm thick cement mortar(1:4),joints filled with white cement grout pigmented to match after acid washing including all finishing & cleaning as per drawing and direction of Engineer-In-Charge.{Tiles ,Cement will be Supplied by Client} | Rft | 0 | 27.25 | Approved
SOUTHWINDS PROJECT LLP (PHASE - III & IV) | FINISHING PHASE - IV | Flooring Work |  | WO/SP34/FW4/15 | JYOTI TILES LLP | Ground Floor Lobby | Providing & Fixing Charges of Granite Floor at Ground Floor Lobby over a bed of 35-45mm thick cement mortar (1:4) , joints filled with white cement grout pigmented to match after acid washing including all finishing & Cleaning as per drawing and direction of Engineer-In-Charge. Granite Slab , Cement will be supplied by Client. | Sq.Ft. | 225.14 | 53 | Approved
SOUTHWINDS PROJECT LLP (PHASE - III & IV) | FINISHING PHASE - IV | Flooring Work |  | WO/SP34/FW4/15 | JYOTI TILES LLP | Granite Skirting | Providing & Fixing Charges of Granite Skirting and Top at Ground Floor Lobby over a bed of 35-45mm thick cement mortar (1:4) , joints filled with white cement grout pigmented to match after acid washing including all finishing & Cleaning as per drawing and direction of Engineer-In-Charge. Granite Slab , Cement will be supplied by Client | Rft | 96.85 | 50 | Approved
SOUTHWINDS PROJECT LLP (PHASE - III & IV) | FINISHING PHASE - IV | Flooring Work |  | WO/SP34/FW4/15 | JYOTI TILES LLP | Moulding & Polishing of Granite | Labour Charges for Moulding & Polishing of Granite at Ground Floor Lobby as per drawing and direction of Engineer-In-Charge | Rft | 51.75 | 33 | Approved
SOUTHWINDS PROJECT LLP (PHASE - III & IV) | FINISHING PHASE - IV | Flooring Work |  | WO/SP34/FW4/15 | JYOTI TILES LLP | Granite Stone with adhesive at inside lift | Providing & Fixing Labour charges for Granite Stone with adhesive at inside lift floor…..EIC. Adhesive is in Contractor's scope. | Sq.Ft. | 57.84 | 54.5 | Approved
SOUTHWINDS PROJECT LLP (PHASE - III & IV) | FINISHING PHASE - IV | Flooring Work |  | WO/SP34/FW4/15 | JYOTI TILES LLP | Floor Tiles at Car Parking | Providing & Fixing Charges for of Floor Tiles at Car Parking for all levels over a bed of 35-45 mm thick cement mortar (1:4) , joints filled with white cement grout pigmented to match after acid washing including all finishing & Cleaning as per drawing and direction of Engineer-In-Charge. Tiles, Cement will be supplied by Client. | Sq.Ft. | 3406.57 | 32.8 | Approved
SOUTHWINDS PROJECT LLP (PHASE - III & IV) | FINISHING PHASE - IV | Flooring Work |  | WO/SP34/FW4/15 | JYOTI TILES LLP | Servant Toilet Floor | Providing & Fixing Charges for of Ceramic Tiles at Servant Toilet Floor for all levels over a bed of 35-45 mm thick cement mortar (1:4) , joints filled with Polymer based grout pigmented to match after acid washing including all finishing & Cleaning as per drawing and direction of Engineer-In-Charge. Tiles , Cement will be supplied by Client. | Sq.Ft. | 91.13 | 32.8 | Approved
SOUTHWINDS PROJECT LLP (PHASE - III & IV) | FINISHING PHASE - IV | Flooring Work |  | WO/SP34/FW4/15 | JYOTI TILES LLP | Servant Toilet Wall/Dado | Providing & Fixing Charges for of Ceramic Tiles at Servant Toilet Wall/Dado for all levels over a bed of 35-45 mm thick cement mortar (1:6) , joints filled with Polymer based grout pigmented to match after acid washing including all finishing & Cleaning as per drawing and direction of Engineer-In-Charge. Tiles, Cement will be supplied by Client. | Sq.Ft. | 231.22 | 34 | Approved
SOUTHWINDS PROJECT LLP (PHASE - III & IV) | FINISHING PHASE - IV | Flooring Work |  | WO/SP34/FW4/15 | JYOTI TILES LLP | Wall Tiles (Gr Floor) | Labour Charges of V-Groove making of at Wall Tiles (Gr Floor) for all levels as per drawing and direction of Engineer-In-Charge. | Rft | 69.87 | 15 | Approved
SOUTHWINDS PROJECT LLP (PHASE - III & IV) | FINISHING PHASE - IV | Flooring Work |  | WO/SP34/FW4/15 | JYOTI TILES LLP | Black Stone for Ramp patti | Providing and Labour Charges for fixing of Black Stone for Ramp patti of average over a bed of 35-45mm thick cement mortar (1:4)at Car Parking area and Handicapped Ramp area for all levels as per drawing and direction of Engineer-In-Charge. Black Stone , Cement will be supplied by Client. | Rft | 124.91 | 43 | Approved
SOUTHWINDS PROJECT LLP (PHASE - III & IV) | FINISHING PHASE - IV | Flooring Work |  | WO/SP34/FW4/15 | JYOTI TILES LLP | Chipping work in floor | Labour Charges for Chipping work in floor for fixing of Tiles, Marble and Granite for Car parking, Entrance lobby, Gr floor lobby, Ground stair area as per drawing and direction of Engineer-In-Charge. (Except Gr. Floor) | Sq.Ft. | 3958.97 | 1.75 | Approved
SOUTHWINDS PROJECT LLP (PHASE - III & IV) | FINISHING PHASE - IV | Flooring Work |  | WO/SP34/FW4/15 | JYOTI TILES LLP | SRI Tiles (300x300) at Roof | "Fixing Charges for of SRI Tiles (300x300) at Roof floor and over a bed 35-45 mm thick cement mortar (1:4) with 3mm(W) X 8mm (D) groove and filled with polymer based grout pigmented to match after acid washing including all finishing and Cleaning at all levels as per drawing and direction of Engineer-In-Charge. This rates includes Chipping (If required) Tiles, Cement will be supplied by client but subjected to reconciliation. " |  | 0 | 0 | Approved
SOUTHWINDS PROJECT LLP (PHASE - III & IV) | FINISHING PHASE - IV | Flooring Work |  | WO/SP34/FW4/15 | JYOTI TILES LLP | Tiles laying | Charges of Tiles laying including the cost of material lifting, acid wash including all finishing and Cleaning at all levels as per drawing and direction of Engineer-In-Charge. | Sq.Ft. | 4334.33 | 33.7 | Approved
SOUTHWINDS PROJECT LLP (PHASE - III & IV) | FINISHING PHASE - IV | Flooring Work |  | WO/SP34/FW4/15 | JYOTI TILES LLP | Skirting | Charges of Skirting including the cost of material lifting, acid wash including all finishing and Cleaning at all levels as per drawing and direction of Engineer-In-Charge. | Rft | 967.28 | 27.25 | Approved
SOUTHWINDS PROJECT LLP (PHASE - III & IV) | FINISHING PHASE - IV | Flooring Work |  | WO/SP34/FW4/15 | JYOTI TILES LLP | Groove making | Charges for Groove making 3mm (W) X 8mm (D) and filling with polymer based grout ( pigmented) including the cost of material at all level as per drawing & direction of Engineer-In-Charge. Grouting Chemical ( Brand : Kerakoll) Grouting Powder Fugabella 0-5 Porcelana Grouting Admixture : Fugaflex Eco | Rft | 8805.03 | 6.25 | Approved
SOUTHWINDS PROJECT LLP (PHASE - III & IV) | FINISHING PHASE - IV | Flooring Work |  | WO/SP34/FW4/15 | JYOTI TILES LLP | Chipping work | Labour Charges for Chipping work in floor and Skirting for fixing of Tiles at Roof as per drawing and direction of Engineer-In-Charge. | Sq.Ft. | 4334.33 | 1.75 | Approved
SOUTHWINDS PROJECT LLP (PHASE - III & IV) | FINISHING PHASE - IV | Flooring Work |  | WO/SP34/FW4/16 | SHAQUIB ENTERPRISES | Flooring Work | Bl-14 - Part-01 & 02 |  | 0 | 0 | Approved
SOUTHWINDS PROJECT LLP (PHASE - III & IV) | FINISHING PHASE - IV | Flooring Work |  | WO/SP34/FW4/16 | SHAQUIB ENTERPRISES | Floor Vitrified Tiles at Bed Room, Living-Dinning Room----- | Providing & Fixing Charges for of Floor Vitrified Tiles at Bed Room, Living-Dinning Room for all levels over a bed of 35-45 mm thick cement mortar (1:4) , joints filled with white cement grout pigmented to match after acid washing including all finishing & Cleaning as per drawing and direction of Engineer-In-Charge. Tiles, Cement will be supplied by Client. | Sq.Ft. | 132542.634 | 34.75 | Approved
SOUTHWINDS PROJECT LLP (PHASE - III & IV) | FINISHING PHASE - IV | Flooring Work |  | WO/SP34/FW4/16 | SHAQUIB ENTERPRISES | Floor Vitrified Tiles at Balcony----- | Providing & Fixing Charges for of Floor Vitrified Tiles at Balcony for all levels over a bed of 35-45 mm thick cement mortar (1:4) , joints filled with polymer based grout pigmented to match after acid washing including all finishing & Cleaning as per drawing and direction of Engineer-In-Charge. Tiles, Cement will be supplied by Client. | Sq.Ft. | 7212.451 | 34.75 | Approved
SOUTHWINDS PROJECT LLP (PHASE - III & IV) | FINISHING PHASE - IV | Flooring Work |  | WO/SP34/FW4/16 | SHAQUIB ENTERPRISES | Skirting/Windowsill of Bed Room, Living-Dinning Room------ | Providing & Fixing Charges for of Tiles ( Vitrified/Antiskid Ceramic) at Skirting/Windowsill of Bed Room, Living-Dinning Room for all levels over a bed of 35-45 mm thick cement mortar (1:4) , joints filled with white cement grout pigmented to match after acid washing including all finishing & Cleaning as per drawing and direction of Engineer-In-Charge. Tiles , Cement will be supplied by Client. | Rft | 40726.874 | 27.5 | Approved
SOUTHWINDS PROJECT LLP (PHASE - III & IV) | FINISHING PHASE - IV | Flooring Work |  | WO/SP34/FW4/16 | SHAQUIB ENTERPRISES | Skirting/Windowsill of Balcony & Kitchen---- | Providing & Fixing Charges for of Tiles ( Vitrified/Antiskid Ceramic) at Skirting/Windowsill of Balcony & Kitchen for all levels over a bed of 35-45 mm thick cement mortar (1:4) , joints filled with polymer based grout pigmented to match after acid washing including all finishing & Cleaning as per drawing and direction of Engineer-In-Charge. Tiles , Cement will be supplied by Client. | Rft | 12677.863 | 27.5 | Approved
SOUTHWINDS PROJECT LLP (PHASE - III & IV) | FINISHING PHASE - IV | Flooring Work |  | WO/SP34/FW4/16 | SHAQUIB ENTERPRISES | Tiles at Toilet and Kitchen----- | Providing & Fixing Charges for of Floor Antiskid Ceramic Tiles at Toilet and Kitchen for all levels over a bed of 35-45 mm thick cement mortar (1:4) , joints filled with Polymer based grout pigmented to match after acid washing including all finishing & Cleaning as per drawing and direction of Engineer-In-Charge. Tiles , Cement will be supplied by Client. | Sq.Ft. | 33647.952 | 34.75 | Approved
SOUTHWINDS PROJECT LLP (PHASE - III & IV) | FINISHING PHASE - IV | Flooring Work |  | WO/SP34/FW4/16 | SHAQUIB ENTERPRISES | Tiles at Toilet and Kitchen Wall/Dado----- | Providing & Fixing Charges for of Ceramic Tiles at Toilet and Kitchen Wall/Dado for all levels over a bed of35-45 mm thick cement mortar (1:6) , joints filled with Polymer based grout pigmented to match after acid washing including all finishing & Cleaning as per drawing and direction of Engineer-In-Charge. Tiles, Cement will be supplied by Client. | Sq.Ft. | 102618.863 | 35.75 | Approved
SOUTHWINDS PROJECT LLP (PHASE - III & IV) | FINISHING PHASE - IV | Flooring Work |  | WO/SP34/FW4/16 | SHAQUIB ENTERPRISES | Granite Slab on Counter---- | Providing & Fixing Charges for of Fixing of Granite Slab on Counter Top as per showing in the drawing & joints filled with Polymer based grout pigmented to match including TINEX,ARALDITE,OXIDE,PUTTY all finishing & Cleaning as per drawing and direction of Engineer-In-Charge. Granite Slab , Cement will be supplied by Client. | Sq.Ft. | 6011.113 | 52 | Approved
SOUTHWINDS PROJECT LLP (PHASE - III & IV) | FINISHING PHASE - IV | Flooring Work |  | WO/SP34/FW4/16 | SHAQUIB ENTERPRISES | Moulding & Polishing---- | Labour Charges for Moulding & Polishing of Counter(s) for all levels as per drawing and direction of Engineer-In-Charge | Rft | 2631.97 | 33 | Approved
SOUTHWINDS PROJECT LLP (PHASE - III & IV) | FINISHING PHASE - IV | Flooring Work |  | WO/SP34/FW4/16 | SHAQUIB ENTERPRISES | Granite Patty----- | Providing & Fixing Charges of Granite Patty at Kitchen Counter Over a bed of 35-40 mm thick cement mortar(1:4),joints filled with Polymer based grout pigmented to match after acid washing including all finishing & cleaning as per Cleaning as per drawing and direction of Engineer-In-Charge.{Granite,Cement will be supplied by Client} | Rft | 4166.223 | 49.55 | Approved
SOUTHWINDS PROJECT LLP (PHASE - III & IV) | FINISHING PHASE - IV | Flooring Work |  | WO/SP34/FW4/16 | SHAQUIB ENTERPRISES | Black Stone for support & partition---- | "Fixing of Black stone at support & partition of Granite counter" Providing & Fixing charges for of Fixing of Black Stone for support & partition of Granite Counter Top at Kitchen including skirting at partition wall and brick wall cutting for groove making for all levels as per drawing and direction of Engineer-In-Charge.{Black stone,cement will be supplied by Client} | Sq.Ft. | 13537.448 | 42 | Approved
SOUTHWINDS PROJECT LLP (PHASE - III & IV) | FINISHING PHASE - IV | Flooring Work |  | WO/SP34/FW4/16 | SHAQUIB ENTERPRISES | supply of sand----- | Charges for supply of sand to be used in mortar (1:4) for fixing of two adjacent Black Stone/Kadappa Stones to act as single partition beneath the Kitchen Counter. The mortar thickness shall be of 10 mm to 12 mm thk.. | Sq.Ft. | 3972.226 | 6.25 | Approved
SOUTHWINDS PROJECT LLP (PHASE - III & IV) | FINISHING PHASE - IV | Flooring Work |  | WO/SP34/FW4/16 | SHAQUIB ENTERPRISES | V-Groove making---- | Labour Charges of V-Groove making of at Wall Tiles (Typ Floor) for all levels as per drawing and direction of Engineer-In-Charge. | Rft | 11007.155 | 15 | Approved
SOUTHWINDS PROJECT LLP (PHASE - III & IV) | FINISHING PHASE - IV | Flooring Work |  | WO/SP34/FW4/16 | SHAQUIB ENTERPRISES | Vitrified Tiles at lobby---- | Providing & Fixing Charges for Fixing of Floor Vitrified Tiles at lobby area for all levels over a bed of 35-45 mm thick cement mortar (1:4) , joints filled with white cement grout pigmented to match after acid washing including all finishing & Cleaning as per drawing and direction of Engineer-In-Charge. Tiles , Cement will be supplied by Client. | Sq.Ft. | 22022.046 | 34.75 | Approved
SOUTHWINDS PROJECT LLP (PHASE - III & IV) | FINISHING PHASE - IV | Flooring Work |  | WO/SP34/FW4/16 | SHAQUIB ENTERPRISES | Skirting of lobby---- | Providing & Fixing Charges of Floor Vitrified Tiles at Skirting of lobby area for all levels over a bed of 35-45 mm thick cement mortar (1:4) , joints filled with white cement grout pigmented to match after acid washing including all finishing & Cleaning as per drawing and direction of Engineer-In-Charge. Tiles, Cement will be supplied by Client. | Rft | 6916.241 | 27.5 | Approved
SOUTHWINDS PROJECT LLP (PHASE - III & IV) | FINISHING PHASE - IV | Flooring Work |  | WO/SP34/FW4/16 | SHAQUIB ENTERPRISES | Chipping work in floor- | Labour Charges for Chipping work in floor for fixing of Tiles, Marble and Granite at all levels as per drawing and direction of Engineer-In-Charge. | Sq.Ft. | 174302.195 | 1.5 | Approved
SOUTHWINDS PROJECT LLP (PHASE - III & IV) | FINISHING PHASE - IV | Flooring Work |  | WO/SP34/FW4/16 | SHAQUIB ENTERPRISES | Sink Cutting at kitchen & Gas Hole Cutting- | "Sink Cutting at kitchen & Gas Hole Cutting at Kitchen Slab" Charges for Sink & Gas Hole Cutting Granite counter Top as per Drawing & Direction of EIC. | Nos | 230 | 325 | Approved
SOUTHWINDS PROJECT LLP (PHASE - III & IV) | FINISHING PHASE - IV | Flooring Work |  | WO/SP34/FW4/16 | SHAQUIB ENTERPRISES | Screed Conc- | "Screed Conc.At Toilet,Kitchen & Balcony(50mm-60mm)" Providing and Fixing charges for Laying of 1:3:6 rough casting over the waterproofing coating,thickness varies from 50mm to 60mm on the floor of Toilet,Kitchen,Balcony at all levels including curing in all respect,all lead and lift of the material as per drawing and direction of Engineer-In-Charge. {Cement will be supplied by client,but subjected to reconciliation} | Sq.Ft. | 34578.12 | 49.25 | Approved
SOUTHWINDS PROJECT LLP (PHASE - III & IV) | FINISHING PHASE - IV | Flooring Work |  | WO/SP34/FW4/16 | SHAQUIB ENTERPRISES | Tiles at Stair Tread & Landing- | "Fixing Tiles at Stair Tread & Landing" Providing & Fixing Charges for of Floor Tiles at Tread & Landing Portion of Stair and Fire Slab for all levels over a bed of 35-45 mm thick cement mortar(1:4),joints filled with white cement grout pigmented to match after acid washing including all finishing & cleaning as per drawing and direction of Engineer-In-Charge.{Tiles ,Cement will be Supplied by Client} | Sq.Ft. | 0 | 34.75 | Approved
SOUTHWINDS PROJECT LLP (PHASE - III & IV) | FINISHING PHASE - IV | Flooring Work |  | WO/SP34/FW4/16 | SHAQUIB ENTERPRISES | Tiles at Stair riser & skirting- | "Fixing Tiles at Stair riser & skirting" Providing & Fixing Charges for of Floor Tiles at Riser & Skirting Portion of Stair and Fire Slab for all levels over a bed of 35-45 mm thick cement mortar(1:4),joints filled with white cement grout pigmented to match after acid washing including all finishing & cleaning as per drawing and direction of Engineer-In-Charge.{Tiles ,Cement will be Supplied by Client} | Rft | 0 | 27 | Approved
SOUTHWINDS PROJECT LLP (PHASE - III & IV) | FINISHING PHASE - IV | Flooring Work |  | WO/SP34/FW4/16 | SHAQUIB ENTERPRISES | Tiles at Lift Facia(Typ Floor)- | "Fixing of Tiles at Lift Facia(Typ Floor)" Providing & Fixing Charges of Tiles at Lift Facia for all levels over a bed of 25-45 mm thick cement mortar(1:4),after acid washing including all finishing & Cleaning,and groove making 4mm(W) x 10mm(D) and applying and filling with white cement grout upto 5mm and balance 5mm by Cement grout in Lift Facia as per drawing and direction of Engineer-In-Charge.{Tiles,Cement will be supplied by Client-Typical Floor} | Sq.Ft. | 4212.556 | 50.75 | Approved
SOUTHWINDS PROJECT LLP (PHASE - III & IV) | FINISHING PHASE - IV | Flooring Work |  | WO/SP34/FW4/16 | SHAQUIB ENTERPRISES | Granite at Lift Facia- | Providing & Fixing Charges of Granite at Lift Facia, for all levels over a bed of 35-45 mm thick cement mortar (1:4) , joints filled with white cement grout pigmented to match after acid washing including all finishing & Cleaning as per drawing and direction of Engineer-In-Charge. Granite, Cement will be supplied by Client.-Typical Floor | Sq.Ft. | 168.047 | 58.25 | Approved
SOUTHWINDS PROJECT LLP (PHASE - III & IV) | FINISHING PHASE - IV | Flooring Work |  | WO/SP34/FW4/16 | SHAQUIB ENTERPRISES | Granite at Lift Facia - patty- | Providing & Fixing Charges of Granite at Lift Facia for all levels over a bed of 25-45 mm thick cement mortar (1:4) , joints filled with white cement grout pigmented to match after acid washing including all finishing & Cleaning ,as per drawing and direction of Engineer-In-Charge. Tiles, Cement will be supplied by Client.-Ground Floor | Rft | 2019.168 | 50.3 | Approved
SOUTHWINDS PROJECT LLP (PHASE - III & IV) | FINISHING PHASE - IV | Flooring Work |  | WO/SP34/FW4/16 | SHAQUIB ENTERPRISES | Chamfering & Polishing- | Labour Charges for Chamfering & Polishing of Lift facia for all levels as per drawing and direction of Engineer-In-Charge | Rft | 1718.064 | 33 | Approved
SOUTHWINDS PROJECT LLP (PHASE - III & IV) | FINISHING PHASE - IV | Flooring Work |  | WO/SP34/FW4/16 | SHAQUIB ENTERPRISES | Vitrified Tiles at Ground Floor Lobby- | Providing & Fixing Charges for of Floor Vitrified Tiles at Ground Floor Lobby over a bed of 35-45 mm thick cement mortar (1:4) , joints filled with white cement grout pigmented to match after acid washing including all finishing & Cleaning as per drawing and direction of Engineer-In-Charge. Tiles, Cement will be supplied by Client. | Sq.Ft. | 898.729 | 34.75 | Approved
SOUTHWINDS PROJECT LLP (PHASE - III & IV) | FINISHING PHASE - IV | Flooring Work |  | WO/SP34/FW4/16 | SHAQUIB ENTERPRISES | Ground Floor Lobby Wall/Dado- | Providing & Fixing Charges for of Vitrified Tiles at Ground Floor Lobby Wall/Dado over a bed of 35-45 mm thick cement mortar (1:4) , joints filled with white cement grout pigmented to match after acid washing including all finishing & Cleaning as per drawing and direction of Engineer-In-Charge. Tiles, Cement will be supplied by Client. | Sq.Ft. | 1847.275 | 35.25 | Approved
SOUTHWINDS PROJECT LLP (PHASE - III & IV) | FINISHING PHASE - IV | Flooring Work |  | WO/SP34/FW4/16 | SHAQUIB ENTERPRISES | Wall Portion of Planter- | "Fixing Tiles at "Planter Box" Providing & Fixing Charges for of Floor Tiles at Wall Portion of Planter for Gr Floor over a bed of 35-45 mm thick cement mortar(1:4),joints filled with white cement grout pigmented to match after acid washing including all finishing & cleaning as per drawing and direction of Engineer-In-Charge.{Tiles ,Cement will be Supplied by Client} | Sq.Ft. | 0 | 33.25 | Approved
SOUTHWINDS PROJECT LLP (PHASE - III & IV) | FINISHING PHASE - IV | Flooring Work |  | WO/SP34/FW4/16 | SHAQUIB ENTERPRISES | Tops & sides Portion of Planter- | "Fixing Tiles at "Planter Box" Providing & Fixing Charges for of Floor Tiles at Tops & sides Portion of Planter for Gr Floor over a bed of 35-45 mm thick cement mortar(1:4),joints filled with white cement grout pigmented to match after acid washing including all finishing & cleaning as per drawing and direction of Engineer-In-Charge.{Tiles ,Cement will be Supplied by Client} | Rft | 0 | 26 | Approved
SOUTHWINDS PROJECT LLP (PHASE - III & IV) | FINISHING PHASE - IV | Flooring Work |  | WO/SP34/FW4/16 | SHAQUIB ENTERPRISES | Ground Floor Lobby- | Providing & Fixing Charges of Granite Floor at Ground Floor Lobby over a bed of 35-45mm thick cement mortar (1:4) , joints filled with white cement grout pigmented to match after acid washing including all finishing & Cleaning as per drawing and direction of Engineer-In-Charge. Granite Slab , Cement will be supplied by Client. | Sq.Ft. | 501.689 | 57 | Approved
SOUTHWINDS PROJECT LLP (PHASE - III & IV) | FINISHING PHASE - IV | Flooring Work |  | WO/SP34/FW4/16 | SHAQUIB ENTERPRISES | Granite Skirting- | Providing & Fixing Charges of Granite Skirting and Top at Ground Floor Lobby over a bed of 35-45mm thick cement mortar (1:4) , joints filled with white cement grout pigmented to match after acid washing including all finishing & Cleaning as per drawing and direction of Engineer-In-Charge. Granite Slab , Cement will be supplied by Client | Rft | 403.341 | 50.3 | Approved
SOUTHWINDS PROJECT LLP (PHASE - III & IV) | FINISHING PHASE - IV | Flooring Work |  | WO/SP34/FW4/16 | SHAQUIB ENTERPRISES | Moulding & Polishing of Granite- | Labour Charges for Moulding & Polishing of Granite at Ground Floor Lobby as per drawing and direction of Engineer-In-Charge | Rft | 159.703 | 33 | Approved
SOUTHWINDS PROJECT LLP (PHASE - III & IV) | FINISHING PHASE - IV | Flooring Work |  | WO/SP34/FW4/16 | SHAQUIB ENTERPRISES | Granite Stone with adhesive at inside lift- | Providing & Fixing Labour charges for Granite Stone with adhesive at inside lift floor…..EIC. Adhesive is in Contractor's scope. | Sq.Ft. | 126.477 | 53 | Approved
SOUTHWINDS PROJECT LLP (PHASE - III & IV) | FINISHING PHASE - IV | Flooring Work |  | WO/SP34/FW4/16 | SHAQUIB ENTERPRISES | Floor Tiles at Car Parking- | Providing & Fixing Charges for of Floor Tiles at Car Parking for all levels over a bed of 35-45 mm thick cement mortar (1:4) , joints filled with white cement grout pigmented to match after acid washing including all finishing & Cleaning as per drawing and direction of Engineer-In-Charge. Tiles, Cement will be supplied by Client. | Sq.Ft. | 8411.356 | 33.75 | Approved
SOUTHWINDS PROJECT LLP (PHASE - III & IV) | FINISHING PHASE - IV | Flooring Work |  | WO/SP34/FW4/16 | SHAQUIB ENTERPRISES | Servant Toilet Floor- | Providing & Fixing Charges for of Ceramic Tiles at Servant Toilet Floor for all levels over a bed of 35-45 mm thick cement mortar (1:4) , joints filled with Polymer based grout pigmented to match after acid washing including all finishing & Cleaning as per drawing and direction of Engineer-In-Charge. Tiles , Cement will be supplied by Client. | Sq.Ft. | 195.464 | 34.75 | Approved
SOUTHWINDS PROJECT LLP (PHASE - III & IV) | FINISHING PHASE - IV | Flooring Work |  | WO/SP34/FW4/16 | SHAQUIB ENTERPRISES | Servant Toilet Wall/Dado- | Providing & Fixing Charges for of Ceramic Tiles at Servant Toilet Wall/Dado for all levels over a bed of 35-45 mm thick cement mortar (1:6) , joints filled with Polymer based grout pigmented to match after acid washing including all finishing & Cleaning as per drawing and direction of Engineer-In-Charge. Tiles, Cement will be supplied by Client. | Sq.Ft. | 484.509 | 35.75 | Approved
SOUTHWINDS PROJECT LLP (PHASE - III & IV) | FINISHING PHASE - IV | Flooring Work |  | WO/SP34/FW4/16 | SHAQUIB ENTERPRISES | Wall Tiles (Gr Floor)- | Labour Charges of V-Groove making of at Wall Tiles (Gr Floor) for all levels as per drawing and direction of Engineer-In-Charge. | Rft | 448.77 | 15 | Approved
SOUTHWINDS PROJECT LLP (PHASE - III & IV) | FINISHING PHASE - IV | Flooring Work |  | WO/SP34/FW4/16 | SHAQUIB ENTERPRISES | Black Stone for Ramp patti- | Providing and Labour Charges for fixing of Black Stone for Ramp patti of average over a bed of 35-45mm thick cement mortar (1:4)at Car Parking area and Handicapped Ramp area for all levels as per drawing and direction of Engineer-In-Charge. Black Stone , Cement will be supplied by Client. | Rft | 435.387 | 43 | Approved
SOUTHWINDS PROJECT LLP (PHASE - III & IV) | FINISHING PHASE - IV | Flooring Work |  | WO/SP34/FW4/16 | SHAQUIB ENTERPRISES | Granite for Ramp patti- | Providing and Labour Charges for fixing of Granite for Ramp patti of average over a bed of 35-45mm thick cement mortar (1:4)at Handicapped Ramp area for all levels as per drawing and direction of Engineer-In-Charge. Black Stone , Cement will be supplied by Client. | Rft | 341.645 | 49.3 | Approved
SOUTHWINDS PROJECT LLP (PHASE - III & IV) | FINISHING PHASE - IV | Flooring Work |  | WO/SP34/FW4/16 | SHAQUIB ENTERPRISES | chamfering & Polishing of Granite for Ramp patti- | Labour Charges for chamfering & Polishing of Granite for Ramp patti for Handicapped Ramp area as per drawing and direction of Engineer-In-Charge | Rft | 659.608 | 33 | Approved
SOUTHWINDS PROJECT LLP (PHASE - III & IV) | FINISHING PHASE - IV | Flooring Work |  | WO/SP34/FW4/16 | SHAQUIB ENTERPRISES | Chipping work in floor- | Labour Charges for Chipping work in floor for fixing of Tiles, Marble and Granite for Car parking, Entrance lobby, Gr floor lobby, Ground stair area as per drawing and direction of Engineer-In-Charge. (Except Gr. Floor) | Sq.Ft. | 9811.774 | 1.5 | Approved
SOUTHWINDS PROJECT LLP (PHASE - III & IV) | FINISHING PHASE - IV | Flooring Work |  | WO/SP34/FW4/16 | SHAQUIB ENTERPRISES | SRI Tiles (300x300).... | "Fixing Charges for of SRI Tiles (300x300) at Roof floor and over a bed 35-45 mm thick cement mortar (1:4) with 3mm(W) X 8mm (D) groove and filled with polymer based grout pigmented to match after acid washing including all finishing and Cleaning at all levels as per drawing and direction of Engineer-In-Charge. This rates includes Chipping (If required) Tiles, Cement will be supplied by client but subjected to reconciliation. " |  | 0 | 0 | Approved
SOUTHWINDS PROJECT LLP (PHASE - III & IV) | FINISHING PHASE - IV | Flooring Work |  | WO/SP34/FW4/16 | SHAQUIB ENTERPRISES | Tiles laying- | Charges of Tiles laying including the cost of material lifting, acid wash including all finishing and Cleaning at all levels as per drawing and direction of Engineer-In-Charge. | Sq.Ft. | 11857.182 | 32.75 | Approved
SOUTHWINDS PROJECT LLP (PHASE - III & IV) | FINISHING PHASE - IV | Flooring Work |  | WO/SP34/FW4/16 | SHAQUIB ENTERPRISES | Skirting - | Charges of Skirting including the cost of material lifting, acid wash including all finishing and Cleaning at all levels as per drawing and direction of Engineer-In-Charge. | Rft | 2040.422 | 27.75 | Approved
SOUTHWINDS PROJECT LLP (PHASE - III & IV) | FINISHING PHASE - IV | Flooring Work |  | WO/SP34/FW4/16 | SHAQUIB ENTERPRISES | polymer based grout- | Charges for Groove making 3mm (W) X 8mm (D) and filling with polymer based grout ( pigmented) including the cost of material at all level as per drawing & direction of Engineer-In-Charge. Grouting Chemical ( Brand : Kerakoll) Grouting Powder Fugabella 0-5 Porcelana Grouting Admixture : Fugaflex Eco | Rft | 31986.74 | 6 | Approved
SOUTHWINDS PROJECT LLP (PHASE - III & IV) | FINISHING PHASE - IV | Flooring Work |  | WO/SP34/FW4/16 | SHAQUIB ENTERPRISES | Chipping work- | Labour Charges for Chipping work in floor and Skirting for fixing of Tiles at Roof as per drawing and direction of Engineer-In-Charge. | Sq.Ft. | 11964.294 | 1.5 | Approved
SOUTHWINDS PROJECT LLP (PHASE - III & IV) | COMMON INFRASTRUCTURE - PHASE III & IV | Consultancy Charges | OTHER CONSLUTANTS | WO/SP34/CI34/51 | OMEGALAB TESTING SERVICES PRIVATE LIMITED | Soil Compaction Test-1 | Soil Compaction Test-1 |  | 0 | 0 | Approved
SOUTHWINDS PROJECT LLP (PHASE - III & IV) | COMMON INFRASTRUCTURE - PHASE III & IV | Consultancy Charges | OTHER CONSLUTANTS | WO/SP34/CI34/51 | OMEGALAB TESTING SERVICES PRIVATE LIMITED | Soil Field Compaction | Consultancy Charges for testing of Soil Field Compaction (By Core Cutter Method) as per direction of EIC Up to 06 Nos | Set | 1 | 6000 | Approved
SOUTHWINDS PROJECT LLP (PHASE - III & IV) | COMMON INFRASTRUCTURE - PHASE III & IV | Consultancy Charges | OTHER CONSLUTANTS | WO/SP34/CI34/51 | OMEGALAB TESTING SERVICES PRIVATE LIMITED | Soil Standard Proctor Test | Consultancy Charges for Soil Standard Proctor Test as per direction by EIC . | Nos | 1 | 1250 | Approved
SOUTHWINDS PROJECT LLP (PHASE - III & IV) | COMMON INFRASTRUCTURE - PHASE III & IV | Consultancy Charges | OTHER CONSLUTANTS | WO/SP34/CI34/51 | OMEGALAB TESTING SERVICES PRIVATE LIMITED | Conveyance Charges | Conveyance Charges for Sample Collection from Site | Trip | 1 | 500 | Approved
Primarc Chambers | BLOCK | Internal Painting |  |  |  | Shaft paint | Providing and applying of two coats of cement based paint ( shaft 1 to 21) at all level including Rub down, clean and filled with approve filler material with necessary tools, tackles & scaffolding if required at all levels as per Engineer-in-Charge. Location- 6TH FLOOR TO 14TH FLOOR | Sq.Ft. |  |  | Approved
Primarc Chambers | BLOCK | Internal Painting |  |  |  | Lift Shaft Paint | Providing and applying of two coats of cement based paint ( 3 nos Passenger lift & 1 nos Service Lift ) at all level including Rub down, clean and filled with approve filler material with necessay tools, tackles & scaffolding if required at all levels as per Engineer-in-Charge. Location- Gr FLOOR TO 15TH FLOOR | Sq.Ft. |  |  | Approved
Primarc Chambers | BLOCK | Painting | Internal Painting | WO/PCH/PC01/37 | GAZI PAINTS PRIVATE LIMITED | Shaft paint | Providing and applying of two coats of cement based paint ( shaft 1 to 21) at all level including Rub down, clean and filled with approve filler material with necessary tools, tackles & scaffolding if required at all levels as per Engineer-in-Charge. Location- 6TH FLOOR TO 14TH FLOOR | Sq.Ft. | 30503 | 4.4 | Approved
Primarc Chambers | BLOCK | Painting | Internal Painting | WO/PCH/PC01/37 | GAZI PAINTS PRIVATE LIMITED | Lift Shaft Paint | Providing and applying of two coats of cement based paint ( 3 nos Passenger lift & 1 nos Service Lift ) at all level including Rub down, clean and filled with approve filler material with necessay tools, tackles & scaffolding if required at all levels as per Engineer-in-Charge. Location- Gr FLOOR TO 15TH FLOOR | Sq.Ft. | 23218.5 | 4.4 | Approved
Primarc Chambers | BLOCK | Civil | Sub & Super Structure Work | WO/PCH/PC01/5 | RAJ TRIMURTI INFRAPROJECT PVT. LTD. | construction joint above Plinth level before the fresh concreting is done | All charges for doing treatment of construction joint above Plinth level before the fresh concreting is done by properly cleaning the joint, cutting it vertical and applying bonding agent as per manufacturers specifications and detail given below (provision of construction joint shall be as per drawing and direction of Engineer-in-Charge: c)If the joint is more than the 15 days old Epoxy based bonding agent to be applied | RMT | 446 | 267 | Approved
Primarc Chambers | BLOCK | Civil | Sub & Super Structure Work | WO/PCH/PC01/5 | RAJ TRIMURTI INFRAPROJECT PVT. LTD. | PT Beam staging work, (At Outside for stressing at tendons) | All Charges for PT Beam staging work, (At Outside for stressing at tendons) including hire charges of staging material, labour, fixing and de-mobilization of staging materials etc. all complete and including lifting & shifting at any level as per drawing, specification and direction of EIC.(At all floor level) | Cum. | 1671.2 | 133.5 | Approved
Primarc Chambers | BLOCK | Civil | Sub & Super Structure Work | WO/PCH/PC01/5 | RAJ TRIMURTI INFRAPROJECT PVT. LTD. | Fixing of Reinforcement by Welding at PT Beam to rest tendons in proper profile | Charges for Fixing of Reinforcement by Welding at PT Beam to rest tendons in proper profile, including welding Set, Welding Rod and other tools and tackles as per direction of Engineer-in-Charge. (At all floor level) | Nos | 2549 | 3.5 | Approved
Primarc Chambers | BLOCK | Civil | Sub & Super Structure Work | WO/PCH/PC01/5 | RAJ TRIMURTI INFRAPROJECT PVT. LTD. | Additional charges for PT beam Stirrups making | Additional charges for PT beam Stirrups making of 16 mm dia rebar at all levels as per drawing and direction of Engineer-in-Charge | Nos | 9960 | 7 | Approved
Primarc Chambers | BLOCK | Civil | Sub & Super Structure Work | WO/PCH/PC01/5 | RAJ TRIMURTI INFRAPROJECT PVT. LTD. | Charges for providing & laying of P.C.C (1:3:6) by site mix concrete | Charges for providing & laying of P.C.C (1:3:6) by site mix concrete with 20 mm and down size, screened and washed well graded stone chips excluding shuttering, consolidation complete in all respect as per drawing, specification and direction of EIC. (Cement will be supplied by client, but subjected to reconciliation). (Location-Foundation work ) | Cum. | 28.629 | 5073 | Approved
Primarc Chambers | BLOCK | Civil | Sub & Super Structure Work | WO/PCH/PC01/5 | RAJ TRIMURTI INFRAPROJECT PVT. LTD. | Additional Hire and Labour charges for (including lifting & shifting) | Additional Hire and Labour charges for (including lifting & shifting) shuttering with centering and necessary staging up to necessary height using approved stout props,approved thick quality of M.S board shuttering for curved shape column,fixing and striking out after completion of works at any floor level and complete as per drawing, specification and direction of EIC (Complete at all Floor Level) | Lump Sum | 1 | 151300 | Approved
Primarc Chambers | BLOCK | Civil | Sub & Super Structure Work | WO/PCH/PC01/5 | RAJ TRIMURTI INFRAPROJECT PVT. LTD. | Supplying and Laying of 250 micron polythene sheet | Supplying and Laying of 250 micron polythene sheet below PCC at sub-structure as per drawing and direction of Engineer-in-Charge. | Sq.Mtr. | 125.3 | 22 | Approved
Primarc Chambers | BLOCK | Civil | Sub & Super Structure Work | WO/PCH/PC01/5 | RAJ TRIMURTI INFRAPROJECT PVT. LTD. | 200 mm thick Block work. Labour Charges for (including lifting & shifting) laying & Fixing of 200 /250 mm thick brick work (AAC blocks) | 200 mm thick Block work. Labour Charges for (including lifting & shifting) laying & Fixing of 200 /250 mm thick brick work (AAC blocks) by Adhesive for walls of specified thickness including the cost of all material, labour, tools, tackles, Adhesive, necessary chipping, hacking, scaffolding, curing etc. complete as per Technical specification, drawing and direction of Engineer-in-Charge (from +150 &+300 Lvl. to plinth level). (Adhesive supplied by Contractor). | Cum. | 0 | 5785 | Approved
Primarc Chambers | BLOCK | Civil | Sub & Super Structure Work | WO/PCH/PC01/5 | RAJ TRIMURTI INFRAPROJECT PVT. LTD. | Extra Staging work in inside for PT beam support | Extra Staging work in inside for PT beam support | Cum. | 4847.3 | 107 | Approved
Primarc Chambers | BLOCK | Civil | Sub & Super Structure Work | WO/PCH/PC01/5 | RAJ TRIMURTI INFRAPROJECT PVT. LTD. | Labour Chages for placing of the fire sleeves in different location | Labour Chages for placing of the fire sleeves in different location in line & level with welding with reinforcement by small pes of rebar. After casting / deshuttering cleaning the pipes by Chipper and complete all as per drawing, specification and direction of EIC (Rate including of all dia and length) | Nos | 414 | 205 | Approved
Primarc Chambers | BLOCK | Civil | Sub & Super Structure Work | WO/PCH/PC01/5 | RAJ TRIMURTI INFRAPROJECT PVT. LTD. | Labour Chages for braket fixing work | Labour Chages for braket fixing work as per drawing, specification and direction of EIC | Nos | 110 | 178 | Approved
Primarc Chambers | BLOCK | Civil | Sub & Super Structure Work | WO/PCH/PC01/5 | RAJ TRIMURTI INFRAPROJECT PVT. LTD. | Providing and fixing of R.C.C finch wall for evelvation work | Providing and fixing of R.C.C finch wall for evelvation work at any level (Cement & Reinforcement shall be provided by client, but subjected to reconciliation. | RMT | 2063.25 | 1513 | Approved
Primarc Chambers | BLOCK | Civil | Sub & Super Structure Work | WO/PCH/PC01/5 | RAJ TRIMURTI INFRAPROJECT PVT. LTD. | Providing & fixing of RCC band (125X125) for 125 mm for Brick work by AAC block | Providing & fixing of RCC band (125X125) for 125 mm for Brick work by AAC block at any level. (Cement & Reinforcement shall be provided by client, but subject to reconciliation) | RMT | 2183.86 | 265 | Approved
Primarc Chambers | BLOCK | Civil | Sub & Super Structure Work | WO/PCH/PC01/5 | RAJ TRIMURTI INFRAPROJECT PVT. LTD. | Providing & fixing of RCC band (200X200) for 200 mm for Brick work by AAC block | Providing & fixing of RCC band (200X200) for 200 mm for Brick work by AAC block at any level. (Cement & Reinforcement shall be provided by client, but subject to reconciliation) | RMT | 1314.38 | 477 | Approved
Primarc Chambers | BLOCK | Civil | Sub & Super Structure Work | WO/PCH/PC01/5 | RAJ TRIMURTI INFRAPROJECT PVT. LTD. | Providing & fixing of RCC Post (125X200) for 125 mm for Brick work by AAC block | Providing & fixing of RCC Post (125X200) for 125 mm for Brick work by AAC block at any level. (Cement & Reinforcement shall be provided by client, but subject to reconciliation) | RMT | 3795.05 | 399 | Approved
Primarc Chambers | BLOCK | Civil | Sub & Super Structure Work | WO/PCH/PC01/5 | RAJ TRIMURTI INFRAPROJECT PVT. LTD. | Providing & fixing of RCC Post (200X200) for 200 mm for Brick work by AAC block | Providing & fixing of RCC Post (200X200) for 200 mm for Brick work by AAC block at any level. (Cement & Reinforcement shall be provided by client, but subject to reconciliation) | RMT | 1062 | 463.7 | Approved
Primarc Chambers | BLOCK | Civil | Sub & Super Structure Work | WO/PCH/PC01/5 | RAJ TRIMURTI INFRAPROJECT PVT. LTD. | Providing & fixing of RCC Lintel (125X125) for 125 mm for Brick work by AAC block | Providing & fixing of RCC Lintel (125X125) for 125 mm for Brick work by AAC block at any level. (Cement & Reinforcement shall be provided by client, but subject to reconciliation) | RMT | 2624.67 | 344.5 | Approved
Primarc Chambers | BLOCK | Civil | Sub & Super Structure Work | WO/PCH/PC01/5 | RAJ TRIMURTI INFRAPROJECT PVT. LTD. | Providing & fixing of RCC Lintel (200X200) for 200 mm for Brick work by AAC block | Providing & fixing of RCC Lintel (200X200) for 200 mm for Brick work by AAC block at any level. (Cement & Reinforcement shall be provided by client, but subject to reconciliation) | RMT | 1123.23 | 560 | Approved
The Soul, Rajarhat | MARKETING | AMC and Services |  |  |  | Annual Maintainace Contract for Automatic Door | Charges of Annual Maintenance Contract For Automatic Sliding Door Operator ES200 Easy as per direction of EIC. Contract Period 20.11.2023-19.11.2023 | Nos |  |  | Approved
The Soul, Rajarhat | MARKETING | Annual Maintenance Contract |  | WO/HR01/MKT01/143 | Dormakaba India Pvt Ltd | Annual Maintainace Contract for Automatic Door | Charges of Annual Maintenance Contract for Automatic Sliding Door Operator ES200 Easy. as per direction of EIC. Scope: - Annually Four Preventive maintenance service and unlimited breakdown visit. Contract Period 20.11.2023-19.11.2024 | Nos | 1 | 15000 | Amended & Approved
The Ramdulari | BLOCK | POP/PUTTY Work |  | WO/RP/RP02/29 | Buildon Plasters Private Limited | Gypsum & putty | Gypsum plaster (wall) & Gypsum-putty (Ceiling) application at second floor as per BOQ & direction of EIC. |  | 0 | 0 | Approved
The Ramdulari | BLOCK | POP/PUTTY Work |  | WO/RP/RP02/29 | Buildon Plasters Private Limited | Ceiling | Charges for Providing and Applying Gypsum & putty with 5 mm - 6 mm thickness to the ceiling ( on concrete surface ) including lifting, Scaffolding, preparing the surface, necessary hacking , grinding etc. all complete at all level as per drawing and direction of Engineer-in-Charge. Brand of Gypsum: Buildon Gypsum Brand of Putty: Asian / Berger /JK/ Birla White | Sq.Ft. | 3027 | 10.5 | Approved
The Ramdulari | BLOCK | POP/PUTTY Work |  | WO/RP/RP02/29 | Buildon Plasters Private Limited | Wall | Charges for application of Gypsum Plaster on wall Surfaces between 10mm to 12mm thickness. Finish will be line, level and plumb on Surface including all lifting, Scaffolding, preparing the surface, necessary hacking , grinding , supply & application of fibre mesh etc. all complete at all level as per drawing and direction of Engineer-in-Charge. Brand of Gypsum: Buildon Gypsum | Sq.Ft. | 7992 | 11 | Approved
The Soul, Rajarhat | COMMON INFRASTRUCTURE | Flooring Work |  | WO/HR01/CIH01/105 | A.M. Enterprise | Misc Flooring Work as per BOQ & dirction of EIC | Misc Flooring Work as per BOQ & dirction of EIC |  | 0 | 0 | Approved
The Soul, Rajarhat | COMMON INFRASTRUCTURE | Flooring Work |  | WO/HR01/CIH01/105 | A.M. Enterprise | Granite patty / strip / sill | "Fixing charges of Granite patty / strip / sill (shade as approved) in any level over 20-30mm thick cement mortar (1:4) / Adhesive (Laticrete @252 / Similar Material as approved) with necessary chipping of surface, laid to proper line, level & slope with proper curing as per direction, joint filled with cement mixed pigment matched with shade, all finishing & cleaning all complete as per drawing, direction of Engineer-in-charge / Architect. (Only cement, Granite, will be supplied by the Client but subject to reconciliation. Material requisiton to be submitted by the contractor. Shifting & lifting of all materials & machineries and scaffolding (if required) are in contractor's scope). Location:-Gazibo,Entrance Circular Planter Top | Rft | 725 | 36 | Approved
The Soul, Rajarhat | COMMON INFRASTRUCTURE | Flooring Work |  | WO/HR01/CIH01/105 | A.M. Enterprise | Granite Flooring | Fixing charges of Granite stone (shade as approved) at Tread and Landing portion of Stair by cutting the edge nosing in uniform thickness in any level over a bed of 30-40mm thick cement mortar (1:4) with necessary chipping of surface, laid to proper line, level & slope with proper curing as per direction, joint filled with cement mixed pigment matched with shade including all finishing & cleaning all complete as per drawing, direction of Engineer-in-charge / Architect.. (Only cement, Granite, will be supplied by the Client but subject to reconciliation. Material requisiton to be submitted by the contractor. Shifting & lifting of all materials & machineries and scaffolding (if required) are in contractor's scope)." Location Gazibo | Sq.Ft. | 102.5 | 42 | Approved
The Soul, Rajarhat | COMMON INFRASTRUCTURE | Flooring Work |  | WO/HR01/CIH01/105 | A.M. Enterprise | Molding at tread in stair (Granite) | Molding at tread in stair (Granite) | Rft | 128.5 | 33 | Approved
The Soul, Rajarhat | COMMON INFRASTRUCTURE | Flooring Work |  | WO/HR01/CIH01/105 | A.M. Enterprise | Kota Patty | " Kota Skirting/ Riser/ PattyFlooring Kota stone Fixing with polishing Fixing charges of Kota Stone for all levels over a bed of 20-30 mm thick cement mortar (1:4) joints filled with white cement slurry pigmented to match including polishing of Kota Stone in all levels with 3 types of carborundum stone cutting, all finishing & Cleanning as per drawing and direction of Engineer-In-Charge. (Only Kota & Cement will be supplied by the Client but subject to reconciliation. Shifting & Lifting of all materials & machineries are in contractor's scope)" Location: Planter top | Rft | 2305 | 28 | Approved
The Soul, Rajarhat | COMMON INFRASTRUCTURE | Flooring Work |  | WO/HR01/CIH01/105 | A.M. Enterprise | Kota Flooring | "GR. Floor Kota Floor Flooring Kota stone Fixing with polishing Fixing charges of Kota Stone for all levels over a bed of 30-40 mm thick cement mortar (1:4) joints filled with white cement slurry pigmented to match including polishing of Kota Stone in all levels with 3 types of carborundum stone cutting, all finishing & Cleanning as per drawing and direction of Engineer-In-Charge. (Only Kota & Cement will be supplied by the Client but subject to reconciliation. Shifting & Lifting of all materials & machineries are in contractor's scope) Location:-FDN Top & Pets Park Seat | Sq.Ft. | 126.5 | 38 | Approved
The Soul, Rajarhat | COMMON INFRASTRUCTURE | Flooring Work |  | WO/HR01/CIH01/105 | A.M. Enterprise | Kota Moulding | "Kota Molding Half Moulding Labour charges for Half Moulding of Kota Stone in all levels as per drawing and direction of Engineer-In-Charge. (Shifting & Lifting of all materials & machineries are in contractor's scope)" | Rft | 2600 | 25 | Approved
The Soul, Rajarhat | COMMON INFRASTRUCTURE | Flooring Work |  | WO/HR01/CIH01/105 | A.M. Enterprise | Black Stone | "Fixing charges of Black Stone l (shade as approved) in any level over 20-30mm thick cement mortar (1:4) with necessary chipping of surface, laid to proper line, level & slope with proper curing as per direction, joint filled with cement mixed pigment matched with shade, all finishing & cleaning all complete as per drawing, direction of Engineer-in-charge / Architect. (Only cement, Black Stone , will be supplied by the Client but subject to reconciliation. Material requisiton to be submitted by the contractor. Shifting & lifting of all materials & machineries and scaffolding (if required) are in contractor's scope). Location:-Jogging Track | Sq.Ft. | 2383 | 46 | Approved
The Soul, Rajarhat | COMMON INFRASTRUCTURE | Flooring Work |  | WO/HR01/CIH01/105 | A.M. Enterprise | Vitrified | Fixing charges of 600x600 Vitrified Tiles (Brand as approved) on wall up to false ceiling from finish floor level in any floor including cutting of edges in sharp & right angle with making grooves on 30-40mm thick cement mortar (1:4) with necessary chipping, cutting, joint filled with white cement slurry pigmented to match after acid washing including all finishing & cleaning as per drawing, direction of Engineer-in-Charge / Architect. (Only cement, Tiles will be supplied by the Client but subject to reconciliation. Material requisiton to be submitted by the contractor. Shifting & lifting of all materials & machineries and scaffolding (if required) are in contractor's scope). | Sq.Ft. | 1230 | 29 | Approved
SOUTHWINDS PROJECT LLP (PHASE - III & IV) | MEP PHASE - III | MLCP | Civil | WO/SP34/MW34/36 | Vinayak Fabtech | Car shed | Car shed made by MS Structure & Tensile fabric |  | 0 | 0 | Amended & Approved
SOUTHWINDS PROJECT LLP (PHASE - III & IV) | MEP PHASE - III | MLCP | Civil | WO/SP34/MW34/36 | Vinayak Fabtech | MS Structure | Supply, Design, fabrication & erection of MS Structure for Tensile Fabric made with MS Hollow Tube , MS Plate, Fiss plate, anchor fastener etc. (Size as per attached T & C - contractor Supply) for post, truss & Bracing as per drawing including 01 coats of Epoxy based primer & 02 coats of PU based Synthetic Enamel Paint, cutting, welding, bending, Transporting, Lifting to places and erection at all levels as per approved drawing and direction of Engineer-in-Charge. (Mode of measurement: As per actual weight of the Entire MS structure including all small accessories in MS weight) | Kg | 12799.105 | 160 | Approved
SOUTHWINDS PROJECT LLP (PHASE - III & IV) | MEP PHASE - III | MLCP | Civil | WO/SP34/MW34/36 | Vinayak Fabtech | tensile fabric | The Top surface of structure shall be cladded with Mehler (Germany) Make tensile fabric, both side PVDF coated 902 Fabric, with using nut/bolts & hardware as per approved dwg. & direction of EIC. Fabric will be fixed with tensile mechanism, stainless steel rope wire, aluminum stripes and self-threaded screw.Mode of Measurement: Surface Area of Fabric | Sq.Ft. | 5928.273 | 257 | Approved
SOUTHWINDS PROJECT LLP (PHASE - III & IV) | MEP PHASE - III | MLCP | Civil | WO/SP34/MW34/36 | Vinayak Fabtech | Charges for loading- unloading | Charges for loading - unloading-, transportation, hire charges for machinery as per direction of Engineer-in-Charge | Lump Sum | 1 | 20000 | Approved
Primarc Chambers | BLOCK | Wood Work |  | WO/PCH/PC01/38 | B. S. Furniture | Basin counter made by 40 mm MS- SHS (Location - Gents Toilet -2250X650) | Providing and fixing of Basin counter made by 40 mm MS- SHS including 12 mm cement Everest board as covering material,Granite fittings with making of "V" Groove including v grrove polish, Araldite,basin hole cutting, piller cock hole cutting and all related chemical for this item. as per approved drawing & direction of EIC. (Only cement , granite , will be supplied by client. Shifting & lifting of all materials & machineries are in contractor's scope.) (Location - Gents Toilet -2250X650) | Nos. | 1 | 17032 | Approved
Primarc Chambers | BLOCK | Wood Work |  | WO/PCH/PC01/38 | B. S. Furniture | Basin counter made by 40 mm MS- SHS (Location - Ladies Toilet - 960X650) | Providing and fixing of Basin counter made by 40 mm MS- SHS including 12 mm cement Everest board as covering material,Granite fittings with making of "V" Groove including v grrove polish, Araldite,basin hole cutting, piller cock hole cutting and all related chemical for this item. as per approved drawing & direction of EIC. (Only cement , granite , will be supplied by client. Shifting & lifting of all materials & machineries are in contractor's scope.) (Location - Ladies Toilet - 960X650) | Nos. | 1 | 8516 | Approved
Primarc Chambers | BLOCK | Wood Work |  | WO/PCH/PC01/38 | B. S. Furniture | Labour charges for lifting, carrying and fixing of laminate flush door | Labour charges for lifting, carrying and fixing of laminate flush door Shutters at Main door including fixing of vision panel (150x1800) fixing, Door closure, handle, stopper, Mortise lock and other accessaries as per drawing along with supply of screw,pvc gutkha,nails and fevicol as necessary for entire work, cleaning the work area, shifting all the debris/wastes to a designated place at ground floor level, at all level as per approved drawing and direction of Engineer in charge. (Wooden Flush door shutter, all hardwares as mentioned above including hinges, will be supplied by client free of cost and on reconciliation basis) Screwing on Hinges must be done by machine, not manually. (2350x1250, 40mm thk.) - Door Opening Size . OFFICE UNIT-109 |  | 0 | 0 | Approved
Primarc Chambers | BLOCK | Wood Work |  | WO/PCH/PC01/38 | B. S. Furniture | Labour charges for carrying and fixing of laminate flush door shutter for Toilet (2350X1150) | Labour charges for carrying and fixing of laminate flush door shutter for Toilet (2350X1150), with supply of SS screw, nails, masking tape, Fevicol including of following hardware fittings to be fixed, and rate including all lifting, tools and tackles as per drawing and direction of Engineer-in-Charge : all finishing at all level as per drawing and direction of Engineer-in-Charge i. Door closure ii. handle iii. Al. Louver iv. Dead lock. Location- 5th floor |  | 0 | 0 | Approved
Primarc Chambers | BLOCK | Wood Work |  | WO/PCH/PC01/38 | B. S. Furniture | Labour charges for lifting, carrying and fixing of flush door Shutters at Main door | Labour charges for lifting, carrying and fixing of flush door Shutters at Main door including fixing of Laminates with 1x1mm groove at the front side and back side of the shutter, vision panel fixing (Size - ), Door closure, handle, stopper, Mortise lock and other accessaries as per drawing along with supply of screw,pvc gutkha,nails and fevicol as necessary for entire work, cleaning the work area, shifting all the debris/wastes to a designated place at ground floor level, at all level as per approved drawing and direction of Engineer in charge. (Wooden Flush door shutter, all hardwares as mentioned above including hinges, Laminate, will be supplied by client free of cost and on reconciliation basis) Screwing on Hinges must be done by machine, not manually. (2350x1250, 40 mm thk.) - Door Opening Size |  | 0 | 0 | Approved
Primarc Chambers | BLOCK | Wood Work |  | WO/PCH/PC01/38 | B. S. Furniture | Providing and fixing charges for door Bidding 25 mm x 6 mm by teak wood | Providing and fixing charges for door Bidding 25 mm x 6 mm by teak wood with supply of screw,pvc gutkha,nails and fevicol including ploish and cleaning the work area, shifting all the debris/wastes to a designated place at any floor level, all complete at all level as per approved drawing and direction of Engineer in charge. | Rft | 364 | 85 | Approved
Primarc Chambers | BLOCK | Wood Work |  | WO/PCH/PC01/38 | B. S. Furniture | Door Shutter Fixing | Door Shutter Fixing | Nos. | 1 | 700 | Approved
Primarc Chambers | BLOCK | Wood Work |  | WO/PCH/PC01/38 | B. S. Furniture | Hardware Fixing | Hardware Fixing | Nos. | 1 | 500 | Approved
Primarc Chambers | BLOCK | Wood Work |  | WO/PCH/PC01/38 | B. S. Furniture | Glass Fixing | Glass Fixing | Nos. | 1 | 300 | Approved
Primarc Chambers | BLOCK | Wood Work |  | WO/PCH/PC01/38 | B. S. Furniture | Door Shutter Fixing | Door Shutter Fixing | Nos. | 2 | 700 | Approved
Primarc Chambers | BLOCK | Wood Work |  | WO/PCH/PC01/38 | B. S. Furniture | Hardware Fixing | Hardware Fixing | Nos. | 2 | 500 | Approved
Primarc Chambers | BLOCK | Wood Work |  | WO/PCH/PC01/38 | B. S. Furniture | Door Shutter Fixing | Door Shutter Fixing | Nos. | 13 | 700 | Approved
Primarc Chambers | BLOCK | Wood Work |  | WO/PCH/PC01/38 | B. S. Furniture | Laminate Pasting | Laminate Pasting | Nos. | 13 | 2500 | Approved
Primarc Chambers | BLOCK | Wood Work |  | WO/PCH/PC01/38 | B. S. Furniture | Hardware Fixing | Hardware Fixing | Nos. | 13 | 500 | Approved
Primarc Chambers | BLOCK | Wood Work |  | WO/PCH/PC01/38 | B. S. Furniture | Groove polish | Groove polish | Rft | 468 | 25 | Approved
Primarc Chambers | BLOCK | Wood Work |  | WO/PCH/PC01/38 | B. S. Furniture | Glass Fixing | Glass Fixing | Nos. | 13 | 300 | Approved
Primarc Chambers | BLOCK | Electrical | External Electrical | WO/PCH/PC01/39 | ELECTRO POWER | Parallel Connectors for (500mm air terminal) connecting two conductors in parallel | Labour charges for fixing of Parallel Connectors for (500mm air terminal) connecting two conductors in parallel manner. Material- StSt, with clamping range- Rd / Rd 7-10 mm & Complied as per Standard EN 62561-1. DEHN Part No. 306029 | Nos. | 24 | 120 | Approved
Primarc Chambers | BLOCK | Electrical | External Electrical | WO/PCH/PC01/39 | ELECTRO POWER | Air-termination rod having length- 2000 mm of Material | Labour charges for fixing of Air-termination rod having length- 2000 mm of Material- AlMgSi of Diameter Ø 16 mm, chamfered on both ends& complied as per Standard EN 62561-2 DEHN Part No. 103220 | Nos. | 4 | 400 | Approved
Primarc Chambers | BLOCK | Electrical | External Electrical | WO/PCH/PC01/39 | ELECTRO POWER | Side Wall Clamp for 2.0mtr air terminal, Materials | Side Wall Clamp for 2.0mtr air terminal, Materials-StSt 304, Clamping range-10/16 DIA Part No. 035004 | Nos. | 8 | 200 | Approved
Primarc Chambers | BLOCK | Electrical | External Electrical | WO/PCH/PC01/39 | ELECTRO POWER | Air-termination rod clamps for connecting air-termination rods | Labour charges for fixing of Air-termination rod clamps for connecting air-termination rods with one or two conductors. Material of clamp Al, with clamping range of air-termination rod 16 mm and Clamping range of conductor Rd 2x 8-10 mm & complied as per Standard EN 62561-1. DEHN Part No. 380116 | Nos. | 10 | 127 | Approved
Primarc Chambers | BLOCK | Electrical | External Electrical | WO/PCH/PC01/39 | ELECTRO POWER | Universal connector of Material- StSt, with clamping range- 8-10mm | Labour charges for fixing of Universal connector of Material- StSt, with clamping range- 8-10mm, with truss head screw M10x35 mm & complied as per Standard EN 62561-1. DEHN Part No. 315119 | Nos. | 56 | 65 | Approved
Primarc Chambers | BLOCK | Electrical | External Electrical | WO/PCH/PC01/39 | ELECTRO POWER | Roof Conductor of Diameter Ø- 8 mm, Cross-section- 50 mm2 | Labour charges for fixing of Roof Conductor of Diameter Ø- 8 mm, Cross-section- 50 mm2, of Material- AlMgSi & Complied as per Standard EN 62561-2. Dehn Part No. 840008 | Nos. | 500 | 65 | Approved
Primarc Chambers | BLOCK | Electrical | External Electrical | WO/PCH/PC01/39 | ELECTRO POWER | Conductor holder for Parapet wall/Side wall Having height-16mm thread of conductor holdert -M8 | Labour charges for fixing of Conductor holder for Parapet wall/Side wall Having height-16mm thread of conductor holdert -M8, Material of conductor holder - SS, conductor leading-loose,Conductor holder support Rd 8 mm with acssessories screw and Gitty, Material SS (M5 x 50mm). Dehn Part No. 204002 + DIA part no. 036006 | Nos. | 650 | 40 | Approved
Primarc Chambers | BLOCK | Electrical | External Electrical | WO/PCH/PC01/39 | ELECTRO POWER | Roof Conductor holder FB2 for Flat roof with concrete block-C35/45 | Labour charges for fixing of Roof Conductor holder FB2 for Flat roof with concrete block-C35/45 with double conductor holder - Rd8mm fixed, dimension-141x86x70mm. Dehn Part No. -253060 | Nos. | 10 | 40 | Approved
Primarc Chambers | BLOCK | Electrical | External Electrical | WO/PCH/PC01/39 | ELECTRO POWER | Fixed earth-termination system for protective equipotential bonding and functional equipotential bonding of the down. Connection thread M10 / M12 | Labour charges for fixing of Fixed earth-termination system for protective equipotential bonding and functional equipotential bonding of the down. Connection thread M10 / M12, material of plate- StSt,material of axis- St/tZn, having connection plate Ø 80 mm & Complied as per Standard EN 62561-1. Dehn Part No. 478011 | Nos. | 0 | 260 | Approved
Primarc Chambers | BLOCK | Electrical | External Electrical | WO/PCH/PC01/39 | ELECTRO POWER | Clamp to Connect reinforcements steel mesh or reinforcement with round and flat conductors of material- St/bare | Labour charges for fixing of Clamp to Connect reinforcements steel mesh or reinforcement with round and flat conductors of material- St/bare, having clamping range- Rd / Rd- 20-32 / 6-10 mm & clamping range- Rd/Fl 20-32/40X4.5mm & Complied as per Standard EN 62561-1. Dehn Part No. 308036 | Nos. | 0 | 50 | Approved
Primarc Chambers | BLOCK | Electrical | External Electrical | WO/PCH/PC01/39 | ELECTRO POWER | Clamp to Connection of round and flat conductors. | Labour charges for fixing of Clamp to Connection of round and flat conductors to fixed earthing terminals with threadM10/M12. Dehn Part No. 478129. | Nos. | 19 | 200 | Approved
Primarc Chambers | BLOCK | Electrical | External Electrical | WO/PCH/PC01/39 | ELECTRO POWER | Earthing work | Earthing work |  | 0 | 0 | Approved
Primarc Chambers | BLOCK | Electrical | External Electrical | WO/PCH/PC01/39 | ELECTRO POWER | Fixed earth-termination system. | Labour charges for fixing of Fixed earth-termination system for protective equipotential bonding and functional equipotential bonding of the down. Connection thread M10 / M12, material of plate- StSt,material of axis- St/tZn, having connection plate Ø 80 mm & Complied as per Standard EN 62561-1. Dehn Part No. 478011. | Nos. | 0 | 260 | Approved
Primarc Chambers | BLOCK | Electrical | External Electrical | WO/PCH/PC01/39 | ELECTRO POWER | Clamp to Connect reinforcements steel mesh | Labour charges for fixing of Clamp to Connect reinforcements steel mesh or reinforcement with round and flat conductors of material- St/bare, having clamping range- Rd / Rd- 20-32 / 6-10 mm & clamping range- Rd/Fl 20-32/40X4.5mm & Complied as per Standard EN 62561-1. Dehn Part No. 308036 | Nos. | 0 | 50 | Approved
Primarc Chambers | BLOCK | Electrical | External Electrical | WO/PCH/PC01/39 | ELECTRO POWER | GI flat (25x6mm) Strip. Having width- 25mm, Thickness- 6mm, Material- Hot dipped Galvanized Iron | Labour charges for fixing of GI flat (25x6mm) Strip. Having width- 25mm, Thickness- 6mm, Material- Hot dipped Galvanized Iron, Cross Section- 150 mm2 Coating thickness- Avg. 70 microns. & Complied as per IEC 62561-2. DIA Part No. 021004 | Nos. | 95 | 70 | Approved
Primarc Chambers | BLOCK | Electrical | External Electrical | WO/PCH/PC01/39 | ELECTRO POWER | GI strip holder of materials -DOW moulded compound | Labour charges for fixing of GI strip holder of materials -DOW moulded compound, having height-19mm,Slot Size- 26x6 mm. DIA Part No. 055002 | Nos. | 38 | 30 | Approved
Primarc Chambers | BLOCK | Electrical | External Electrical | WO/PCH/PC01/39 | ELECTRO POWER | Copper bonded rod with Low carbon steel, high tensile strength copper bonded rod with min 254 microns of copper plating | Labour charges for fixing of Copper bonded rod with Low carbon steel, high tensile strength copper bonded rod with min 254 microns of copper plating, UL listed with company name marked on rod. Diameter- 17.2 mm, Length- 3 meters, Material- Copper Bonded, Coating thickness- 250 microns, min, Approvals- Tested acc. IEC / EN 62561-2, UL 467. DIA Part No. 062173 | Nos. | 19 | 1600 | Approved
Primarc Chambers | BLOCK | Electrical | External Electrical | WO/PCH/PC01/39 | ELECTRO POWER | Environment friendly, RoHS certified | Labour charges for fixing of Environment friendly, RoHS certified, low resistivity Ground Enhancement material in 22.6 Kg pack to fill the bore area around the rod, DIA Part No. 078002 | Nos. | 19 | 600 | Approved
Primarc Chambers | BLOCK | Electrical | External Electrical | WO/PCH/PC01/39 | ELECTRO POWER | StSt 316 grade clamp to terminate the load on earth electrode | Labour charges for fixing of StSt 316 grade clamp to terminate the load on earth electrode. Dimension- 160x35x3 mm. DIA Part No. 035001 | Nos. | 19 | 200 | Approved
Primarc Chambers | BLOCK | Electrical | External Electrical | WO/PCH/PC01/39 | ELECTRO POWER | Poly plastic pit cover of material- Polymer Body & Cover, | Labour charges for fixing of Poly plastic pit cover of material- Polymer Body & Cover, Product Code- HEP, Dimensions- 308 mm (L) x 308 mm (W) X 214 mm (H), Weight 2.5 kg (5.50 LBS). DIA Part No. 057006 | Nos. | 19 | 400 | Approved
Primarc Chambers | BLOCK | Electrical | External Electrical | WO/PCH/PC01/39 | ELECTRO POWER | GI flat (25x6mm) Strip. | Labour charges for fixing of GI flat (25x6mm) Strip. Having width- 25mm, Thickness- 6mm, Material- Hot dipped Galvanized Iron, Cross Section- 150 mm2 Coating thickness- Avg. 70 microns. & Complied as per IEC 62561-2. (for Interconnecting Earth Pits), DIA Part No. 021004 | Nos. | 205 | 70 | Approved
The Ramdulari | COMMON INFRASTRUCTURE | Land Development |  | WO/RP/RP03/28 | ADA-METCON | Dismantling Work of MS Structure & Modification of MS Gate | Dismantling Work of MS Structure for main gate & Corten steel along with MS frame and Fabrication & erection of MS Post for Main Gate as per direction of EIC. (Civil Work & Scaffolding will be done by client) | Lump Sum | 1 | 28000 | Approved
The Soul, Rajarhat | COMMON INFRASTRUCTURE | Grill / Steel Work |  | WO/HR01/CIH01/106 | Balajee Fire | Polycarbonate Sheet Covering | Providing & Supplying 6mm Polycarbonate Sheet with approved colour ,Joint will be seal with Aluminum patty withrubber sheet.(Rate including all required materials, labours, tools & tackles and necessary arrangements for the work.). | Sq.Ft. | 1300 | 95 | Amended & Approved
The Soul, Rajarhat | BASEMENT WITH PODIUM | Grill / Steel Work |  | WO/HR01/BP01/75 | Balajee Fire | Polycarbonate Sheet Covering | Providing & Supplying 6mm Polycarbonate Sheet with approved colour ,Joint will be seal with Aluminum patty withrubber sheet.(Rate including all required materials, labours, tools & tackles and necessary arrangements for the work.). | Sq.Ft. | 1752.5 | 95 | Approved
The Soul, Rajarhat | BLOCK | Window and Glazing |  |  |  | ''L'' Angle Block B Tower 9 & 10 | Providing and fixning 19x19x2.0mm Aluminum Powder coated ''L'' angle with Fisher screw and finish with window sealant as per BOQ and direction of EIC.(Rate including all required materials, labours, tools & tackles and necessary arrangements for the work.) NB: -Grinding in Angle if required at any location done by contractor but will not pay extra | RMT |  |  | Draft
SOUTHWINDS PROJECT LLP (PHASE - III & IV) | COMMON INFRASTRUCTURE - PHASE III & IV | Boundary Wall | Painting | WO/SP34/CI34/50 | ARTISAN | Texture Paint-WP primer | Providing & Applying of One coat of water proof primer coating (Aquatech_Roof_Waterproof) up to 1000mm height from Tie beam level followed by Two coat of Weather coat paint(Texture) of approved brand (Taupe wood color)on wall surface area .complete including surface preparation with all materials & Labour etc. all complete as per drawing and direction of Engineer-in-Charge. Brand: ICI/ Berger/ Dulux Location - Wall / Elevation | Sq.Ft. | 3562.529 | 35.5 | Approved
SOUTHWINDS PROJECT LLP (PHASE - III & IV) | FINISHING PHASE - IV | POP/PUTTY Work |  | WO/SP34/FW4/4 | GAZI PAINTS PRIVATE LIMITED | Gypsum & putty | Gypsum plaster (wall) at Bl-15 (All Flat, Lobby & Staircase) as per B.O.Q & direction of EIC. |  | 0 | 0 | Approved
SOUTHWINDS PROJECT LLP (PHASE - III & IV) | FINISHING PHASE - IV | POP/PUTTY Work |  | WO/SP34/FW4/4 | GAZI PAINTS PRIVATE LIMITED | Gypsum & putty | Charges for Providing and Applying Gypsum & putty with 5 mm - 6 mm thickness to the ceiling ( on concrete surface ) including lifting, Scaffolding, preparing the surface, necessary hacking , grinding etc. all complete at all level as per drawing and direction of Engineer-in-Charge. Brand of Gypsum: Henco India Brand of Putty: Asian / Berger /JK/ Birla White | Sq.Ft. | 73756 | 10.5 | Approved
SOUTHWINDS PROJECT LLP (PHASE - III & IV) | FINISHING PHASE - IV | POP/PUTTY Work |  | WO/SP34/FW4/4 | GAZI PAINTS PRIVATE LIMITED | Gypsum Plaster | Labour charges for application of Gypsum Plaster on Surfaces between 10mm to 12mm thickness. Finish will be line, level and plumb on Surface including all lifting, Scaffolding, preparing the surface, necessary hacking , grinding , supply & application of fibre mesh etc. all complete at all level as per drawing and direction of Engineer-in-Charge. Brand of Gypsum: Henco India | Sq.Ft. | 212100 | 13.5 | Approved
SOUTHWINDS PROJECT LLP (PHASE - III & IV) | FINISHING PHASE - IV | POP/PUTTY Work |  | WO/SP34/FW4/5 | GAZI PAINTS PRIVATE LIMITED | Gypsum plaster (wall) | Supply of Gypsum plaster - Bl-15 (wall) at (All Flat, Lobby & Staircase) as per B.O.Q & direction of EIC. | Sq.Ft. | 0 | 15 | Approved
SOUTHWINDS PROJECT LLP (PHASE - III & IV) | OVERHEAD PHASE - III & IV | In-house labour |  | WO/SP34/OP34/24 | Balaji Enterprise | Unskilled labour | Unskilled labour |  | 0 | 0 | Approved
SOUTHWINDS PROJECT LLP (PHASE - III & IV) | OVERHEAD PHASE - III & IV | In-house labour |  | WO/SP34/OP34/24 | Balaji Enterprise | Unskilled labour | Charges of Unskilled labour for misc work as per direction of EIC. | Nos | 333 | 450 | Approved
SOUTHWINDS PROJECT LLP (PHASE - III & IV) | OVERHEAD PHASE - III & IV | In-house labour |  | WO/SP34/OP34/24 | Balaji Enterprise | Laoding & unloading Charges | Charges for loading - unloading, transportation, hire charges for machinery work as per direction of Engineer-in-Charge. | Nos | 333 | 27 | Approved
The Soul, Rajarhat | BLOCK | Painting | External Painting | WO/HR01/BOK01/195 | ARTISAN | Block-A & B External Crack repairing | Charges for Skilled & Unskilled Manpower for Crack Cutting, Primer over cutting, application of Sikaflex. |  | 0 | 0 | Approved
The Soul, Rajarhat | BLOCK | Painting | External Painting | WO/HR01/BOK01/195 | ARTISAN | Supply of Material for repairing work. | Supply of SikaFlex construction (600ml) & Stone Cutting Diamond as per Challan and direction of EIC. | Lump Sum | 1 | 23625 | Approved
The Soul, Rajarhat | COMMON INFRASTRUCTURE | Water Proofing |  |  |  | Waterproofing work at Catlink | Waterproofing work at Catlink and Mound Garden area as per BOQ and direction of EIC. |  |  |  | Approved
The Soul, Rajarhat | COMMON INFRASTRUCTURE | Water Proofing |  |  |  | Dismantling of Plaster | Dismantling of Plaster: Charges towards dismantling of existing wall plaster (15mm) by manually/ mechanically upto required height to expose the virgin substrate surface, complete as per the direction of the Engineer in Charge. | Sq.Ft. |  |  | Approved
The Soul, Rajarhat | COMMON INFRASTRUCTURE | Water Proofing |  |  |  | Catlink Waterproofing | Surface preparation : Charges towards cleaning the mother slab concrete surface with wire brush, water etc. to remove all loose dirt, dust, cement latience etc., sealing the cracks (if any) by polymer modified mortar enriched with SBR Latex Power etc., including necessary groove cutting along the construction joints, cleaning properly to remove all loose adhering particles, sealing & chamfering the same with fillet of mortar (Cement: sand – 1:4) admixed with SBR Latex Power, all complete as per manufacturers specification & direction of EIC. Coating Work : Charges towards providing & application of two coats of 2 Comp.Acrylic polymer modified waterproofing slurry coating Sikatop Seal-109 hi, (after application of 1st coat Sikatop Seal 109 hi laying of Fibre glass cloth while the coating is in green stage then application of 2nd coat shall be applied ) as per manufacturer's specification and direction of EIC. After 24 hrs of coating , the same shall be cured for 3-4 days by sprinkling water on it. Protective (Finish) Plastering work : Charges towards providing 12-15mm avg. thick cement Plaster (1:4) admixed with polymer based waterproofing admixture admixed with integral waterproofing compound Sika Plastocrete Plus @ 0.2% by wt. of cement, as per manufacturers specification ,finish plaster with curing including tools tackles all complete as per direction of EIC..Location -Catlink & Mound Garden | Sq.Ft. |  |  | Approved
The Soul, Rajarhat | COMMON INFRASTRUCTURE | MS Catlink |  | WO/HR01/CIH01/107 | AKJ Engineers Pvt. Ltd. | Waterproofing work at Catlink | Waterproofing work at Catlink and Mound Garden area as per BOQ and direction of EIC. |  | 0 | 0 | Approved
The Soul, Rajarhat | COMMON INFRASTRUCTURE | MS Catlink |  | WO/HR01/CIH01/107 | AKJ Engineers Pvt. Ltd. | Dismantling of Plaster | Dismantling of Plaster: Charges towards dismantling of existing wall plaster (15mm) by manually/ mechanically upto required height to expose the virgin substrate surface, complete as per the direction of the Engineer in Charge. | Sq.Ft. | 575 | 23 | Approved
The Soul, Rajarhat | COMMON INFRASTRUCTURE | MS Catlink |  | WO/HR01/CIH01/107 | AKJ Engineers Pvt. Ltd. | Catlink Waterproofing | Surface preparation : Charges towards cleaning the mother slab concrete surface with wire brush, water etc. to remove all loose dirt, dust, cement latience etc., sealing the cracks (if any) by polymer modified mortar enriched with SBR Latex Power etc., including necessary groove cutting along the construction joints, cleaning properly to remove all loose adhering particles, sealing & chamfering the same with fillet of mortar (Cement: sand – 1:4) admixed with SBR Latex Power, all complete as per manufacturers specification & direction of EIC. Coating Work : Charges towards providing & application of two coats of 2 Comp.Acrylic polymer modified waterproofing slurry coating Sikatop Seal-109 hi, (after application of 1st coat Sikatop Seal 109 hi laying of Fibre glass cloth while the coating is in green stage then application of 2nd coat shall be applied ) as per manufacturer's specification and direction of EIC. After 24 hrs of coating , the same shall be cured for 3-4 days by sprinkling water on it. Protective (Finish) Plastering work : Charges towards providing 12-15mm avg. thick cement Plaster (1:4) admixed with polymer based waterproofing admixture admixed with integral waterproofing compound Sika Plastocrete Plus @ 0.2% by wt. of cement, as per manufacturers specification ,finish plaster with curing including tools tackles all complete as per direction of EIC..Location -Catlink & Mound Garden | Sq.Ft. | 1037 | 56.5 | Approved
Primarc Chambers | BLOCK | Civil | Sub & Super Structure Work | WO/PCH/PC01/40 | RAJ TRIMURTI INFRAPROJECT PVT. LTD. | Plywood centering and shuttering | All charges for providing, fabricating, erecting and fixing in position plained timber, plywood centering and shuttering true to line and level, including steel propping, staging, shuttering removal, applying shuttering oil, including required bracing, chamfering corners (of exposed edges) of beams, columns, walls etc. completeas per drawing and direction of Engineer-in-Charge. Rate shall also include removal and dismantling the aforesaid assembly after specified period complete at all depths and leads for all items, all profile and till Plinth level. | Sq.Mtr. | 98.801 | 575 | Approved
Primarc Chambers | BLOCK | Civil | Sub & Super Structure Work | WO/PCH/PC01/40 | RAJ TRIMURTI INFRAPROJECT PVT. LTD. | M40/M30/M25/M20 grade reinforced cement concrete | All charges for laying M40/M30/M25/M20 grade reinforced cement concrete (excluding cost of shuttering & reinforcement) for all leads and for all items e.g. columns, beams, slabs, lintels, staircase, retaining wall, machine foundation, pockets etc. of all profile coming till Plinth level using 20 mm nominal size & down graded good quality aggregate as per design mix approved by PMC/Consultant including vibrating/compacting, curing, scaffolding as required establishing dewatering system by pumping / bailing out water, cleaning, preparing surfaces, junctions etc. including curing complete as per drawing and direction of Engineer-in-Charge. Cement concrete should have an ultimate crushing strength of not less than 400/300/250/200 Kg/sq.cm for Grade M40/M30/M25/M20 on 15cm X 15cm X 15cm cube at 28 days and source of concrete will be RMC. Special conditions:- Rates are quoted for all levels & heights. For material/cube testing, the contractor shall maintain QC lab, cube testing machine, sieves, slump cones, graduated cylinder, weight scales etc. in good working condition cost of which shall be included in the rate. (RMC would be supplied by the client free of cost, but subjected to reconciliation).The rates shall include the cost of plasticiser / super plasticiser of an approved brand to get the required workability/strength. The column beam junctions shall be with the grade of concrete as in column up to a distance of depth of beam in all directions & rate shall be inclusive of this. a) up to Plinth Level. | Cum. | 18.247 | 1437.5 | Approved
Primarc Chambers | BLOCK | Civil | Sub & Super Structure Work | WO/PCH/PC01/40 | RAJ TRIMURTI INFRAPROJECT PVT. LTD. | steel reinforcement (Tor Steel as per IS-1786, Fe 500) for RCC work | All charges for fixing steel reinforcement (Tor Steel as per IS-1786, Fe 500) for RCC work including transporting, decoiling, straightening, removing loose rust, cutting, bending and placing for all profile and for all lead & lift till Plinth level and binding with 18 gauge annealed wire as per drawing and direction of Engineer-in-Charge. Payment of steel shall be made as per drawing and approved bar bending schedule with permissible laps and paid on the basis of the sectional weights of bar as per relevant I.S. Code. The rate shall include cost of binding wire, chairs, spacers, pins, cover blocks which will not be measured separately for payment. (Reinforcement would be supplied by the client free of cost, but subjected to reconciliation). a) up to Plinth Level. | MT | 0.484 | 8625 | Approved
Primarc Chambers | BLOCK | Civil | Sub & Super Structure Work | WO/PCH/PC01/40 | RAJ TRIMURTI INFRAPROJECT PVT. LTD. | Fixing reinforcement bars including drilling & chemical injection in the concrete surface till Plinth. b) 10mm dia | All charges for fixing reinforcement bars including drilling & chemical injection in the concrete surface till Plinth level as per the manufacturer's specification either Fischer or Hilti product. At least 10% of the reinforcement shall be tested by Pull Out test as per the instruction of Structural Consultant. The rate shall be inclusive of all labour, material, scaffolding, gangway etc. involved for rebar grouting however cost of reinforcement steel will be paid as per item. b) 10mm dia | Nos | 124 | 138 | Approved
Primarc Chambers | BLOCK | Civil | Sub & Super Structure Work | WO/PCH/PC01/40 | RAJ TRIMURTI INFRAPROJECT PVT. LTD. | Fixing reinforcement bars including drilling & chemical injection in the concrete surface till Plinth d) 16mm dia | All charges for fixing reinforcement bars including drilling & chemical injection in the concrete surface till Plinth level as per the manufacturer's specification either Fischer or Hilti product. At least 10% of the reinforcement shall be tested by Pull Out test as per the instruction of Structural Consultant. The rate shall be inclusive of all labour, material, scaffolding, gangway etc. involved for rebar grouting however cost of reinforcement steel will be paid as per item. d) 16mm dia | Nos | 32 | 345 | Approved
The Soul, Rajarhat | BLOCK | Flooring Work |  | WO/HR01/BOK01/95 | Front Tech | Vitrified / Ceramic TilesSill | Providing and laying charges for Vitrified/ Ceramic Tiles at Sill (Utility) at any level all complete with with necessary chipping in any level with Cement Sand Mortar (1:4) as per drawing & direction of Engineer-in-charge. (Only Cement & Tiles will be supplied by the Client but subject to reconciliation. Shifting & Lifting of all materials & machineries are in contractor's scope) | Rft | 626 | 23.3 | Approved
The Soul, Rajarhat | BLOCK | Flooring Work |  | WO/HR01/BOK01/95 | Front Tech | Lift facia | Lift Facia: Charges for Lift Facia Making as per approved drawing at all level which includes Granite fixing (with Adhesive and Cement Mortar). Groove making, Molding and polishing etc. all complete as per direction of EIC. The rate includes Manual lifting at all level. Only Granite and Cement and Adhesive will be supplied by Client but subjected to reconciliation. | Nos | 32 | 3400 | Approved
Primarc Chambers | BLOCK | Plumbing/Sanitory | External Plumbing | WO/PCH/PC01/41 | Bdcon Engineers Pvt. Ltd. | Charges for laying, jointing, testing and commissioning laying the following diameters underground double wall corrugated pipe of HDPE SN 8 pipes. | Charges for laying, jointing, testing and commissioning laying the following diameters underground double wall corrugated pipe of HDPE SN 8 pipes with smooth internal and profiled external surface for non-pressure underground Sewerage pipe line as per ISO 21138-3 with suitable Snapfit coupler and rubber 'O' Ring for jointing in trenches for all depths ( up to invert level from FGL )and lengths to correct grades levels and alignment & adequate width of trench (minimum pipe OD + 300 mm) including PCC concrete of 75 mm for bedding (1:3:6) pipe supports 150 mm Silver sand filling along with compaction with water and 75mm thick encasing of the pipes wherever required (in every socket joint, 2 mtr. interval considering socket joint encasing), compacting the base before pcc work, disposing of surplus earth within the site premises (lead up to 0.5 km), backfilling work after completion of job, The rate is inclusive of bailing out of water during excavation and shoring work, testing and making good the leakages if any etc. as per directions of the Engineer-in-charge. (only pipe, fittings and cement would be supplied by the Employer free of cost, but subjected to reconciliation) (160 mm O.D. Pipe)-STORM WATER PIPE LINE |  | 0 | 0 | Approved
Primarc Chambers | BLOCK | Plumbing/Sanitory | External Plumbing | WO/PCH/PC01/41 | Bdcon Engineers Pvt. Ltd. | Charges for laying, jointing, testing and commissioning laying the following diameters underground double wall corrugated pipe of HDPE SN 8 pipes with smooth internal and profiled external surface for non-pressure underground Sewerage pipe line | Charges for laying, jointing, testing and commissioning laying the following diameters underground double wall corrugated pipe of HDPE SN 8 pipes with smooth internal and profiled external surface for non-pressure underground Sewerage pipe line as per ISO 21138-3 with suitable Snapfit coupler and rubber 'O' Ring for jointing in trenches for all depths ( up to invert level from FGL )and lengths to correct grades levels and alignment & adequate width of trench (minimum pipe OD + 300 mm) including PCC concrete of 75 mm for bedding (1:3:6) pipe supports 150 mm Silver sand filling along with compaction with water and 75mm thick encasing of the pipes wherever required (in every socket joint, 2 mtr. interval considering socket joint encasing), compacting the base before pcc work, disposing of surplus earth within the site premises (lead up to 0.5 km), backfilling work after completion of job, The rate is inclusive of bailing out of water during excavation and shoring work, testing and making good the leakages if any etc. as per directions of the Engineer-in-charge. (only pipe, fittings and cement would be supplied by the Employer free of cost, but subjected to reconciliation) (200mm O.D. Pipe)-STORM WATER PIPE LINE |  | 0 | 0 | Approved
Primarc Chambers | BLOCK | Plumbing/Sanitory | External Plumbing | WO/PCH/PC01/41 | Bdcon Engineers Pvt. Ltd. | Charges for laying, jointing, testing and commissioning laying the following diameters underground double wall corrugated pipe of HDPE SN 8 pipes with smooth internal and profiled external surface for non-pressure underground Sewerage pipe line as pe | Charges for laying, jointing, testing and commissioning laying the following diameters underground double wall corrugated pipe of HDPE SN 8 pipes with smooth internal and profiled external surface for non-pressure underground Sewerage pipe line as per ISO 21138-3 with suitable Snapfit coupler and rubber 'O' Ring for jointing in trenches for all depths ( up to invert level from FGL )and lengths to correct grades levels and alignment & adequate width of trench (minimum pipe OD + 300 mm) including PCC concrete of 75 mm for bedding (1:3:6) pipe supports 150 mm Silver sand filling along with compaction with water and 75mm thick encasing of the pipes wherever required (in every socket joint, 2 mtr. interval considering socket joint encasing), compacting the base before pcc work, disposing of surplus earth within the site premises (lead up to 0.5 km), backfilling work after completion of job, The rate is inclusive of bailing out of water during excavation and shoring work, testing and making good the leakages if any etc. as per directions of the Engineer-in-charge. (only pipe, fittings and cement would be supplied by the Employer free of cost, but subjected to reconciliation) (250mm O.D. Pipe)-STORM WATER PIPE LINE |  | 0 | 0 | Approved
Primarc Chambers | BLOCK | Plumbing/Sanitory | External Plumbing | WO/PCH/PC01/41 | Bdcon Engineers Pvt. Ltd. | Charges for Laying, fitting and fixing UPVC pipe (Sche 80) (for underground water supply) as per IS: 4984 of various dia at up to 1000mm depth from FGL, hunching required and perfect alignment as shown in drawing complete with all sorts of fittings ( | Charges for Laying, fitting and fixing UPVC pipe (Sche 80) (for underground water supply) as per IS: 4984 of various dia at up to 1000mm depth from FGL, hunching required and perfect alignment as shown in drawing complete with all sorts of fittings ( e.g tee, bends, elbows, coupler, unions, reducers, flanges etc.) as required, jointed (Fusion Joint) with heat process by machine including, concrete for bedding only bottom of the support,(1:3:6) pipe supports and encasing the pipes every 3mtr & near fittings, and as per instruction of EIC. in case available standard fittings is not possible to use, fabricated fittings as per site requirement / as per drawing is to be used to lay the pipe in specified manner. Rate should be including necessary earthwork in excavation and stacking of earth at convenient locations including dewatering for pipe trenches, backfilling after laying of pipe and dispose of surplus earth up to a lead of 0.5 km. Excavation to include all sorts of earth, hard soil etc. The rate is inclusive of bailing out of water during excavation and shoring work , if required to prevent collapsing of soil. (only pipe, fittings and cement would be supplied by the Employer free of cost, but subjected to reconciliation) |  | 0 | 0 | Amended & Approved
Primarc Chambers | BLOCK | Plumbing/Sanitory | External Plumbing | WO/PCH/PC01/41 | Bdcon Engineers Pvt. Ltd. | Charges for laying, fitting and fixing UPVC Pipe (SH-40) (For Garden & Car wash Supply purpose) as per IS:4984 of various dia at 600 to 700mm depth from FGL and perfect alignment as shown in drawing complete ….to prevent collapsing of soil | Charges for laying, fitting and fixing UPVC Pipe (SH-40) (For Garden & Car wash Supply purpose) as per IS:4984 of various dia at 600 to 700mm depth from FGL and perfect alignment as shown in drawing complete ….to prevent collapsing of soil.with solvent cement joints including cutting the pipes to correct length testing, including providing an fixing with all types of UPVC fittings all complete. (For Cold Water Piping) (only pipe, fittings would be supplied by the Employer free of cost, but subjected to reconciliation) |  | 0 | 0 | Amended & Approved
Primarc Chambers | BLOCK | Plumbing/Sanitory | External Plumbing | WO/PCH/PC01/41 | Bdcon Engineers Pvt. Ltd. | Charges for Construction of water tight brick masonry in Catch Pit / Storm Water Pit as per drawing of following sizes using designated brickwork(Red Brick) 250mm in cement sand mortar (1:4), over a bed of Single Layer BFS followed by 125 mm thk. PCC | Charges for Construction of water tight brick masonry in Catch Pit / Storm Water Pit as per drawing of following sizes using designated brickwork(Red Brick) 250mm in cement sand mortar (1:4), over a bed of Single Layer BFS followed by 125 mm thk. PCC (1:3:6), 15 mm thick inside plastering work with cement plaster (1:4) finished with a floating coat of neat cement, outside making jointing & pointing and making channel and benching in cement concrete (1:2:4), RCC (1:1.5:3) 150 mm thick top slab with 10 mm dia reinforcement at 150mm c/c in double layer to hold the FRP cover, fixing FRP rectangular type manhole cover, fixing of rung ladder, testing all complete as per specifications and approved drawings. Rates shall include the cost of excavation in all sorts of soil, compacting the base, disposing of surplus earth within the site premises (lead up to 0.5 km), backfilling work after completion of job, all complete. The rate is inclusive of bailing out of water during excavation and shoring work, if required to prevent collapsing of soil. (Only cement, PVC Gully trap, Cover, Rung Ladder, Reinforcement Steel (From Scrap) would be supplied by the Employer but subjected to reconciliation). Work to be done as per drawing and direction of EIC. |  | 0 | 0 | Amended & Approved
Primarc Chambers | BLOCK | Plumbing/Sanitory | External Plumbing | WO/PCH/PC01/41 | Bdcon Engineers Pvt. Ltd. | Providing and laying 1:3:6 cement concrete for, pipe supports and 75 mm thick encasing the pipes where top cushion depth is not adequate, including necessary form work, compaction, etc | Providing and laying 1:3:6 cement concrete for, pipe supports and 75 mm thick encasing the pipes where top cushion depth is not adequate, including necessary form work, compaction, etc. All complete as per specifications and directions of the Engineer-in-charge.(only cement would be supplied by the Employer free of cost, but subjected to reconciliation) | Cum. | 25.914 | 4462 | Approved
Primarc Chambers | BLOCK | Plumbing/Sanitory | External Plumbing | WO/PCH/PC01/41 | Bdcon Engineers Pvt. Ltd. | Charges for laying ,jointing, testing and commissioning fixing heavy approved make ball/Butterfly valves of the following diameters (20 Kg/cm2) | Charges for laying ,jointing, testing and commissioning fixing heavy approved make ball/Butterfly valves of the following diameters (20 Kg/cm2) (only valves,MTA & flange would be supplied by the Employer free of cost, but subjected to reconciliation). |  | 0 | 0 | Amended & Approved
Primarc Chambers | BLOCK | Plumbing/Sanitory | External Plumbing | WO/PCH/PC01/41 | Bdcon Engineers Pvt. Ltd. | Charges for Fitting and fixing Hose bib cock (for garden area/road wash/ car wash) ...all complete. | Charges for Fitting and fixing Hose bib cock (for garden area/road wash/ car wash) ...all complete. (Hose bib cock and CP extension piece will be supplied by the Employer |  | 0 | 0 | Approved
Primarc Chambers | BLOCK | Plumbing/Sanitory | External Plumbing | WO/PCH/PC01/41 | Bdcon Engineers Pvt. Ltd. | Charges for laying ,jointing, testing and commissioning fixing heavy approved make Water Meter of the following diameters (20 Kg/cm2) | Charges for laying ,jointing, testing and commissioning fixing heavy approved make Water Meter of the following diameters (20 Kg/cm2) (only valves,MTA & flange would be supplied by the Employer free of cost, but subjected to reconciliation). |  | 0 | 0 | Approved
Primarc Chambers | BLOCK | Plumbing/Sanitory | External Plumbing | WO/PCH/PC01/41 | Bdcon Engineers Pvt. Ltd. | Charges for laying, jointing, testing and commissioning laying the following diameters underground double wall corrugated pipe of HDPE SN 8 pipes with smooth internal and profiled external surface for non-pressure underground Sewerage pipe line as pe | Charges for laying, jointing, testing and commissioning laying the following diameters underground double wall corrugated pipe of HDPE SN 8 pipes with smooth internal and profiled external surface for non-pressure underground Sewerage pipe line as per ISO 21138-3 with suitable Snapfit coupler and rubber 'O' Ring for jointing in trenches for all depths ( up to invert level from FGL )and lengths to correct grades levels and alignment & adequate width of trench (minimum pipe OD + 300 mm) including PCC concrete of 75 mm for bedding (1:3:6) pipe supports 150 mm Silver sand filling along with compaction with water and 75mm thick encasing of the pipes wherever required (in every socket joint, 2 mtr. interval considering socket joint encasing), compacting the base before pcc work, disposing of surplus earth within the site premises (lead up to 0.5 km), backfilling work after completion of job, The rate is inclusive of bailing out of water during excavation and shoring work, testing and making good the leakages if any etc. as per directions of the Engineer-in-charge. (only pipe, fittings and cement would be supplied by the Employer free of cost, but subjected to reconciliation) (160mm O.D. Pipe)-ELV Work |  | 0 | 0 | Approved
Primarc Chambers | BLOCK | Plumbing/Sanitory | External Plumbing | WO/PCH/PC01/41 | Bdcon Engineers Pvt. Ltd. | Charges for Installation of submersible pump with MTA,Tee, Elbow,solvent cement etc, work complete in all respect. | Charges for Installation of submersible pump with MTA,Tee, Elbow,solvent cement etc, work complete in all respect. |  | 0 | 0 | Approved
Primarc Chambers | BLOCK | Plumbing/Sanitory | External Plumbing | WO/PCH/PC01/41 | Bdcon Engineers Pvt. Ltd. | Charges for laying ,jointing, testing and commissioning fixing the following diameters R.C.C. Hume (NP2 class) pipes in trenches for all depths and lengths to correct grades levels and alignment including jointing with tarred hemp yarn and cement mor | Charges for laying ,jointing, testing and commissioning fixing the following diameters R.C.C. Hume (NP2 class) pipes in trenches for all depths and lengths to correct grades levels and alignment including jointing with tarred hemp yarn and cement mortar (1:1) testing and making good the leakage if any etc. Rates shall include the cost of excavation in all sorts of soil , PCC before pipe laying, compacting the base before pcc work, disposing of surplus earth within the site premises ( lead up to 0.5 km), backfilling work after completion of job, all complete. The rate is inclusive of bailing out of water during excavation and shoring work , if required to prevent collapsing of soil. all complete as per specifications and direction of the Engineer-in-charge (Including Excavation). .(only pipe, fittings and cement would be supplied by the Employer free of cost, but subjected to reconciliation) |  | 0 | 0 | Approved
Primarc Chambers | BLOCK | Plumbing/Sanitory | External Plumbing | WO/PCH/PC01/41 | Bdcon Engineers Pvt. Ltd. | Invert Lvl -Less than 700 mm | Invert Lvl -Less than 700 mm | RMT | 173.7 | 573 | Approved
Primarc Chambers | BLOCK | Plumbing/Sanitory | External Plumbing | WO/PCH/PC01/41 | Bdcon Engineers Pvt. Ltd. | Invert Lvl -Greater than 700 mm but less than 1000 mm | Invert Lvl -Greater than 700 mm but less than 1000 mm | RMT | 0 | 616 | Approved
Primarc Chambers | BLOCK | Plumbing/Sanitory | External Plumbing | WO/PCH/PC01/41 | Bdcon Engineers Pvt. Ltd. | Invert Lvl -Greater than 1500 mm but less than 2000 mm | Invert Lvl -Greater than 1500 mm but less than 2000 mm | RMT | 0 | 689 | Approved
Primarc Chambers | BLOCK | Plumbing/Sanitory | External Plumbing | WO/PCH/PC01/41 | Bdcon Engineers Pvt. Ltd. | Invert Lvl -Less than 700 mm | Invert Lvl -Less than 700 mm | RMT | 109.6 | 728 | Approved
Primarc Chambers | BLOCK | Plumbing/Sanitory | External Plumbing | WO/PCH/PC01/41 | Bdcon Engineers Pvt. Ltd. | Invert Lvl -Greater than 700 mm but less than 1000 mm | Invert Lvl -Greater than 700 mm but less than 1000 mm | RMT | 0 | 781 | Approved
Primarc Chambers | BLOCK | Plumbing/Sanitory | External Plumbing | WO/PCH/PC01/41 | Bdcon Engineers Pvt. Ltd. | Invert Lvl -Greater than 1500 mm but less than 2000 mm | Invert Lvl -Greater than 1500 mm but less than 2000 mm | RMT | 0 | 854 | Approved
Primarc Chambers | BLOCK | Plumbing/Sanitory | External Plumbing | WO/PCH/PC01/41 | Bdcon Engineers Pvt. Ltd. | Invert Lvl -Less than 700 mm | Invert Lvl -Less than 700 mm | RMT | 30.2 | 844 | Approved
Primarc Chambers | BLOCK | Plumbing/Sanitory | External Plumbing | WO/PCH/PC01/41 | Bdcon Engineers Pvt. Ltd. | Invert Lvl -Greater than 700 mm but less than 1000 mm | Invert Lvl -Greater than 700 mm but less than 1000 mm | RMT | 0 | 871 | Approved
Primarc Chambers | BLOCK | Plumbing/Sanitory | External Plumbing | WO/PCH/PC01/41 | Bdcon Engineers Pvt. Ltd. | Invert Lvl -Greater than 1500 mm but less than 2000 mm | Invert Lvl -Greater than 1500 mm but less than 2000 mm | RMT | 0 | 946 | Approved
Primarc Chambers | BLOCK | Plumbing/Sanitory | External Plumbing | WO/PCH/PC01/41 | Bdcon Engineers Pvt. Ltd. | 80NB ( MUNICIPALITY WATER SUPPLY + BORE WELL WATER SUPPLY+ Sump Drain) | 80NB ( MUNICIPALITY WATER SUPPLY + BORE WELL WATER SUPPLY+ Sump Drain) | RMT | 172 | 542 | Approved
Primarc Chambers | BLOCK | Plumbing/Sanitory | External Plumbing | WO/PCH/PC01/41 | Bdcon Engineers Pvt. Ltd. | 100NB ( STP Treated Excess Water Drainage) | 100NB ( STP Treated Excess Water Drainage) | RMT | 99.1 | 558 | Approved
Primarc Chambers | BLOCK | Plumbing/Sanitory | External Plumbing | WO/PCH/PC01/41 | Bdcon Engineers Pvt. Ltd. | 40 NB ( GARDEN WATER SUPPLY) | 40 NB ( GARDEN WATER SUPPLY) | RMT | 255 | 329 | Approved
Primarc Chambers | BLOCK | Plumbing/Sanitory | External Plumbing | WO/PCH/PC01/41 | Bdcon Engineers Pvt. Ltd. | 20 NB ( GARDEN & CAR WASH WATER SUPPLY) | 20 NB ( GARDEN & CAR WASH WATER SUPPLY) | RMT | 30.85 | 282 | Approved
Primarc Chambers | BLOCK | Plumbing/Sanitory | External Plumbing | WO/PCH/PC01/41 | Bdcon Engineers Pvt. Ltd. | (450 X 450 X upto 600)-ELV pit | (450 X 450 X upto 600)-ELV pit | Nos. | 7 | 6693 | Approved
Primarc Chambers | BLOCK | Plumbing/Sanitory | External Plumbing | WO/PCH/PC01/41 | Bdcon Engineers Pvt. Ltd. | (450 X 450 X upto 600)-Storm pit | (450 X 450 X upto 600)-Storm pit | Nos. | 24 | 6693 | Approved
Primarc Chambers | BLOCK | Plumbing/Sanitory | External Plumbing | WO/PCH/PC01/41 | Bdcon Engineers Pvt. Ltd. | (900 X 450 X 501 to 1000)-Storm pit | (900 X 450 X 501 to 1000)-Storm pit | Nos. | 23 | 12077 | Approved
Primarc Chambers | BLOCK | Plumbing/Sanitory | External Plumbing | WO/PCH/PC01/41 | Bdcon Engineers Pvt. Ltd. | (1200 X 450 X 501 to 1000)-Storm pit | (1200 X 450 X 501 to 1000)-Storm pit | Nos. | 0 | 14453 | Approved
Primarc Chambers | BLOCK | Plumbing/Sanitory | External Plumbing | WO/PCH/PC01/41 | Bdcon Engineers Pvt. Ltd. | (1500 X 1500 X 2.0 mtr. Depth) RECHARGE PIT | (1500 X 1500 X 2.0 mtr. Depth) RECHARGE PIT | Nos. | 3 | 41827 | Approved
Primarc Chambers | BLOCK | Plumbing/Sanitory | External Plumbing | WO/PCH/PC01/41 | Bdcon Engineers Pvt. Ltd. | (1500 X 900 X 2.0 mtr. Depth) RECHARGE PIT | (1500 X 900 X 2.0 mtr. Depth) RECHARGE PIT | Nos. | 0 | 35939 | Approved
Primarc Chambers | BLOCK | Plumbing/Sanitory | External Plumbing | WO/PCH/PC01/41 | Bdcon Engineers Pvt. Ltd. | 80 mm dia (Borewell + KMC Water Supply) | 80 mm dia (Borewell + KMC Water Supply) | Nos. | 0 | 316 | Approved
Primarc Chambers | BLOCK | Plumbing/Sanitory | External Plumbing | WO/PCH/PC01/41 | Bdcon Engineers Pvt. Ltd. | 15 mm dia | 15 mm dia | Nos. | 0 | 243 | Approved
Primarc Chambers | BLOCK | Plumbing/Sanitory | External Plumbing | WO/PCH/PC01/41 | Bdcon Engineers Pvt. Ltd. | 50 mm dia | 50 mm dia | Nos. | 1 | 291 | Approved
Primarc Chambers | BLOCK | Plumbing/Sanitory | External Plumbing | WO/PCH/PC01/41 | Bdcon Engineers Pvt. Ltd. | 160NB (For ELV ) Invert Lvl -Less than 700 mm | 160NB (For ELV ) Invert Lvl - Less than 700 mm | RMT | 171.9 | 573 | Approved
Primarc Chambers | BLOCK | Plumbing/Sanitory | External Plumbing | WO/PCH/PC01/41 | Bdcon Engineers Pvt. Ltd. | Submersible pump (2 HP ), Location; Sump pit (for Gardening and car washing) | Submersible pump (2 HP ), Location; Sump pit (for Gardening and car washing) | Nos. | 1 | 4850 | Approved
Primarc Chambers | BLOCK | Plumbing/Sanitory | External Plumbing | WO/PCH/PC01/41 | Bdcon Engineers Pvt. Ltd. | Submersible pump(05 HP), Location; Sump pit (for Sump to Cenal Water discharge) | Submersible pump(05 HP), Location; Sump pit (for Sump to Cenal Water discharge) | Nos. | 0 | 7275 | Approved
Primarc Chambers | BLOCK | Plumbing/Sanitory | External Plumbing | WO/PCH/PC01/41 | Bdcon Engineers Pvt. Ltd. | 300mm dia. FOR (FIRE) | 300mm dia. FOR (FIRE) | RMT | 0 | 771 | Approved
The Ramdulari | BLOCK | Lift |  | WO/RP/RP02/30 | Otis Elevator Company (India) Limited | Supply, installation, testing & commissioning of Lift | Supply, installation, testing & commissioning of 2 nos OTIS make Passenger Elevators and 01 nos Service Elevator. |  | 0 | 0 | Amended & Approved
The Ramdulari | BLOCK | Lift |  | WO/RP/RP02/30 | Otis Elevator Company (India) Limited | Passenger lift | Supply and installation charges for OTIS Bare finish Model HZ MRL,28 Stops,13 Person, Passenger Elevator as per specification attached and direction of EIC. | Nos | 2 | 4963017 | Approved
The Ramdulari | BLOCK | Lift |  | WO/RP/RP02/30 | Otis Elevator Company (India) Limited | Service Lift | Supply and installation charges for OTIS MS Powder coated finish Model HZ MRL,28 Stops,15 Person Service Elevator as per specification attached and direction of EIC. | Nos | 1 | 4904474 | Approved
SOUTHWINDS PROJECT LLP (PHASE - III & IV) | MEP PHASE - IV | Sewage Treatment Plant | Civil | WO/SP34/MW4/32 | S K CONSTRUCTION | STP Retrofitting Job | STP Retrofitting Job |  | 0 | 0 | Approved
SOUTHWINDS PROJECT LLP (PHASE - III & IV) | MEP PHASE - IV | Sewage Treatment Plant | Civil | WO/SP34/MW4/32 | S K CONSTRUCTION | Mason | Charges for Mason | Nos | 15 | 750 | Approved
SOUTHWINDS PROJECT LLP (PHASE - III & IV) | MEP PHASE - IV | Sewage Treatment Plant | Civil | WO/SP34/MW4/32 | S K CONSTRUCTION | Helper | Charges for Helper | Nos | 15 | 650 | Approved
SOUTHWINDS PROJECT LLP (PHASE - III & IV) | MEP PHASE - IV | Sewage Treatment Plant | Civil | WO/SP34/MW4/32 | S K CONSTRUCTION | Hire charges for Machine | Hire charges for 5KG Breaker machine | Days | 12 | 750 | Approved
SOUTHWINDS PROJECT LLP (PHASE - III & IV) | MEP PHASE - IV | Sewage Treatment Plant | Civil | WO/SP34/MW4/32 | S K CONSTRUCTION | (NITOSEAL PU50) - Pack of 600 ml | MODIFIED SILANE- POLYURETHANE SEALANT (NITOSEAL PU50) - Pack of 600 ml | Lump Sum | 1 | 2000 | Approved
SOUTHWINDS PROJECT LLP (PHASE - III & IV) | MEP PHASE - IV | Sewage Treatment Plant | Civil | WO/SP34/MW4/32 | S K CONSTRUCTION | NOZZELE GROUTING | NOZZELE GROUTING BY FOSROC CBX 100 OR SIKA INTRAPLAST EP | Nos | 40 | 200 | Approved
SOUTHWINDS PROJECT LLP (PHASE - III & IV) | FINISHING PHASE - III | Internal Painting |  | WO/SP34/FW34/34 | ESSARCON | Bay Marking and Numbering at Car Parking Spaces | Bay Marking and Numbering at Car Parking Spaces |  | 0 | 0 | Approved
SOUTHWINDS PROJECT LLP (PHASE - III & IV) | FINISHING PHASE - III | Internal Painting |  | WO/SP34/FW34/34 | ESSARCON | Bay Making | Providing and applying two coats of approved brand and colour Epoxy-Polyurethane Paint ( ShaliFloor SL 3EPU) over one coat of Epoxy Primer (ShaliPrime 2E) for making the car parking with 50 mm width of car parking line maintain for every car parking area etc. all complete as per direction of EIC | RMT | 265.15 | 85 | Approved
SOUTHWINDS PROJECT LLP (PHASE - III & IV) | FINISHING PHASE - III | Internal Painting |  | WO/SP34/FW34/34 | ESSARCON | Numbering | Providing and applying of one coat of Epoxy primer (ShaliPrime 2E) and two coats of Epoxy Polyurethane Paint (ShaliFloor SL 3EPU) finish with background (Epoxy Base) including scrubbing for making of car parking numbering at car parking area as per drawing & direction of Engineer-in-Charge Height of Letter: 150 mm Width: 25 mm/ As Approved (5 Digit Max.) | Nos | 175 | 230 | Approved
Primarc Chambers | BLOCK | Plumbing/Sanitory | Internal Plumbing | WO/PCH/PC01/19 | Bdcon Engineers Pvt. Ltd. | Labour charge for fixing Agriculture pipes for Urinal and Basin waste in Toilet | Labour charge for fixing Agriculture pipes for Urinal and Basin waste in Toilet including all fittings with / without access door of any degree, Single / Double / Equal / Unequal junctions, bends, offsets, Cowls, Collars, Access / door pieces, insertions, rubber washer 3 mm thick, bolts & nuts , GI Holder bats and clamps of approved design and jointing with drip seal joints including cutting holes in Walls & floors and making good the same wherever required. (Application: For AC drainage Pipes) [ Necessary Dia. of Pipes & their Fittings and, all CP Fitting Materials will be supplied by Client and Other Loose Materials as Screws, Nail,Fastnut, MS Hooks, Solvent Cement, U Clamp, Jute, White Zinc, White Cement, MS Angle / Bracket,Universal clamp will be supplied By contractor. |  | 0 | 0 | Approved
Primarc Chambers | BLOCK | Plumbing/Sanitory | Internal Plumbing | WO/PCH/PC01/19 | Bdcon Engineers Pvt. Ltd. | 40 mm dia | 40 mm dia | RMT | 77.55 | 211 | Approved
Primarc Chambers | BLOCK | Plumbing/Sanitory | Internal Plumbing | WO/PCH/PC01/19 | Bdcon Engineers Pvt. Ltd. | 50 mm dia | 50 mm dia | RMT | 93.951 | 293 | Approved
Primarc Chambers | BLOCK | Civil | Sub & Super Structure Work | WO/PCH/PC01/4 | BBR (INDIA) PRIVATE LIMITED | Escalation for Supply of HT Strand (1.770 MT) | Escalation for Supply of HT Strand (1.770 MT) | MT | 1.77 | 9890 | Approved
The Soul, Rajarhat | COMMON INFRASTRUCTURE | MS Catlink |  | WO/HR01/CIH01/109 | S. PAL & COMPANY (P) LTD | Providing & Application of Heritage Fine Flakes | Providing & Application of Heritage Fine Flakes |  | 0 | 0 | Approved
The Soul, Rajarhat | COMMON INFRASTRUCTURE | MS Catlink |  | WO/HR01/CIH01/109 | S. PAL & COMPANY (P) LTD | Painting | Providing & Application of Heritage Fine Flakes consisting of two component system of dry Flakes made of special grade of heat-treated China clay with rigid homo polymer coated with fade resistant pigments and a 100% acrylic polymer bonding agent with the applied thickness of coating being between 0.8-1.2mm to be applied, in single coat , on a cured, smooth level plaster without keying, as per the approved shade all complete inclusive of primer on the base as per the direction of EIC. Location: -Catlink | Sq.Ft. | 2250 | 54 | Approved
The Soul, Rajarhat | COMMON INFRASTRUCTURE | MS Catlink |  | WO/HR01/CIH01/109 | S. PAL & COMPANY (P) LTD | Delivery | Delivery Charges | Lump Sum | 1 | 2000 | Approved
SOUTHWINDS PROJECT LLP (PHASE - III & IV) | MEP PHASE - IV | Internal Plumbing |  | WO/SP34/MW4/30 | PRAHALLAD CONSTRUCTION PRIVATE LIMITED | Internal plumbing | Internal plumbing -MLCP Block |  | 0 | 0 | Approved
SOUTHWINDS PROJECT LLP (PHASE - III & IV) | MEP PHASE - IV | Internal Plumbing |  | WO/SP34/MW4/39 | GOBINDA CHANDRA SAHOO | Internal plumbing | Internal plumbing -MLCP Block |  | 0 | 0 | Approved
SOUTHWINDS PROJECT LLP (PHASE - III & IV) | MEP PHASE - IV | Internal Plumbing |  | WO/SP34/MW4/30 | PRAHALLAD CONSTRUCTION PRIVATE LIMITED | Internal Drainage (Soil, Waste, Vent, & Fittings)-40 mm dia | "Internal Drainage (Soil, Waste, Vent, & Fittings) Labour charge for fixing SWR Type- B or PP pipes (DN 110X3.4 PP-MD-ML UNE EN-1451 B SKZ A -676 DIN-4102 B2) for Soil , waste and vent and AC drainage in Shaft Location including all fittings with / without access door of any degree, Single / Double / Equal / Unequal junctions, bends, offsets, Cowls, Collars, Access / door pieces, insertions, rubber washer 3 mm thick, bolts & nuts , GI Holder bats and clamps of approved design and jointing with drip seal joints including cutting holes in Walls & floors and making good the same wherever required. (Application: For Soil, Waste & Vent , Pipes) [ Necessary Dia. of Pipes & their Fittings, all CP Fitting Materials will be supplied by Client and Other Loose Materials as Screws, Nail,Fastnut, MS Hooks, U clamps, Solvent Cement, Jute, White Zinc, White Cement, MS Angle / Bracket,Universal clamp will be supplied By contractor." 40 mm dia | RMT | 18 | 160 | Approved
SOUTHWINDS PROJECT LLP (PHASE - III & IV) | MEP PHASE - IV | Internal Plumbing |  | WO/SP34/MW4/39 | GOBINDA CHANDRA SAHOO | Internal Drainage (Soil, Waste, Vent, & Fittings)-40 mm dia | "Internal Drainage (Soil, Waste, Vent, & Fittings) Labour charge for fixing SWR Type- B or PP pipes (DN 110X3.4 PP-MD-ML UNE EN-1451 B SKZ A -676 DIN-4102 B2) for Soil , waste and vent and AC drainage in Shaft Location including all fittings with / without access door of any degree, Single / Double / Equal / Unequal junctions, bends, offsets, Cowls, Collars, Access / door pieces, insertions, rubber washer 3 mm thick, bolts & nuts , GI Holder bats and clamps of approved design and jointing with drip seal joints including cutting holes in Walls & floors and making good the same wherever required. (Application: For Soil, Waste & Vent , Pipes) [ Necessary Dia. of Pipes & their Fittings, all CP Fitting Materials will be supplied by Client and Other Loose Materials as Screws, Nail,Fastnut, MS Hooks, U clamps, Solvent Cement, Jute, White Zinc, White Cement, MS Angle / Bracket,Universal clamp will be supplied By contractor." 40 mm dia | RMT | 18.2 | 210 | Approved
SOUTHWINDS PROJECT LLP (PHASE - III & IV) | MEP PHASE - IV | Internal Plumbing |  | WO/SP34/MW4/30 | PRAHALLAD CONSTRUCTION PRIVATE LIMITED | Internal Drainage (Soil, Waste, Vent, & Fittings)-50 mm dia | "Internal Drainage (Soil, Waste, Vent, & Fittings) Labour charge for fixing SWR Type- B or PP pipes (DN 110X3.4 PP-MD-ML UNE EN-1451 B SKZ A -676 DIN-4102 B2) for Soil , waste and vent and AC drainage in Shaft Location including all fittings with / without access door of any degree, Single / Double / Equal / Unequal junctions, bends, offsets, Cowls, Collars, Access / door pieces, insertions, rubber washer 3 mm thick, bolts & nuts , GI Holder bats and clamps of approved design and jointing with drip seal joints including cutting holes in Walls & floors and making good the same wherever required. (Application: For Soil, Waste & Vent , Pipes) [ Necessary Dia. of Pipes & their Fittings, all CP Fitting Materials will be supplied by Client and Other Loose Materials as Screws, Nail,Fastnut, MS Hooks, U clamps, Solvent Cement, Jute, White Zinc, White Cement, MS Angle / Bracket,Universal clamp will be supplied By contractor." 50 mm dia | RMT | 6 | 170 | Approved
SOUTHWINDS PROJECT LLP (PHASE - III & IV) | MEP PHASE - IV | Internal Plumbing |  | WO/SP34/MW4/39 | GOBINDA CHANDRA SAHOO | Internal Drainage (Soil, Waste, Vent, & Fittings)-50 mm dia | "Internal Drainage (Soil, Waste, Vent, & Fittings) Labour charge for fixing SWR Type- B or PP pipes (DN 110X3.4 PP-MD-ML UNE EN-1451 B SKZ A -676 DIN-4102 B2) for Soil , waste and vent and AC drainage in Shaft Location including all fittings with / without access door of any degree, Single / Double / Equal / Unequal junctions, bends, offsets, Cowls, Collars, Access / door pieces, insertions, rubber washer 3 mm thick, bolts & nuts , GI Holder bats and clamps of approved design and jointing with drip seal joints including cutting holes in Walls & floors and making good the same wherever required. (Application: For Soil, Waste & Vent , Pipes) [ Necessary Dia. of Pipes & their Fittings, all CP Fitting Materials will be supplied by Client and Other Loose Materials as Screws, Nail,Fastnut, MS Hooks, U clamps, Solvent Cement, Jute, White Zinc, White Cement, MS Angle / Bracket,Universal clamp will be supplied By contractor." 50 mm dia | RMT | 5.6 | 245 | Approved
SOUTHWINDS PROJECT LLP (PHASE - III & IV) | MEP PHASE - IV | Internal Plumbing |  | WO/SP34/MW4/30 | PRAHALLAD CONSTRUCTION PRIVATE LIMITED | Internal Drainage (Soil, Waste, Vent, & Fittings)-110 mm dia | "Internal Drainage (Soil, Waste, Vent, & Fittings) Labour charge for fixing SWR Type- B or PP pipes (DN 110X3.4 PP-MD-ML UNE EN-1451 B SKZ A -676 DIN-4102 B2) for Soil , waste and vent and AC drainage in Shaft Location including all fittings with / without access door of any degree, Single / Double / Equal / Unequal junctions, bends, offsets, Cowls, Collars, Access / door pieces, insertions, rubber washer 3 mm thick, bolts & nuts , GI Holder bats and clamps of approved design and jointing with drip seal joints including cutting holes in Walls & floors and making good the same wherever required. (Application: For Soil, Waste & Vent , Pipes) [ Necessary Dia. of Pipes & their Fittings, all CP Fitting Materials will be supplied by Client and Other Loose Materials as Screws, Nail,Fastnut, MS Hooks, U clamps, Solvent Cement, Jute, White Zinc, White Cement, MS Angle / Bracket,Universal clamp will be supplied By contractor." 110 mm dia | RMT | 245 | 300 | Approved
SOUTHWINDS PROJECT LLP (PHASE - III & IV) | MEP PHASE - IV | Internal Plumbing |  | WO/SP34/MW4/39 | GOBINDA CHANDRA SAHOO | Internal Drainage (Soil, Waste, Vent, & Fittings)-110 mm dia | "Internal Drainage (Soil, Waste, Vent, & Fittings) Labour charge for fixing SWR Type- B or PP pipes (DN 110X3.4 PP-MD-ML UNE EN-1451 B SKZ A -676 DIN-4102 B2) for Soil , waste and vent and AC drainage in Shaft Location including all fittings with / without access door of any degree, Single / Double / Equal / Unequal junctions, bends, offsets, Cowls, Collars, Access / door pieces, insertions, rubber washer 3 mm thick, bolts & nuts , GI Holder bats and clamps of approved design and jointing with drip seal joints including cutting holes in Walls & floors and making good the same wherever required. (Application: For Soil, Waste & Vent , Pipes) [ Necessary Dia. of Pipes & their Fittings, all CP Fitting Materials will be supplied by Client and Other Loose Materials as Screws, Nail,Fastnut, MS Hooks, U clamps, Solvent Cement, Jute, White Zinc, White Cement, MS Angle / Bracket,Universal clamp will be supplied By contractor." 110 mm dia | RMT | 249.14 | 375 | Approved
SOUTHWINDS PROJECT LLP (PHASE - III & IV) | MEP PHASE - IV | Internal Plumbing |  | WO/SP34/MW4/30 | PRAHALLAD CONSTRUCTION PRIVATE LIMITED | Internal Drainage (Rain Water Pipe & Fittings)- 110 mm dia | "Internal Drainage (Rain Water Pipe & Fittings) Labour charge for fixing SWR Type- B or PP pipes (DN 110X3.4 PP-MD-ML UNE EN-1451 B SKZ A -676 DIN-4102 B2) for Rain Water pipe in Shaft Location including all fittings with / without access door of any degree, Single / Double / Equal / Unequal junctions, bends, offsets, Cowls, Collars, Access / door pieces, insertions, rubber washer 3 mm thick, bolts & nuts , GI Holder bats and clamps of approved design and jointing with drip seal joints including cutting holes in Walls & floors and making good the same wherever required. (Application: For Rain Water Pipes) [ Necessary Dia. of Pipes & their Fittings, and all CP Fitting Materials will be supplied by Client and Other Loose Materials as Screws, Nail,Fastnut, MS Hooks, U clamps, Solvent Cement, Jute, White Zinc, White Cement, MS Angle / Bracket, Universal clamps will be supplied By contractor." 110 mm dia | RMT | 60 | 240 | Approved
SOUTHWINDS PROJECT LLP (PHASE - III & IV) | MEP PHASE - IV | Internal Plumbing |  | WO/SP34/MW4/39 | GOBINDA CHANDRA SAHOO | Internal Drainage (Rain Water Pipe & Fittings)- 110 mm dia | "Internal Drainage (Rain Water Pipe & Fittings) Labour charge for fixing SWR Type- B or PP pipes (DN 110X3.4 PP-MD-ML UNE EN-1451 B SKZ A -676 DIN-4102 B2) for Rain Water pipe in Shaft Location including all fittings with / without access door of any degree, Single / Double / Equal / Unequal junctions, bends, offsets, Cowls, Collars, Access / door pieces, insertions, rubber washer 3 mm thick, bolts & nuts , GI Holder bats and clamps of approved design and jointing with drip seal joints including cutting holes in Walls & floors and making good the same wherever required. (Application: For Rain Water Pipes) [ Necessary Dia. of Pipes & their Fittings, and all CP Fitting Materials will be supplied by Client and Other Loose Materials as Screws, Nail,Fastnut, MS Hooks, U clamps, Solvent Cement, Jute, White Zinc, White Cement, MS Angle / Bracket, Universal clamps will be supplied By contractor." 110 mm dia | RMT | 74.85 | 375 | Approved
SOUTHWINDS PROJECT LLP (PHASE - III & IV) | MEP PHASE - IV | Internal Plumbing |  | WO/SP34/MW4/30 | PRAHALLAD CONSTRUCTION PRIVATE LIMITED | Internal Drainage (Rain Water Pipe & Fittings)- 160 mm dia | "Internal Drainage (Rain Water Pipe & Fittings) Labour charge for fixing SWR Type- B or PP pipes (DN 110X3.4 PP-MD-ML UNE EN-1451 B SKZ A -676 DIN-4102 B2) for Rain Water pipe in Shaft Location including all fittings with / without access door of any degree, Single / Double / Equal / Unequal junctions, bends, offsets, Cowls, Collars, Access / door pieces, insertions, rubber washer 3 mm thick, bolts & nuts , GI Holder bats and clamps of approved design and jointing with drip seal joints including cutting holes in Walls & floors and making good the same wherever required. (Application: For Rain Water Pipes) [ Necessary Dia. of Pipes & their Fittings, and all CP Fitting Materials will be supplied by Client and Other Loose Materials as Screws, Nail,Fastnut, MS Hooks, U clamps, Solvent Cement, Jute, White Zinc, White Cement, MS Angle / Bracket, Universal clamps will be supplied By contractor." 160 mm dia | RMT | 360 | 310 | Approved
SOUTHWINDS PROJECT LLP (PHASE - III & IV) | MEP PHASE - IV | Internal Plumbing |  | WO/SP34/MW4/39 | GOBINDA CHANDRA SAHOO | Internal Drainage (Rain Water Pipe & Fittings)- 160 mm dia | "Internal Drainage (Rain Water Pipe & Fittings) Labour charge for fixing SWR Type- B or PP pipes (DN 110X3.4 PP-MD-ML UNE EN-1451 B SKZ A -676 DIN-4102 B2) for Rain Water pipe in Shaft Location including all fittings with / without access door of any degree, Single / Double / Equal / Unequal junctions, bends, offsets, Cowls, Collars, Access / door pieces, insertions, rubber washer 3 mm thick, bolts & nuts , GI Holder bats and clamps of approved design and jointing with drip seal joints including cutting holes in Walls & floors and making good the same wherever required. (Application: For Rain Water Pipes) [ Necessary Dia. of Pipes & their Fittings, and all CP Fitting Materials will be supplied by Client and Other Loose Materials as Screws, Nail,Fastnut, MS Hooks, U clamps, Solvent Cement, Jute, White Zinc, White Cement, MS Angle / Bracket, Universal clamps will be supplied By contractor." 160 mm dia | RMT | 335.35 | 405 | Approved
SOUTHWINDS PROJECT LLP (PHASE - III & IV) | MEP PHASE - IV | Internal Plumbing |  | WO/SP34/MW4/30 | PRAHALLAD CONSTRUCTION PRIVATE LIMITED | uPVC pipe (SCH 40 or SCH 80)- 15 mm dia | Labour Charges for Laying, fitting and fixing uPVC pipe (SCH 40 or SCH 80) as per IS: 4984 various dia as shown in drawing complete with all sorts of fittings ( e.g tee, bends, elbows, coupler, unions, reducers, flanges etc.) as required jointed with heavy duty solvent cement as per manufacturers specification or threaded joint wherever required and as per instruction of EIC. (for the above, Groove Cutting, mending good the damages, uPVC Pipe concealed inside of the Toilet (Required) for Cold Line including their necessary fittings as Elbows, Tees, Sockets),in case available standard fittings is not possible to use, fabricated fittings as per site requirement / as per drawing is to be used to lay the pipe in specified manner.[ Necessary Dia. of Pipes & their Fittings and all CP Fitting Materials will be supplied by Client and Sand, Stone Chips, Other Loose Materials as Screws, Nail, MS Hooks, Solvent Cement, Jute, White Zinc, White Cement, MS Angle / Bracket,Universal clamp, MS Saddle Clamp will be supplied by Contractor] (Domestic/Flu./Hot water supply at Terrace, Down takes ,Risers, Overflow drain and vent pipe for OHT etc.). 15 mm dia | RMT | 15 | 160 | Approved
SOUTHWINDS PROJECT LLP (PHASE - III & IV) | MEP PHASE - IV | Internal Plumbing |  | WO/SP34/MW4/39 | GOBINDA CHANDRA SAHOO | uPVC pipe (SCH 40 or SCH 80)- 15 mm dia | Labour Charges for Laying, fitting and fixing uPVC pipe (SCH 40 or SCH 80) as per IS: 4984 various dia as shown in drawing complete with all sorts of fittings ( e.g tee, bends, elbows, coupler, unions, reducers, flanges etc.) as required jointed with heavy duty solvent cement as per manufacturers specification or threaded joint wherever required and as per instruction of EIC. (for the above, Groove Cutting, mending good the damages, uPVC Pipe concealed inside of the Toilet (Required) for Cold Line including their necessary fittings as Elbows, Tees, Sockets),in case available standard fittings is not possible to use, fabricated fittings as per site requirement / as per drawing is to be used to lay the pipe in specified manner.[ Necessary Dia. of Pipes & their Fittings and all CP Fitting Materials will be supplied by Client and Sand, Stone Chips, Other Loose Materials as Screws, Nail, MS Hooks, Solvent Cement, Jute, White Zinc, White Cement, MS Angle / Bracket,Universal clamp, MS Saddle Clamp will be supplied by Contractor] (Domestic/Flu./Hot water supply at Terrace, Down takes ,Risers, Overflow drain and vent pipe for OHT etc.). 15 mm dia | RMT | 38.8 | 160 | Approved
SOUTHWINDS PROJECT LLP (PHASE - III & IV) | MEP PHASE - IV | Internal Plumbing |  | WO/SP34/MW4/30 | PRAHALLAD CONSTRUCTION PRIVATE LIMITED | uPVC pipe (SCH 40 or SCH 80)- 20 mm dia | Labour Charges for Laying, fitting and fixing uPVC pipe (SCH 40 or SCH 80) as per IS: 4984 various dia as shown in drawing complete with all sorts of fittings ( e.g tee, bends, elbows, coupler, unions, reducers, flanges etc.) as required jointed with heavy duty solvent cement as per manufacturers specification or threaded joint wherever required and as per instruction of EIC. (for the above, Groove Cutting, mending good the damages, uPVC Pipe concealed inside of the Toilet (Required) for Cold Line including their necessary fittings as Elbows, Tees, Sockets),in case available standard fittings is not possible to use, fabricated fittings as per site requirement / as per drawing is to be used to lay the pipe in specified manner.[ Necessary Dia. of Pipes & their Fittings and all CP Fitting Materials will be supplied by Client and Sand, Stone Chips, Other Loose Materials as Screws, Nail, MS Hooks, Solvent Cement, Jute, White Zinc, White Cement, MS Angle / Bracket,Universal clamp, MS Saddle Clamp will be supplied by Contractor] (Domestic/Flu./Hot water supply at Terrace, Down takes ,Risers, Overflow drain and vent pipe for OHT etc.). 20 mm dia | RMT | 295 | 180 | Approved
SOUTHWINDS PROJECT LLP (PHASE - III & IV) | MEP PHASE - IV | Internal Plumbing |  | WO/SP34/MW4/39 | GOBINDA CHANDRA SAHOO | uPVC pipe (SCH 40 or SCH 80)- 20 mm dia | Labour Charges for Laying, fitting and fixing uPVC pipe (SCH 40 or SCH 80) as per IS: 4984 various dia as shown in drawing complete with all sorts of fittings ( e.g tee, bends, elbows, coupler, unions, reducers, flanges etc.) as required jointed with heavy duty solvent cement as per manufacturers specification or threaded joint wherever required and as per instruction of EIC. (for the above, Groove Cutting, mending good the damages, uPVC Pipe concealed inside of the Toilet (Required) for Cold Line including their necessary fittings as Elbows, Tees, Sockets),in case available standard fittings is not possible to use, fabricated fittings as per site requirement / as per drawing is to be used to lay the pipe in specified manner.[ Necessary Dia. of Pipes & their Fittings and all CP Fitting Materials will be supplied by Client and Sand, Stone Chips, Other Loose Materials as Screws, Nail, MS Hooks, Solvent Cement, Jute, White Zinc, White Cement, MS Angle / Bracket,Universal clamp, MS Saddle Clamp will be supplied by Contractor] (Domestic/Flu./Hot water supply at Terrace, Down takes ,Risers, Overflow drain and vent pipe for OHT etc.). 20 mm dia | RMT | 350.1 | 185 | Approved
SOUTHWINDS PROJECT LLP (PHASE - III & IV) | MEP PHASE - IV | Internal Plumbing |  | WO/SP34/MW4/30 | PRAHALLAD CONSTRUCTION PRIVATE LIMITED | uPVC pipe (SCH 40 or SCH 80)- 25 mm dia | Labour Charges for Laying, fitting and fixing uPVC pipe (SCH 40 or SCH 80) as per IS: 4984 various dia as shown in drawing complete with all sorts of fittings ( e.g tee, bends, elbows, coupler, unions, reducers, flanges etc.) as required jointed with heavy duty solvent cement as per manufacturers specification or threaded joint wherever required and as per instruction of EIC. (for the above, Groove Cutting, mending good the damages, uPVC Pipe concealed inside of the Toilet (Required) for Cold Line including their necessary fittings as Elbows, Tees, Sockets),in case available standard fittings is not possible to use, fabricated fittings as per site requirement / as per drawing is to be used to lay the pipe in specified manner.[ Necessary Dia. of Pipes & their Fittings and all CP Fitting Materials will be supplied by Client and Sand, Stone Chips, Other Loose Materials as Screws, Nail, MS Hooks, Solvent Cement, Jute, White Zinc, White Cement, MS Angle / Bracket,Universal clamp, MS Saddle Clamp will be supplied by Contractor] (Domestic/Flu./Hot water supply at Terrace, Down takes ,Risers, Overflow drain and vent pipe for OHT etc.). 25 mm dia | RMT | 65 | 190 | Approved
SOUTHWINDS PROJECT LLP (PHASE - III & IV) | MEP PHASE - IV | Internal Plumbing |  | WO/SP34/MW4/39 | GOBINDA CHANDRA SAHOO | uPVC pipe (SCH 40 or SCH 80)- 25 mm dia | Labour Charges for Laying, fitting and fixing uPVC pipe (SCH 40 or SCH 80) as per IS: 4984 various dia as shown in drawing complete with all sorts of fittings ( e.g tee, bends, elbows, coupler, unions, reducers, flanges etc.) as required jointed with heavy duty solvent cement as per manufacturers specification or threaded joint wherever required and as per instruction of EIC. (for the above, Groove Cutting, mending good the damages, uPVC Pipe concealed inside of the Toilet (Required) for Cold Line including their necessary fittings as Elbows, Tees, Sockets),in case available standard fittings is not possible to use, fabricated fittings as per site requirement / as per drawing is to be used to lay the pipe in specified manner.[ Necessary Dia. of Pipes & their Fittings and all CP Fitting Materials will be supplied by Client and Sand, Stone Chips, Other Loose Materials as Screws, Nail, MS Hooks, Solvent Cement, Jute, White Zinc, White Cement, MS Angle / Bracket,Universal clamp, MS Saddle Clamp will be supplied by Contractor] (Domestic/Flu./Hot water supply at Terrace, Down takes ,Risers, Overflow drain and vent pipe for OHT etc.). 25 mm dia | RMT | 80.1 | 235 | Approved
SOUTHWINDS PROJECT LLP (PHASE - III & IV) | MEP PHASE - IV | Internal Plumbing |  | WO/SP34/MW4/30 | PRAHALLAD CONSTRUCTION PRIVATE LIMITED | uPVC pipe (SCH 40 or SCH 80)- 32 mm dia | Labour Charges for Laying, fitting and fixing uPVC pipe (SCH 40 or SCH 80) as per IS: 4984 various dia as shown in drawing complete with all sorts of fittings ( e.g tee, bends, elbows, coupler, unions, reducers, flanges etc.) as required jointed with heavy duty solvent cement as per manufacturers specification or threaded joint wherever required and as per instruction of EIC. (for the above, Groove Cutting, mending good the damages, uPVC Pipe concealed inside of the Toilet (Required) for Cold Line including their necessary fittings as Elbows, Tees, Sockets),in case available standard fittings is not possible to use, fabricated fittings as per site requirement / as per drawing is to be used to lay the pipe in specified manner.[ Necessary Dia. of Pipes & their Fittings and all CP Fitting Materials will be supplied by Client and Sand, Stone Chips, Other Loose Materials as Screws, Nail, MS Hooks, Solvent Cement, Jute, White Zinc, White Cement, MS Angle / Bracket,Universal clamp, MS Saddle Clamp will be supplied by Contractor] (Domestic/Flu./Hot water supply at Terrace, Down takes ,Risers, Overflow drain and vent pipe for OHT etc.). 32 mm dia | RMT | 115 | 200 | Approved
SOUTHWINDS PROJECT LLP (PHASE - III & IV) | MEP PHASE - IV | Internal Plumbing |  | WO/SP34/MW4/39 | GOBINDA CHANDRA SAHOO | uPVC pipe (SCH 40 or SCH 80)- 32 mm dia | Labour Charges for Laying, fitting and fixing uPVC pipe (SCH 40 or SCH 80) as per IS: 4984 various dia as shown in drawing complete with all sorts of fittings ( e.g tee, bends, elbows, coupler, unions, reducers, flanges etc.) as required jointed with heavy duty solvent cement as per manufacturers specification or threaded joint wherever required and as per instruction of EIC. (for the above, Groove Cutting, mending good the damages, uPVC Pipe concealed inside of the Toilet (Required) for Cold Line including their necessary fittings as Elbows, Tees, Sockets),in case available standard fittings is not possible to use, fabricated fittings as per site requirement / as per drawing is to be used to lay the pipe in specified manner.[ Necessary Dia. of Pipes & their Fittings and all CP Fitting Materials will be supplied by Client and Sand, Stone Chips, Other Loose Materials as Screws, Nail, MS Hooks, Solvent Cement, Jute, White Zinc, White Cement, MS Angle / Bracket,Universal clamp, MS Saddle Clamp will be supplied by Contractor] (Domestic/Flu./Hot water supply at Terrace, Down takes ,Risers, Overflow drain and vent pipe for OHT etc.). 32 mm dia | RMT | 133.56 | 235 | Approved
SOUTHWINDS PROJECT LLP (PHASE - III & IV) | MEP PHASE - IV | Internal Plumbing |  | WO/SP34/MW4/30 | PRAHALLAD CONSTRUCTION PRIVATE LIMITED | uPVC pipe (SCH 40 or SCH 80)- 40 mm dia | Labour Charges for Laying, fitting and fixing uPVC pipe (SCH 40 or SCH 80) as per IS: 4984 various dia as shown in drawing complete with all sorts of fittings ( e.g tee, bends, elbows, coupler, unions, reducers, flanges etc.) as required jointed with heavy duty solvent cement as per manufacturers specification or threaded joint wherever required and as per instruction of EIC. (for the above, Groove Cutting, mending good the damages, uPVC Pipe concealed inside of the Toilet (Required) for Cold Line including their necessary fittings as Elbows, Tees, Sockets),in case available standard fittings is not possible to use, fabricated fittings as per site requirement / as per drawing is to be used to lay the pipe in specified manner.[ Necessary Dia. of Pipes & their Fittings and all CP Fitting Materials will be supplied by Client and Sand, Stone Chips, Other Loose Materials as Screws, Nail, MS Hooks, Solvent Cement, Jute, White Zinc, White Cement, MS Angle / Bracket,Universal clamp, MS Saddle Clamp will be supplied by Contractor] (Domestic/Flu./Hot water supply at Terrace, Down takes ,Risers, Overflow drain and vent pipe for OHT etc.). 40 mm dia | RMT | 120 | 210 | Approved
SOUTHWINDS PROJECT LLP (PHASE - III & IV) | MEP PHASE - IV | Internal Plumbing |  | WO/SP34/MW4/39 | GOBINDA CHANDRA SAHOO | uPVC pipe (SCH 40 or SCH 80)- 40 mm dia | Labour Charges for Laying, fitting and fixing uPVC pipe (SCH 40 or SCH 80) as per IS: 4984 various dia as shown in drawing complete with all sorts of fittings ( e.g tee, bends, elbows, coupler, unions, reducers, flanges etc.) as required jointed with heavy duty solvent cement as per manufacturers specification or threaded joint wherever required and as per instruction of EIC. (for the above, Groove Cutting, mending good the damages, uPVC Pipe concealed inside of the Toilet (Required) for Cold Line including their necessary fittings as Elbows, Tees, Sockets),in case available standard fittings is not possible to use, fabricated fittings as per site requirement / as per drawing is to be used to lay the pipe in specified manner.[ Necessary Dia. of Pipes & their Fittings and all CP Fitting Materials will be supplied by Client and Sand, Stone Chips, Other Loose Materials as Screws, Nail, MS Hooks, Solvent Cement, Jute, White Zinc, White Cement, MS Angle / Bracket,Universal clamp, MS Saddle Clamp will be supplied by Contractor] (Domestic/Flu./Hot water supply at Terrace, Down takes ,Risers, Overflow drain and vent pipe for OHT etc.). 40 mm dia | RMT | 87.6 | 250 | Approved
SOUTHWINDS PROJECT LLP (PHASE - III & IV) | MEP PHASE - IV | Internal Plumbing |  | WO/SP34/MW4/30 | PRAHALLAD CONSTRUCTION PRIVATE LIMITED | uPVC pipe (SCH 40 or SCH 80)- 50 mm dia | Labour Charges for Laying, fitting and fixing uPVC pipe (SCH 40 or SCH 80) as per IS: 4984 various dia as shown in drawing complete with all sorts of fittings ( e.g tee, bends, elbows, coupler, unions, reducers, flanges etc.) as required jointed with heavy duty solvent cement as per manufacturers specification or threaded joint wherever required and as per instruction of EIC. (for the above, Groove Cutting, mending good the damages, uPVC Pipe concealed inside of the Toilet (Required) for Cold Line including their necessary fittings as Elbows, Tees, Sockets),in case available standard fittings is not possible to use, fabricated fittings as per site requirement / as per drawing is to be used to lay the pipe in specified manner.[ Necessary Dia. of Pipes & their Fittings and all CP Fitting Materials will be supplied by Client and Sand, Stone Chips, Other Loose Materials as Screws, Nail, MS Hooks, Solvent Cement, Jute, White Zinc, White Cement, MS Angle / Bracket,Universal clamp, MS Saddle Clamp will be supplied by Contractor] (Domestic/Flu./Hot water supply at Terrace, Down takes ,Risers, Overflow drain and vent pipe for OHT etc.). 50 mm dia | RMT | 18 | 240 | Approved
SOUTHWINDS PROJECT LLP (PHASE - III & IV) | MEP PHASE - IV | Internal Plumbing |  | WO/SP34/MW4/39 | GOBINDA CHANDRA SAHOO | uPVC pipe (SCH 40 or SCH 80)- 50 mm dia | Labour Charges for Laying, fitting and fixing uPVC pipe (SCH 40 or SCH 80) as per IS: 4984 various dia as shown in drawing complete with all sorts of fittings ( e.g tee, bends, elbows, coupler, unions, reducers, flanges etc.) as required jointed with heavy duty solvent cement as per manufacturers specification or threaded joint wherever required and as per instruction of EIC. (for the above, Groove Cutting, mending good the damages, uPVC Pipe concealed inside of the Toilet (Required) for Cold Line including their necessary fittings as Elbows, Tees, Sockets),in case available standard fittings is not possible to use, fabricated fittings as per site requirement / as per drawing is to be used to lay the pipe in specified manner.[ Necessary Dia. of Pipes & their Fittings and all CP Fitting Materials will be supplied by Client and Sand, Stone Chips, Other Loose Materials as Screws, Nail, MS Hooks, Solvent Cement, Jute, White Zinc, White Cement, MS Angle / Bracket,Universal clamp, MS Saddle Clamp will be supplied by Contractor] (Domestic/Flu./Hot water supply at Terrace, Down takes ,Risers, Overflow drain and vent pipe for OHT etc.). 50 mm dia | RMT | 59.25 | 285 | Approved
SOUTHWINDS PROJECT LLP (PHASE - III & IV) | MEP PHASE - IV | Internal Plumbing |  | WO/SP34/MW4/30 | PRAHALLAD CONSTRUCTION PRIVATE LIMITED | uPVC pipe (SCH 40 or SCH 80)- 65 mm dia | Labour Charges for Laying, fitting and fixing uPVC pipe (SCH 40 or SCH 80) as per IS: 4984 various dia as shown in drawing complete with all sorts of fittings ( e.g tee, bends, elbows, coupler, unions, reducers, flanges etc.) as required jointed with heavy duty solvent cement as per manufacturers specification or threaded joint wherever required and as per instruction of EIC. (for the above, Groove Cutting, mending good the damages, uPVC Pipe concealed inside of the Toilet (Required) for Cold Line including their necessary fittings as Elbows, Tees, Sockets),in case available standard fittings is not possible to use, fabricated fittings as per site requirement / as per drawing is to be used to lay the pipe in specified manner.[ Necessary Dia. of Pipes & their Fittings and all CP Fitting Materials will be supplied by Client and Sand, Stone Chips, Other Loose Materials as Screws, Nail, MS Hooks, Solvent Cement, Jute, White Zinc, White Cement, MS Angle / Bracket,Universal clamp, MS Saddle Clamp will be supplied by Contractor] (Domestic/Flu./Hot water supply at Terrace, Down takes ,Risers, Overflow drain and vent pipe for OHT etc.). 65 mm dia | RMT | 30 | 280 | Approved
SOUTHWINDS PROJECT LLP (PHASE - III & IV) | MEP PHASE - IV | Internal Plumbing |  | WO/SP34/MW4/39 | GOBINDA CHANDRA SAHOO | uPVC pipe (SCH 40 or SCH 80)- 65 mm dia | Labour Charges for Laying, fitting and fixing uPVC pipe (SCH 40 or SCH 80) as per IS: 4984 various dia as shown in drawing complete with all sorts of fittings ( e.g tee, bends, elbows, coupler, unions, reducers, flanges etc.) as required jointed with heavy duty solvent cement as per manufacturers specification or threaded joint wherever required and as per instruction of EIC. (for the above, Groove Cutting, mending good the damages, uPVC Pipe concealed inside of the Toilet (Required) for Cold Line including their necessary fittings as Elbows, Tees, Sockets),in case available standard fittings is not possible to use, fabricated fittings as per site requirement / as per drawing is to be used to lay the pipe in specified manner.[ Necessary Dia. of Pipes & their Fittings and all CP Fitting Materials will be supplied by Client and Sand, Stone Chips, Other Loose Materials as Screws, Nail, MS Hooks, Solvent Cement, Jute, White Zinc, White Cement, MS Angle / Bracket,Universal clamp, MS Saddle Clamp will be supplied by Contractor] (Domestic/Flu./Hot water supply at Terrace, Down takes ,Risers, Overflow drain and vent pipe for OHT etc.). 65 mm dia | RMT | 0 | 295 | Approved
SOUTHWINDS PROJECT LLP (PHASE - III & IV) | MEP PHASE - IV | Internal Plumbing |  | WO/SP34/MW4/39 | GOBINDA CHANDRA SAHOO | CPVC pipe- 20 mm dia | Labour Charges for Laying, fitting and fixing CPVC pipe various dia as shown in drawing complete with all sorts of fittings ( e.g tee, bends, elbows, coupler, unions, reducers, flanges etc.) as required jointed with heavy duty solvent cement as per manufacturers specification or threaded joint wherever required and as per instruction of EIC. (for the above, Groove Cutting, mending good the damages, CPVC Pipe concealed inside of the Toilet (Required) for Hot & Cold Line including their necessary fittings as Elbows, Tees, Sockets),in case available standard fittings is not possible to use, fabricated fittings as per site requirement / as per drawing is to be used to lay the pipe in specified manner.[ Necessary Dia. of Pipes & their Fittings and all CP Fitting Materials will be supplied by Client and Sand, Stone Chips, Other Loose Materials as Screws, Nail, MS Hooks, Solvent Cement, Jute, White Zinc, White Cement, MS Angle / Bracket,Universal clamp, MS Saddle Clamp will be supplied by Contractor] (Domestic/Flu./Hot water supply at Terrace, Down takes ,Risers, Overflow drain and vent pipe for OHT etc.). 20 mm dia | RMT | 94.04 | 185 | Approved
SOUTHWINDS PROJECT LLP (PHASE - III & IV) | MEP PHASE - IV | Internal Plumbing |  | WO/SP34/MW4/30 | PRAHALLAD CONSTRUCTION PRIVATE LIMITED | CPVC pipe- 20 mm dia | Labour Charges for Laying, fitting and fixing CPVC pipe various dia as shown in drawing complete with all sorts of fittings ( e.g tee, bends, elbows, coupler, unions, reducers, flanges etc.) as required jointed with heavy duty solvent cement as per manufacturers specification or threaded joint wherever required and as per instruction of EIC. (for the above, Groove Cutting, mending good the damages, CPVC Pipe concealed inside of the Toilet (Required) for Hot & Cold Line including their necessary fittings as Elbows, Tees, Sockets),in case available standard fittings is not possible to use, fabricated fittings as per site requirement / as per drawing is to be used to lay the pipe in specified manner.[ Necessary Dia. of Pipes & their Fittings and all CP Fitting Materials will be supplied by Client and Sand, Stone Chips, Other Loose Materials as Screws, Nail, MS Hooks, Solvent Cement, Jute, White Zinc, White Cement, MS Angle / Bracket,Universal clamp, MS Saddle Clamp will be supplied by Contractor] (Domestic/Flu./Hot water supply at Terrace, Down takes ,Risers, Overflow drain and vent pipe for OHT etc.). 20 mm dia | RMT | 110 | 180 | Approved
SOUTHWINDS PROJECT LLP (PHASE - III & IV) | MEP PHASE - IV | Internal Plumbing |  | WO/SP34/MW4/30 | PRAHALLAD CONSTRUCTION PRIVATE LIMITED | CPVC pipe- 25 mm dia | Labour Charges for Laying, fitting and fixing CPVC pipe various dia as shown in drawing complete with all sorts of fittings ( e.g tee, bends, elbows, coupler, unions, reducers, flanges etc.) as required jointed with heavy duty solvent cement as per manufacturers specification or threaded joint wherever required and as per instruction of EIC. (for the above, Groove Cutting, mending good the damages, CPVC Pipe concealed inside of the Toilet (Required) for Hot & Cold Line including their necessary fittings as Elbows, Tees, Sockets),in case available standard fittings is not possible to use, fabricated fittings as per site requirement / as per drawing is to be used to lay the pipe in specified manner.[ Necessary Dia. of Pipes & their Fittings and all CP Fitting Materials will be supplied by Client and Sand, Stone Chips, Other Loose Materials as Screws, Nail, MS Hooks, Solvent Cement, Jute, White Zinc, White Cement, MS Angle / Bracket,Universal clamp, MS Saddle Clamp will be supplied by Contractor] (Domestic/Flu./Hot water supply at Terrace, Down takes ,Risers, Overflow drain and vent pipe for OHT etc.). 25 mm dia | RMT | 10 | 190 | Approved
SOUTHWINDS PROJECT LLP (PHASE - III & IV) | MEP PHASE - IV | Internal Plumbing |  | WO/SP34/MW4/39 | GOBINDA CHANDRA SAHOO | CPVC pipe- 25 mm dia | Labour Charges for Laying, fitting and fixing CPVC pipe various dia as shown in drawing complete with all sorts of fittings ( e.g tee, bends, elbows, coupler, unions, reducers, flanges etc.) as required jointed with heavy duty solvent cement as per manufacturers specification or threaded joint wherever required and as per instruction of EIC. (for the above, Groove Cutting, mending good the damages, CPVC Pipe concealed inside of the Toilet (Required) for Hot & Cold Line including their necessary fittings as Elbows, Tees, Sockets),in case available standard fittings is not possible to use, fabricated fittings as per site requirement / as per drawing is to be used to lay the pipe in specified manner.[ Necessary Dia. of Pipes & their Fittings and all CP Fitting Materials will be supplied by Client and Sand, Stone Chips, Other Loose Materials as Screws, Nail, MS Hooks, Solvent Cement, Jute, White Zinc, White Cement, MS Angle / Bracket,Universal clamp, MS Saddle Clamp will be supplied by Contractor] (Domestic/Flu./Hot water supply at Terrace, Down takes ,Risers, Overflow drain and vent pipe for OHT etc.). 25 mm dia | RMT | 30.45 | 235 | Approved
SOUTHWINDS PROJECT LLP (PHASE - III & IV) | MEP PHASE - IV | Internal Plumbing |  | WO/SP34/MW4/30 | PRAHALLAD CONSTRUCTION PRIVATE LIMITED | CPVC pipe- 32 mm dia | Labour Charges for Laying, fitting and fixing CPVC pipe various dia as shown in drawing complete with all sorts of fittings ( e.g tee, bends, elbows, coupler, unions, reducers, flanges etc.) as required jointed with heavy duty solvent cement as per manufacturers specification or threaded joint wherever required and as per instruction of EIC. (for the above, Groove Cutting, mending good the damages, CPVC Pipe concealed inside of the Toilet (Required) for Hot & Cold Line including their necessary fittings as Elbows, Tees, Sockets),in case available standard fittings is not possible to use, fabricated fittings as per site requirement / as per drawing is to be used to lay the pipe in specified manner.[ Necessary Dia. of Pipes & their Fittings and all CP Fitting Materials will be supplied by Client and Sand, Stone Chips, Other Loose Materials as Screws, Nail, MS Hooks, Solvent Cement, Jute, White Zinc, White Cement, MS Angle / Bracket,Universal clamp, MS Saddle Clamp will be supplied by Contractor] (Domestic/Flu./Hot water supply at Terrace, Down takes ,Risers, Overflow drain and vent pipe for OHT etc.). 32 mm dia | RMT | 12 | 200 | Approved
SOUTHWINDS PROJECT LLP (PHASE - III & IV) | MEP PHASE - IV | Internal Plumbing |  | WO/SP34/MW4/39 | GOBINDA CHANDRA SAHOO | CPVC pipe- 32 mm dia | Labour Charges for Laying, fitting and fixing CPVC pipe various dia as shown in drawing complete with all sorts of fittings ( e.g tee, bends, elbows, coupler, unions, reducers, flanges etc.) as required jointed with heavy duty solvent cement as per manufacturers specification or threaded joint wherever required and as per instruction of EIC. (for the above, Groove Cutting, mending good the damages, CPVC Pipe concealed inside of the Toilet (Required) for Hot & Cold Line including their necessary fittings as Elbows, Tees, Sockets),in case available standard fittings is not possible to use, fabricated fittings as per site requirement / as per drawing is to be used to lay the pipe in specified manner.[ Necessary Dia. of Pipes & their Fittings and all CP Fitting Materials will be supplied by Client and Sand, Stone Chips, Other Loose Materials as Screws, Nail, MS Hooks, Solvent Cement, Jute, White Zinc, White Cement, MS Angle / Bracket,Universal clamp, MS Saddle Clamp will be supplied by Contractor] (Domestic/Flu./Hot water supply at Terrace, Down takes ,Risers, Overflow drain and vent pipe for OHT etc.). 32 mm dia | RMT | 0 | 235 | Approved
SOUTHWINDS PROJECT LLP (PHASE - III & IV) | MEP PHASE - IV | Internal Plumbing |  | WO/SP34/MW4/30 | PRAHALLAD CONSTRUCTION PRIVATE LIMITED | CPVC pipe- 40 mm dia | Labour Charges for Laying, fitting and fixing CPVC pipe various dia as shown in drawing complete with all sorts of fittings ( e.g tee, bends, elbows, coupler, unions, reducers, flanges etc.) as required jointed with heavy duty solvent cement as per manufacturers specification or threaded joint wherever required and as per instruction of EIC. (for the above, Groove Cutting, mending good the damages, CPVC Pipe concealed inside of the Toilet (Required) for Hot & Cold Line including their necessary fittings as Elbows, Tees, Sockets),in case available standard fittings is not possible to use, fabricated fittings as per site requirement / as per drawing is to be used to lay the pipe in specified manner.[ Necessary Dia. of Pipes & their Fittings and all CP Fitting Materials will be supplied by Client and Sand, Stone Chips, Other Loose Materials as Screws, Nail, MS Hooks, Solvent Cement, Jute, White Zinc, White Cement, MS Angle / Bracket,Universal clamp, MS Saddle Clamp will be supplied by Contractor] (Domestic/Flu./Hot water supply at Terrace, Down takes ,Risers, Overflow drain and vent pipe for OHT etc.). 40 mm dia | RMT | 12 | 210 | Approved
SOUTHWINDS PROJECT LLP (PHASE - III & IV) | MEP PHASE - IV | Internal Plumbing |  | WO/SP34/MW4/39 | GOBINDA CHANDRA SAHOO | CPVC pipe- 40 mm dia | Labour Charges for Laying, fitting and fixing CPVC pipe various dia as shown in drawing complete with all sorts of fittings ( e.g tee, bends, elbows, coupler, unions, reducers, flanges etc.) as required jointed with heavy duty solvent cement as per manufacturers specification or threaded joint wherever required and as per instruction of EIC. (for the above, Groove Cutting, mending good the damages, CPVC Pipe concealed inside of the Toilet (Required) for Hot & Cold Line including their necessary fittings as Elbows, Tees, Sockets),in case available standard fittings is not possible to use, fabricated fittings as per site requirement / as per drawing is to be used to lay the pipe in specified manner.[ Necessary Dia. of Pipes & their Fittings and all CP Fitting Materials will be supplied by Client and Sand, Stone Chips, Other Loose Materials as Screws, Nail, MS Hooks, Solvent Cement, Jute, White Zinc, White Cement, MS Angle / Bracket,Universal clamp, MS Saddle Clamp will be supplied by Contractor] (Domestic/Flu./Hot water supply at Terrace, Down takes ,Risers, Overflow drain and vent pipe for OHT etc.). 40 mm dia | RMT | 0 | 250 | Approved
SOUTHWINDS PROJECT LLP (PHASE - III & IV) | MEP PHASE - IV | Internal Plumbing |  | WO/SP34/MW4/30 | PRAHALLAD CONSTRUCTION PRIVATE LIMITED | fixing forged brass nickel plated lever- 15 mm dia | Labour charge for fixing forged brass nickel plated lever operated ball valve of full flow with forged brass hard chrome plated ball with min. working pressure of 16 Kg/cm2 . Lever should be anti rust coating, complete in all respects (For Domestic CWS/FWS Application) 15 mm dia | Nos | 2 | 70 | Approved
SOUTHWINDS PROJECT LLP (PHASE - III & IV) | MEP PHASE - IV | Internal Plumbing |  | WO/SP34/MW4/39 | GOBINDA CHANDRA SAHOO | fixing forged brass nickel plated lever- 15 mm dia | Labour charge for fixing forged brass nickel plated lever operated ball valve of full flow with forged brass hard chrome plated ball with min. working pressure of 16 Kg/cm2 . Lever should be anti rust coating, complete in all respects (For Domestic CWS/FWS Application) 15 mm dia | Nos | 0 | 135 | Approved
SOUTHWINDS PROJECT LLP (PHASE - III & IV) | MEP PHASE - IV | Internal Plumbing |  | WO/SP34/MW4/30 | PRAHALLAD CONSTRUCTION PRIVATE LIMITED | fixing forged brass nickel plated lever- 20 mm dia | Labour charge for fixing forged brass nickel plated lever operated ball valve of full flow with forged brass hard chrome plated ball with min. working pressure of 16 Kg/cm2 . Lever should be anti rust coating, complete in all respects (For Domestic CWS/FWS Application) 20 mm dia | Nos | 22 | 79 | Approved
SOUTHWINDS PROJECT LLP (PHASE - III & IV) | MEP PHASE - IV | Internal Plumbing |  | WO/SP34/MW4/39 | GOBINDA CHANDRA SAHOO | fixing forged brass nickel plated lever- 20 mm dia | Labour charge for fixing forged brass nickel plated lever operated ball valve of full flow with forged brass hard chrome plated ball with min. working pressure of 16 Kg/cm2 . Lever should be anti rust coating, complete in all respects (For Domestic CWS/FWS Application) 20 mm dia | Nos | 22 | 160 | Approved
SOUTHWINDS PROJECT LLP (PHASE - III & IV) | MEP PHASE - IV | Internal Plumbing |  | WO/SP34/MW4/30 | PRAHALLAD CONSTRUCTION PRIVATE LIMITED | fixing forged brass nickel plated lever- 25 mm dia | Labour charge for fixing forged brass nickel plated lever operated ball valve of full flow with forged brass hard chrome plated ball with min. working pressure of 16 Kg/cm2 . Lever should be anti rust coating, complete in all respects (For Domestic CWS/FWS Application) 25 mm dia | Nos | 2 | 95 | Approved
SOUTHWINDS PROJECT LLP (PHASE - III & IV) | MEP PHASE - IV | Internal Plumbing |  | WO/SP34/MW4/39 | GOBINDA CHANDRA SAHOO | fixing forged brass nickel plated lever- 25 mm dia | Labour charge for fixing forged brass nickel plated lever operated ball valve of full flow with forged brass hard chrome plated ball with min. working pressure of 16 Kg/cm2 . Lever should be anti rust coating, complete in all respects (For Domestic CWS/FWS Application) 25 mm dia | Nos | 1 | 190 | Approved
SOUTHWINDS PROJECT LLP (PHASE - III & IV) | MEP PHASE - IV | Internal Plumbing |  | WO/SP34/MW4/30 | PRAHALLAD CONSTRUCTION PRIVATE LIMITED | fixing forged brass nickel plated lever- 32 mm dia | Labour charge for fixing forged brass nickel plated lever operated ball valve of full flow with forged brass hard chrome plated ball with min. working pressure of 16 Kg/cm2 . Lever should be anti rust coating, complete in all respects (For Domestic CWS/FWS Application) 32 mm dia | Nos | 5 | 116 | Approved
SOUTHWINDS PROJECT LLP (PHASE - III & IV) | MEP PHASE - IV | Internal Plumbing |  | WO/SP34/MW4/39 | GOBINDA CHANDRA SAHOO | fixing forged brass nickel plated lever- 32 mm dia | Labour charge for fixing forged brass nickel plated lever operated ball valve of full flow with forged brass hard chrome plated ball with min. working pressure of 16 Kg/cm2 . Lever should be anti rust coating, complete in all respects (For Domestic CWS/FWS Application) 32 mm dia | Nos | 7 | 195 | Approved
SOUTHWINDS PROJECT LLP (PHASE - III & IV) | MEP PHASE - IV | Internal Plumbing |  | WO/SP34/MW4/30 | PRAHALLAD CONSTRUCTION PRIVATE LIMITED | fixing forged brass nickel plated lever- 40 mm dia | Labour charge for fixing forged brass nickel plated lever operated ball valve of full flow with forged brass hard chrome plated ball with min. working pressure of 16 Kg/cm2 . Lever should be anti rust coating, complete in all respects (For Domestic CWS/FWS Application) 40 mm dia | Nos | 5 | 139 | Approved
SOUTHWINDS PROJECT LLP (PHASE - III & IV) | MEP PHASE - IV | Internal Plumbing |  | WO/SP34/MW4/39 | GOBINDA CHANDRA SAHOO | fixing forged brass nickel plated lever- 40 mm dia | Labour charge for fixing forged brass nickel plated lever operated ball valve of full flow with forged brass hard chrome plated ball with min. working pressure of 16 Kg/cm2 . Lever should be anti rust coating, complete in all respects (For Domestic CWS/FWS Application) 40 mm dia | Nos | 2 | 215 | Approved
SOUTHWINDS PROJECT LLP (PHASE - III & IV) | MEP PHASE - IV | Internal Plumbing |  | WO/SP34/MW4/30 | PRAHALLAD CONSTRUCTION PRIVATE LIMITED | fixing forged brass nickel plated lever- 50 mm dia | Labour charge for fixing forged brass nickel plated lever operated ball valve of full flow with forged brass hard chrome plated ball with min. working pressure of 16 Kg/cm2 . Lever should be anti rust coating, complete in all respects (For Domestic CWS/FWS Application) 50 mm dia | Nos | 5 | 225 | Approved
SOUTHWINDS PROJECT LLP (PHASE - III & IV) | MEP PHASE - IV | Internal Plumbing |  | WO/SP34/MW4/39 | GOBINDA CHANDRA SAHOO | fixing forged brass nickel plated lever- 50 mm dia | Labour charge for fixing forged brass nickel plated lever operated ball valve of full flow with forged brass hard chrome plated ball with min. working pressure of 16 Kg/cm2 . Lever should be anti rust coating, complete in all respects (For Domestic CWS/FWS Application) 50 mm dia | Nos | 9 | 225 | Approved
SOUTHWINDS PROJECT LLP (PHASE - III & IV) | MEP PHASE - IV | Internal Plumbing |  | WO/SP34/MW4/30 | PRAHALLAD CONSTRUCTION PRIVATE LIMITED | Diverter,Spout and Over head shower with arm | "Labour charge for fixing of Diverter,Spout and Over head shower with arm of full flow complete in all respects. 15 mm dia " | Nos | 4 | 1100 | Approved
SOUTHWINDS PROJECT LLP (PHASE - III & IV) | MEP PHASE - IV | Internal Plumbing |  | WO/SP34/MW4/39 | GOBINDA CHANDRA SAHOO | Diverter,Spout and Over head shower with arm | "Labour charge for fixing of Diverter,Spout and Over head shower with arm of full flow complete in all respects. 15 mm dia " | Nos | 7 | 1080 | Approved
SOUTHWINDS PROJECT LLP (PHASE - III & IV) | MEP PHASE - IV | Internal Plumbing |  | WO/SP34/MW4/30 | PRAHALLAD CONSTRUCTION PRIVATE LIMITED | Concealed stop cock and Over head shower with arm | "Labour charge for fixing of Concealed stop cock and Over head shower with arm of full flow complete in all respects. 15 mm dia " | Nos | 3 | 450 | Approved
SOUTHWINDS PROJECT LLP (PHASE - III & IV) | MEP PHASE - IV | Internal Plumbing |  | WO/SP34/MW4/39 | GOBINDA CHANDRA SAHOO | Concealed stop cock and Over head shower with arm | "Labour charge for fixing of Concealed stop cock and Over head shower with arm of full flow complete in all respects. 15 mm dia " | Nos | 3 | 450 | Approved
SOUTHWINDS PROJECT LLP (PHASE - III & IV) | MEP PHASE - IV | Internal Plumbing |  | WO/SP34/MW4/30 | PRAHALLAD CONSTRUCTION PRIVATE LIMITED | forged brass nickel plated NRV-20 mm dia | Labour charge for fixing forged brass nickel plated NRV of full flow with forged brass hard chrome plated ball with min. working pressure of 16 Kg/cm2 . Lever should be anti rust coating, complete in all respects (For Domestic CWS/FWS Application) 20 mm dia | Nos | 5 | 130 | Approved
SOUTHWINDS PROJECT LLP (PHASE - III & IV) | MEP PHASE - IV | Internal Plumbing |  | WO/SP34/MW4/39 | GOBINDA CHANDRA SAHOO | forged brass nickel plated NRV-20 mm dia | Labour charge for fixing forged brass nickel plated NRV of full flow with forged brass hard chrome plated ball with min. working pressure of 16 Kg/cm2 . Lever should be anti rust coating, complete in all respects (For Domestic CWS/FWS Application) 20 mm dia | Nos | 5 | 160 | Approved
SOUTHWINDS PROJECT LLP (PHASE - III & IV) | MEP PHASE - IV | Internal Plumbing |  | WO/SP34/MW4/30 | PRAHALLAD CONSTRUCTION PRIVATE LIMITED | forged brass nickel plated NRV-32 mm dia | Labour charge for fixing forged brass nickel plated NRV of full flow with forged brass hard chrome plated ball with min. working pressure of 16 Kg/cm2 . Lever should be anti rust coating, complete in all respects (For Domestic CWS/FWS Application) 32 mm dia | Nos | 4 | 155 | Approved
SOUTHWINDS PROJECT LLP (PHASE - III & IV) | MEP PHASE - IV | Internal Plumbing |  | WO/SP34/MW4/39 | GOBINDA CHANDRA SAHOO | forged brass nickel plated NRV-32 mm dia | Labour charge for fixing forged brass nickel plated NRV of full flow with forged brass hard chrome plated ball with min. working pressure of 16 Kg/cm2 . Lever should be anti rust coating, complete in all respects (For Domestic CWS/FWS Application) 32 mm dia | Nos | 4 | 195 | Approved
SOUTHWINDS PROJECT LLP (PHASE - III & IV) | MEP PHASE - IV | Internal Plumbing |  | WO/SP34/MW4/30 | PRAHALLAD CONSTRUCTION PRIVATE LIMITED | forged brass nickel plated NRV-40 mm dia | Labour charge for fixing forged brass nickel plated NRV of full flow with forged brass hard chrome plated ball with min. working pressure of 16 Kg/cm2 . Lever should be anti rust coating, complete in all respects (For Domestic CWS/FWS Application) 40 mm dia | Nos | 2 | 165 | Approved
SOUTHWINDS PROJECT LLP (PHASE - III & IV) | MEP PHASE - IV | Internal Plumbing |  | WO/SP34/MW4/39 | GOBINDA CHANDRA SAHOO | forged brass nickel plated NRV-40 mm dia | Labour charge for fixing forged brass nickel plated NRV of full flow with forged brass hard chrome plated ball with min. working pressure of 16 Kg/cm2 . Lever should be anti rust coating, complete in all respects (For Domestic CWS/FWS Application) 40 mm dia | Nos | 2 | 220 | Approved
SOUTHWINDS PROJECT LLP (PHASE - III & IV) | MEP PHASE - IV | Internal Plumbing |  | WO/SP34/MW4/30 | PRAHALLAD CONSTRUCTION PRIVATE LIMITED | motorized butterfly valve with water flow switch -32 mm dia | Labour charge for fixing motorized butterfly valve with water flow switch including by-pass connection for the same dia with manually operated butterfly valve and all piping and accessories complete in all respects 32 mm dia | Nos | 1 | 250 | Approved
SOUTHWINDS PROJECT LLP (PHASE - III & IV) | MEP PHASE - IV | Internal Plumbing |  | WO/SP34/MW4/39 | GOBINDA CHANDRA SAHOO | motorized butterfly valve with water flow switch -32 mm dia | Labour charge for fixing motorized butterfly valve with water flow switch including by-pass connection for the same dia with manually operated butterfly valve and all piping and accessories complete in all respects 32 mm dia | Nos | 0 | 325 | Approved
SOUTHWINDS PROJECT LLP (PHASE - III & IV) | MEP PHASE - IV | Internal Plumbing |  | WO/SP34/MW4/30 | PRAHALLAD CONSTRUCTION PRIVATE LIMITED | motorized butterfly valve with water flow switch -40 mm dia | Labour charge for fixing motorized butterfly valve with water flow switch including by-pass connection for the same dia with manually operated butterfly valve and all piping and accessories complete in all respects 40 mm dia | Nos | 2 | 250 | Approved
SOUTHWINDS PROJECT LLP (PHASE - III & IV) | MEP PHASE - IV | Internal Plumbing |  | WO/SP34/MW4/39 | GOBINDA CHANDRA SAHOO | motorized butterfly valve with water flow switch -40 mm dia | Labour charge for fixing motorized butterfly valve with water flow switch including by-pass connection for the same dia with manually operated butterfly valve and all piping and accessories complete in all respects 40 mm dia | Nos | 3 | 325 | Approved
SOUTHWINDS PROJECT LLP (PHASE - III & IV) | MEP PHASE - IV | Internal Plumbing |  | WO/SP34/MW4/30 | PRAHALLAD CONSTRUCTION PRIVATE LIMITED | inlet mouth of rain water -125 mm diapipe | Labour charge for fixing to the inlet mouth of rain water pipe S S / CI grating /Jali of following size including all fitting and accessories. 125 mm dia | Nos | 30 | 80 | Approved
SOUTHWINDS PROJECT LLP (PHASE - III & IV) | MEP PHASE - IV | Internal Plumbing |  | WO/SP34/MW4/39 | GOBINDA CHANDRA SAHOO | inlet mouth of rain water -125 mm diapipe | Labour charge for fixing to the inlet mouth of rain water pipe S S / CI grating /Jali of following size including all fitting and accessories. 125 mm dia | Nos | 30 | 100 | Approved
SOUTHWINDS PROJECT LLP (PHASE - III & IV) | MEP PHASE - IV | Internal Plumbing |  | WO/SP34/MW4/30 | PRAHALLAD CONSTRUCTION PRIVATE LIMITED | inlet mouth of rain water -150 mm diapipe | Labour charge for fixing to the inlet mouth of rain water pipe S S / CI grating /Jali of following size including all fitting and accessories. 150 mm dia | Nos | 6 | 140 | Approved
SOUTHWINDS PROJECT LLP (PHASE - III & IV) | MEP PHASE - IV | Internal Plumbing |  | WO/SP34/MW4/39 | GOBINDA CHANDRA SAHOO | inlet mouth of rain water -150 mm diapipe | Labour charge for fixing to the inlet mouth of rain water pipe S S / CI grating /Jali of following size including all fitting and accessories. 150 mm dia | Nos | 6 | 110 | Approved
SOUTHWINDS PROJECT LLP (PHASE - III & IV) | MEP PHASE - IV | Internal Plumbing |  | WO/SP34/MW4/30 | PRAHALLAD CONSTRUCTION PRIVATE LIMITED | EPWC wall hung set with concealed cistern, seat cover, health faucet, angular, CP floor gratings | Labour Charges for Handling, lifting, Fitting, fixing, & testing EPWC wall hung set with concealed cistern, seat cover, health faucet, angular, CP floor gratings and and also The scope includes the following works Valves etc complete with all accessories of approved make, shape and type and all labour charges including cutting holes , grouting with sealing compound etc and necessary materials ( Pipe ,CP connector pipe as required length and dia, CP screw, PVC fastener , applying two coats of synthetic enamel paint of approved colour matched with the sanitary ware etc ) complete in all respect. (PIPE, Fittings, CP angular stop cock, health faucet set, EPWC, seat cover, concealed cistern, CP gratings, cement shall be supplied by CLIENT and Other Loose Materials as Screws, Nail, Fastener, MS Hooks, GI U- Clamp, Solvent Cement, Jute, White Zinc, Teflon tape, White Cement, MS Angle / Bracket, Universal clamp.) sand & stone (if required) shall be under the scope of contractor ) | Nos | 8 | 1700 | Approved
SOUTHWINDS PROJECT LLP (PHASE - III & IV) | MEP PHASE - IV | Internal Plumbing |  | WO/SP34/MW4/39 | GOBINDA CHANDRA SAHOO | EPWC wall hung set with concealed cistern, seat cover, health faucet, angular, CP floor gratings | Labour Charges for Handling, lifting, Fitting, fixing, & testing EPWC wall hung set with concealed cistern, seat cover, health faucet, angular, CP floor gratings and and also The scope includes the following works Valves etc complete with all accessories of approved make, shape and type and all labour charges including cutting holes , grouting with sealing compound etc and necessary materials ( Pipe ,CP connector pipe as required length and dia, CP screw, PVC fastener , applying two coats of synthetic enamel paint of approved colour matched with the sanitary ware etc ) complete in all respect. (PIPE, Fittings, CP angular stop cock, health faucet set, EPWC, seat cover, concealed cistern, CP gratings, cement shall be supplied by CLIENT and Other Loose Materials as Screws, Nail, Fastener, MS Hooks, GI U- Clamp, Solvent Cement, Jute, White Zinc, Teflon tape, White Cement, MS Angle / Bracket, Universal clamp.) sand & stone (if required) shall be under the scope of contractor ) | Nos | 12 | 1640 | Approved
SOUTHWINDS PROJECT LLP (PHASE - III & IV) | MEP PHASE - IV | Internal Plumbing |  | WO/SP34/MW4/30 | PRAHALLAD CONSTRUCTION PRIVATE LIMITED | wash basin set | Labour Charges for Handling, lifting, Fitting, fixing, & testing wash basin set ( approved brand / make ) with Angular stop cock, Basin waste, Bottle trap, Sensor type basin mixture / pillar cock Anchor fastner all accessories of approved make, all labour charges including cutting holes , grouting with sealing compound etc and necessary materials, mending good damages and if required painting the brackets with two coats of approved paint complete in all respect.( PIPE, Fittings, Wash Basin , CP Bottle-trap, CP Waste, Basin Mixer - Pillar Cock (Sensor type), cement shall be supplied by CLIENT , Solvent cement, Clamp, sand & stone (if required) shall be under the scope of contractor ) | Nos | 12 | 850 | Approved
SOUTHWINDS PROJECT LLP (PHASE - III & IV) | MEP PHASE - IV | Internal Plumbing |  | WO/SP34/MW4/39 | GOBINDA CHANDRA SAHOO | wash basin set | Labour Charges for Handling, lifting, Fitting, fixing, & testing wash basin set ( approved brand / make ) with Angular stop cock, Basin waste, Bottle trap, Sensor type basin mixture / pillar cock Anchor fastner all accessories of approved make, all labour charges including cutting holes , grouting with sealing compound etc and necessary materials, mending good damages and if required painting the brackets with two coats of approved paint complete in all respect.( PIPE, Fittings, Wash Basin , CP Bottle-trap, CP Waste, Basin Mixer - Pillar Cock (Sensor type), cement shall be supplied by CLIENT , Solvent cement, Clamp, sand & stone (if required) shall be under the scope of contractor ) | Nos | 15 | 870 | Approved
SOUTHWINDS PROJECT LLP (PHASE - III & IV) | MEP PHASE - IV | Internal Plumbing |  | WO/SP34/MW4/30 | PRAHALLAD CONSTRUCTION PRIVATE LIMITED | Urinal / Sensor type approved brand / make in position | Labour Charges for Handling, lifting, Fitting, fixing, & testing of Urinal / Sensor type approved brand / make in position including other accessories CP Angular stop cock, CP waste, CP wall flange, CP extension pieces ,bottle trap, and all accessories of approved make, and all labour charges including for cutting holes / chase and making good the same with mortar / concrete as require to complete the work as per the direction of in-charge. (PIPE, Fittings, Angular stop cock, Bottle trap Urinal Set, Cement shall be supplied by CLIENT and Other Loose Materials as Screws, Nail, Fastener, MS Hooks, Rubber Insulated GI U- Clamp, Solvent Cement, Jute, White Zinc, Teflon tape, White Cement, MS Angle / Bracket, Universal clamp.) sand & stone (if required) shall be under the scope of contractor ) | Nos | 6 | 650 | Approved
SOUTHWINDS PROJECT LLP (PHASE - III & IV) | MEP PHASE - IV | Internal Plumbing |  | WO/SP34/MW4/39 | GOBINDA CHANDRA SAHOO | Urinal / Sensor type approved brand / make in position | Labour Charges for Handling, lifting, Fitting, fixing, & testing of Urinal / Sensor type approved brand / make in position including other accessories CP Angular stop cock, CP waste, CP wall flange, CP extension pieces ,bottle trap, and all accessories of approved make, and all labour charges including for cutting holes / chase and making good the same with mortar / concrete as require to complete the work as per the direction of in-charge. (PIPE, Fittings, Angular stop cock, Bottle trap Urinal Set, Cement shall be supplied by CLIENT and Other Loose Materials as Screws, Nail, Fastener, MS Hooks, Rubber Insulated GI U- Clamp, Solvent Cement, Jute, White Zinc, Teflon tape, White Cement, MS Angle / Bracket, Universal clamp.) sand & stone (if required) shall be under the scope of contractor ) | Nos | 6 | 650 | Approved
SOUTHWINDS PROJECT LLP (PHASE - III & IV) | MEP PHASE - IV | Internal Plumbing |  | WO/SP34/MW4/30 | PRAHALLAD CONSTRUCTION PRIVATE LIMITED | Toilet paper holder | "Labour Charges for Handling, lifting, Fitting, fixing of C.P. open type Toilet paper holder recessed type 200 x 150mm, including fixing the same with C.P. screws complete. (Toilet paper holder recessed type 200 x 150mm shall be supplied by CLIENT and others all material shall be under the scope of contractor.)" | Nos | 8 | 120 | Approved
SOUTHWINDS PROJECT LLP (PHASE - III & IV) | MEP PHASE - IV | Internal Plumbing |  | WO/SP34/MW4/39 | GOBINDA CHANDRA SAHOO | Toilet paper holder | "Labour Charges for Handling, lifting, Fitting, fixing of C.P. open type Toilet paper holder recessed type 200 x 150mm, including fixing the same with C.P. screws complete. (Toilet paper holder recessed type 200 x 150mm shall be supplied by CLIENT and others all material shall be under the scope of contractor.)" | Nos | 12 | 110 | Approved
SOUTHWINDS PROJECT LLP (PHASE - III & IV) | MEP PHASE - IV | Internal Plumbing |  | WO/SP34/MW4/30 | PRAHALLAD CONSTRUCTION PRIVATE LIMITED | Robe hooks | Labour Charges for Handling, lifting, Fitting, fixing of Robe hooks (double) including fixing the same with CP screws complete. (Robe hooks (double) shall be supplied by CLIENT and others all material shall be under the scope of contractor.) | Nos | 8 | 100 | Approved
SOUTHWINDS PROJECT LLP (PHASE - III & IV) | MEP PHASE - IV | Internal Plumbing |  | WO/SP34/MW4/39 | GOBINDA CHANDRA SAHOO | Robe hooks | Labour Charges for Handling, lifting, Fitting, fixing of Robe hooks (double) including fixing the same with CP screws complete. (Robe hooks (double) shall be supplied by CLIENT and others all material shall be under the scope of contractor.) | Nos | 0 | 75 | Approved
SOUTHWINDS PROJECT LLP (PHASE - III & IV) | MEP PHASE - IV | Internal Plumbing |  | WO/SP34/MW4/30 | PRAHALLAD CONSTRUCTION PRIVATE LIMITED | white vitreous china recessed type Soap dispenser | Labour Charges for Handling, lifting, Fitting, fixing of off white vitreous china recessed type Soap dispenser including making the necessary cut-outs for recessing, grouting the soap dispenser complete. (Off white vitreous china recessed type soap dish shall be supplied by Client and others all material shall be under the scope of contractor.) | Nos | 8 | 125 | Approved
SOUTHWINDS PROJECT LLP (PHASE - III & IV) | MEP PHASE - IV | Internal Plumbing |  | WO/SP34/MW4/39 | GOBINDA CHANDRA SAHOO | white vitreous china recessed type Soap dispenser | Labour Charges for Handling, lifting, Fitting, fixing of off white vitreous china recessed type Soap dispenser including making the necessary cut-outs for recessing, grouting the soap dispenser complete. (Off white vitreous china recessed type soap dish shall be supplied by Client and others all material shall be under the scope of contractor.) | Nos | 12 | 110 | Approved
SOUTHWINDS PROJECT LLP (PHASE - III & IV) | MEP PHASE - IV | Internal Plumbing |  | WO/SP34/MW4/30 | PRAHALLAD CONSTRUCTION PRIVATE LIMITED | Ground floor Toilet | Ground floor Toilet |  | 0 | 0 | Approved
SOUTHWINDS PROJECT LLP (PHASE - III & IV) | MEP PHASE - IV | Internal Plumbing |  | WO/SP34/MW4/39 | GOBINDA CHANDRA SAHOO | Ground floor Toilet | Ground floor Toilet |  | 0 | 0 | Approved
SOUTHWINDS PROJECT LLP (PHASE - III & IV) | MEP PHASE - IV | Internal Plumbing |  | WO/SP34/MW4/30 | PRAHALLAD CONSTRUCTION PRIVATE LIMITED | EWC Floor Mounted with PVC cistern | Labour Charges for Handling, lifting, Fitting, fixing, & testing EWC Floor Mounted with PVC cistern, seat cover, Bib cock, angular, CP floor gratings and and also The scope includes the following works etc complete with all accessories of approved make, shape and type and all labour charges including cutting holes , grouting with sealing compound etc and necessary materials ( Pipe ,CP connector pipe as required length and dia, CP screw, PVC fastener , applying two coats of synthetic enamel paint of approved colour matched with the sanitary ware etc ) complete in all respect. CP angular stop cock, Bib cock, EWC, seat cover, PVC cistern, CP gratings, cement shall be supplied by CLIENT and Other Loose Materials as Screws, Solvent Cement, Jute, White Zinc, Teflon tape, White Cement, (if required) shall be under the scope of contractor ) | Nos | 4 | 1100 | Approved
SOUTHWINDS PROJECT LLP (PHASE - III & IV) | MEP PHASE - IV | Internal Plumbing |  | WO/SP34/MW4/39 | GOBINDA CHANDRA SAHOO | EWC Floor Mounted with PVC cistern | Labour Charges for Handling, lifting, Fitting, fixing, & testing EWC Floor Mounted with PVC cistern, seat cover, Bib cock, angular, CP floor gratings and and also The scope includes the following works etc complete with all accessories of approved make, shape and type and all labour charges including cutting holes , grouting with sealing compound etc and necessary materials ( Pipe ,CP connector pipe as required length and dia, CP screw, PVC fastener , applying two coats of synthetic enamel paint of approved colour matched with the sanitary ware etc ) complete in all respect. CP angular stop cock, Bib cock, EWC, seat cover, PVC cistern, CP gratings, cement shall be supplied by CLIENT and Other Loose Materials as Screws, Solvent Cement, Jute, White Zinc, Teflon tape, White Cement, (if required) shall be under the scope of contractor ) | Nos | 4 | 1050 | Approved
SOUTHWINDS PROJECT LLP (PHASE - III & IV) | MEP PHASE - IV | Internal Plumbing |  | WO/SP34/MW4/30 | PRAHALLAD CONSTRUCTION PRIVATE LIMITED | wash basin set | Labour Charges for Handling, lifting, Fitting, fixing, & testing wash basin set ( approved brand / make ) with Angular stop cock, Basin waste, Wast Pipe, Set pillar cock Anchor fastner all accessories of approved make, all grouting with sealing compound etc and necessary materials, mending good damages and if complete in all respect.( Wash Basin , Wast Pipe, CP Waste, Pillar Cock , cement shall be supplied by CLIENT , Solvent cement, Jute,White Zinc,Teflon teap,White Cement, (if required) shall be under the scope of contractor ) | Nos | 2 | 850 | Approved
SOUTHWINDS PROJECT LLP (PHASE - III & IV) | MEP PHASE - IV | Internal Plumbing |  | WO/SP34/MW4/39 | GOBINDA CHANDRA SAHOO | wash basin set | Labour Charges for Handling, lifting, Fitting, fixing, & testing wash basin set ( approved brand / make ) with Angular stop cock, Basin waste, Wast Pipe, Set pillar cock Anchor fastner all accessories of approved make, all grouting with sealing compound etc and necessary materials, mending good damages and if complete in all respect.( Wash Basin , Wast Pipe, CP Waste, Pillar Cock , cement shall be supplied by CLIENT , Solvent cement, Jute,White Zinc,Teflon teap,White Cement, (if required) shall be under the scope of contractor ) | Nos | 2 | 650 | Approved
The Soul, Rajarhat | BLOCK | Window and Glazing |  | WO/HR01/BOK01/196 | GLASTAL ENGINEERS PRIVATE LIMITED | Providing & Fixing Hardwares used for repairing and rectification for Block A & B | Providing & Fixing Hardwares used for repairing and rectification for Block A & B |  | 0 | 0 | Amended & Approved
The Soul, Rajarhat | BLOCK | Window and Glazing |  | WO/HR01/BOK01/206 | GLASTAL ENGINEERS PRIVATE LIMITED | Providing & Fixing Hardwares used for repairing and rectification for Block A & B | Providing & Fixing Hardwares used for repairing and rectification for Block A & B |  | 0 | 0 | Amended & Approved
The Soul, Rajarhat | BLOCK | Window and Glazing |  | WO/HR01/BOK01/196 | GLASTAL ENGINEERS PRIVATE LIMITED | Sliding Single roller | Providing & Fixing of Sliding Single roller ( includes all required materials, labours, tools and tackles and necessary arrangement for work) | Nos | 35 | 1400 | Approved
The Soul, Rajarhat | BLOCK | Window and Glazing |  | WO/HR01/BOK01/206 | GLASTAL ENGINEERS PRIVATE LIMITED | Sliding Single roller | Providing & Fixing of Sliding Single roller ( includes all required materials, labours, tools and tackles and necessary arrangement for work) | Nos | 20 | 1400 | Approved
The Soul, Rajarhat | BLOCK | Window and Glazing |  | WO/HR01/BOK01/196 | GLASTAL ENGINEERS PRIVATE LIMITED | Sliding Terminal | Providing & Fixing of Sliding Terminal (includes all required materials, labours, tools and tackles and necessary arrangement for work) | Nos | 80 | 350 | Approved
The Soul, Rajarhat | BLOCK | Window and Glazing |  | WO/HR01/BOK01/206 | GLASTAL ENGINEERS PRIVATE LIMITED | Sliding Terminal | Providing & Fixing of Sliding Terminal (includes all required materials, labours, tools and tackles and necessary arrangement for work) | Nos | 22 | 350 | Approved
The Soul, Rajarhat | BLOCK | Window and Glazing |  | WO/HR01/BOK01/196 | GLASTAL ENGINEERS PRIVATE LIMITED | Sliding sticker | Providing & Fixing of Sliding sticker ( includes all required materials, labours, tools and tackles and necessary arrangement for work) | Nos | 1 | 350 | Approved
The Soul, Rajarhat | BLOCK | Window and Glazing |  | WO/HR01/BOK01/196 | GLASTAL ENGINEERS PRIVATE LIMITED | Sliding lock | Providing & Fixing of Sliding lock ( includes all required materials, labours, tools and tackles and necessary arrangement for work) | Nos | 15 | 750 | Approved
The Soul, Rajarhat | BLOCK | Window and Glazing |  | WO/HR01/BOK01/196 | GLASTAL ENGINEERS PRIVATE LIMITED | Single point lock | Providing & Fixing of Single point lock ( includes all required materials, labours, tools and tackles and necessary arrangement for work) | Nos | 6 | 850 | Approved
The Soul, Rajarhat | BLOCK | Window and Glazing |  | WO/HR01/BOK01/206 | GLASTAL ENGINEERS PRIVATE LIMITED | Single point lock | Providing & Fixing of Single point lock ( includes all required materials, labours, tools and tackles and necessary arrangement for work) | Nos | 1 | 850 | Approved
The Soul, Rajarhat | BLOCK | Window and Glazing |  | WO/HR01/BOK01/196 | GLASTAL ENGINEERS PRIVATE LIMITED | 12'' Friction stay | Providing & Fixing of 12'' Friction stay ( includes all required materials, labours, tools and tackles and necessary arrangement for work) | Pairs | 18 | 2800 | Approved
The Soul, Rajarhat | BLOCK | Window and Glazing |  | WO/HR01/BOK01/206 | GLASTAL ENGINEERS PRIVATE LIMITED | 12'' Friction stay | Providing & Fixing of 12'' Friction stay ( includes all required materials, labours, tools and tackles and necessary arrangement for work) | Pairs | 8 | 2800 | Approved
SOUTHWINDS PROJECT LLP (PHASE - III & IV) | FINISHING PHASE - IV | Wood Work |  | WO/SP34/FW4/17 | RAJ KUMAR FURNITURE WORKS | Temporary door shutter | Temporary door shutter |  | 0 | 0 | Approved
SOUTHWINDS PROJECT LLP (PHASE - III & IV) | FINISHING PHASE - IV | Wood Work |  | WO/SP34/FW4/17 | RAJ KUMAR FURNITURE WORKS | Temporary door shutter | Labour charges for caring and fixing Temporary door shutter at main door including groove making (2-3mm) for hinges, fixing of necessary hardware with supply of SS Screw as per drawing and direction of EIC | Nos | 38 | 240 | Approved
SOUTHWINDS PROJECT LLP (PHASE - III & IV) | FINISHING PHASE - IV | Wood Work |  | WO/SP34/FW4/17 | RAJ KUMAR FURNITURE WORKS | Misc. charges | Charges for loading unloading as per drawing & direction of EIC | Nos | 38 | 10 | Approved
SOUTHWINDS PROJECT LLP (PHASE - III & IV) | FINISHING PHASE - IV | Wood Work |  |  |  | making and fixing letter box | making and fixing letter box | Sq.Ft. |  |  | Draft
SOUTHWINDS PROJECT LLP (PHASE - III & IV) | FINISHING PHASE - IV | Wood Work |  |  |  | making and fixing letter box | "Labour charges for making and fixing letter box with 19mm & 6mm ply with three side laminate including pasting of no on letter box all tools & tackles and consumable materials as per drawing and direction of EIC. Ply, Laminate ,Lock & Hinges will be supplied by client. BL-11-size -6ft x5.5ft-01 no and 5ft x5.5 ft -01 no BL-12-size -9.5ft x4ft -01 no" | Sq.Ft. |  |  | Draft
SOUTHWINDS PROJECT LLP (PHASE - III & IV) | FINISHING PHASE - IV | Wood Work |  |  |  | loading unloading | Charges for loading unloading transportation and hire charges for machinery as per direction of EIC | Sq.Ft. |  |  | Draft
SOUTHWINDS PROJECT LLP (PHASE - III & IV) | FINISHING PHASE - III | Wood Work |  | WO/SP34/FW34/35 | RAJ KUMAR FURNITURE WORKS | Letter Box Making & Fixing | Letter Box Making & Fixing |  | 0 | 0 | Approved
SOUTHWINDS PROJECT LLP (PHASE - III & IV) | FINISHING PHASE - III | Wood Work |  | WO/SP34/FW34/35 | RAJ KUMAR FURNITURE WORKS | making and fixing letter box | Labour charges for making and fixing letter box with 19mm & 6mm ply with three side laminate including pasting of no on letter box all tools & tackles and consumable materials as per drawing and direction of EIC. Ply, Laminate ,Lock & Hinges will be supplied by client. BL-11-size -6ft x5.5ft-01 no and 5ft x5.5 ft -01 no BL-12-size -9.5ft x4ft -01 no" | Sq.Ft. | 93.033 | 410 | Approved
SOUTHWINDS PROJECT LLP (PHASE - III & IV) | FINISHING PHASE - III | Wood Work |  | WO/SP34/FW34/35 | RAJ KUMAR FURNITURE WORKS | oading unloading | Charges for loading unloading transportation and hire charges for machinery as per direction of EIC | Sq.Ft. | 93.033 | 17 | Approved
SOUTHWINDS PROJECT LLP (PHASE - III & IV) | FINISHING PHASE - III | Internal Painting |  | WO/SP34/FW34/36 | GAZI PAINTS PRIVATE LIMITED | Letter Box Painting | "Providing and applying of 1 Coat of Wood Primer followed by 2 Coats of Premium Satin Enamel (Rich Matt Finish Enamel) of approved manufacture at inside of the Letter Box including scraping with all finish atc.as per drawing and direction of EIC Colour Code: As per Drawing Brand: ICI/Asian/Berger/AkzoNoble" | Sq.Ft. | 408.526 | 10.5 | Approved
SOUTHWINDS PROJECT LLP (PHASE - III & IV) | COMMON INFRASTRUCTURE - PHASE III & IV | Consultancy Charges | OTHER CONSLUTANTS | WO/SP34/CI34/53 | A AND A SERVICES | consultancy fees | Charges for consultancy fees for details interior work including all drawings, material specification as per attached terms & condition for the Working Pod ( Bl-13) , Multipurpose Hall ( Bl-14) , Banquet Hall ( Bl-15) Approx. area = 2500 sq.ft ( Multi - Purpose Hall ) | Lump Sum | 1 | 200000 | Approved
The Soul, Rajarhat | BLOCK | Signages and Art Work | Signage Work | WO/HR01/BOK01/167 | BRAND VALUE SIGN SOLUTION | Wayfinder 02 | Charges Towards change LED Module Light 4000K (Cool White) to 3000K (Warm white) as per BOQ & direction of EIC. Location -Wayfinder 02-Totem | Nos | 8 | 1875 | Approved
The Soul, Rajarhat | CLUB | Wood Work |  | WO/HR01/CL07/43 | B. S. Furniture | Modification Work in Kinds Room ''Bunker'' | Modification Work in Kids Room ''Bunker'' |  | 0 | 0 | Approved
The Soul, Rajarhat | CLUB | Wood Work |  | WO/HR01/CL07/43 | B. S. Furniture | Kids Room Bunker | Providing & Fixing Charges of Modification work in Kids Room ''Bunker'' for the following work: - 1) Additional Stair Railing including polishing 2) PP Net Fixing including framework as per BOQ & direction of EIC.(Rate including all required materials, labours, tools & tackles and necessary arrangements for the work.) | Lump Sum | 1 | 40000 | Approved
The Soul, Rajarhat | CLUB | Wood Work |  | WO/HR01/CL07/43 | B. S. Furniture | Loading Unloading Charges | Charges for loading - unloading, transportation, hire charges for machinery as per direction of Engineer-in-Charge | Lump Sum | 1 | 1600 | Approved
SOUTHWINDS PROJECT LLP (PHASE - III & IV) | MEP PHASE - III | Internal Plumbing |  | WO/SP34/MW34/18 | GOBINDA CHANDRA SAHOO | Hydro pneumatic System | Hydro pneumatic System (provide minimum 2KG/centimeter square Pressure )-Labour charges for laying of Upvc with necessary fitting , fixing & joining with the support of GI clamp at roof for Booster pump line line ( Clamp , Solvent will be provided by client ) |  | 0 | 0 | Approved
SOUTHWINDS PROJECT LLP (PHASE - III & IV) | MEP PHASE - III | Internal Plumbing |  | WO/SP34/MW34/18 | GOBINDA CHANDRA SAHOO | 65 mm | 65 mm | RMT | 453.7 | 230 | Approved
SOUTHWINDS PROJECT LLP (PHASE - III & IV) | MEP PHASE - III | Internal Plumbing |  | WO/SP34/MW34/18 | GOBINDA CHANDRA SAHOO | 50 mm | 50 mm | RMT | 6 | 210 | Approved
SOUTHWINDS PROJECT LLP (PHASE - III & IV) | MEP PHASE - III | Internal Plumbing |  | WO/SP34/MW34/18 | GOBINDA CHANDRA SAHOO | 40 mm | 40 mm | RMT | 14.4 | 190 | Approved
SOUTHWINDS PROJECT LLP (PHASE - III & IV) | MEP PHASE - III | Internal Plumbing |  | WO/SP34/MW34/18 | GOBINDA CHANDRA SAHOO | 32 mm | 32 mm | RMT | 22.2 | 175 | Approved
SOUTHWINDS PROJECT LLP (PHASE - III & IV) | MEP PHASE - III | Internal Plumbing |  | WO/SP34/MW34/18 | GOBINDA CHANDRA SAHOO | 25 mm | 25 mm | RMT | 7 | 165 | Approved
SOUTHWINDS PROJECT LLP (PHASE - III & IV) | MEP PHASE - III | Internal Plumbing |  | WO/SP34/MW34/18 | GOBINDA CHANDRA SAHOO | Brass ball valve / Upvc ball valve / Butterfly valve / Motorized valve | Hydro pneumatic System (provide minimum 2KG/centimeter square Pressure )- Labour charges for fitting , fixing of Brass ball valve / Upvc ball valve / Butterfly valve / Motorized valve with taflon tape |  | 0 | 0 | Approved
SOUTHWINDS PROJECT LLP (PHASE - III & IV) | MEP PHASE - III | Internal Plumbing |  | WO/SP34/MW34/18 | GOBINDA CHANDRA SAHOO | 65 mm CI Butterfly Valve | 65 mm CI Butterfly Valve | Nos | 6 | 394 | Approved
SOUTHWINDS PROJECT LLP (PHASE - III & IV) | MEP PHASE - III | Internal Plumbing |  | WO/SP34/MW34/18 | GOBINDA CHANDRA SAHOO | 50 mm motorized Valve | 50 mm motorized Valve | Nos | 3 | 325 | Approved
SOUTHWINDS PROJECT LLP (PHASE - III & IV) | MEP PHASE - III | Internal Plumbing |  | WO/SP34/MW34/18 | GOBINDA CHANDRA SAHOO | 40 mm motorized Valve | 40 mm motorized Valve | Nos | 2 | 325 | Approved
SOUTHWINDS PROJECT LLP (PHASE - III & IV) | MEP PHASE - III | Internal Plumbing |  | WO/SP34/MW34/18 | GOBINDA CHANDRA SAHOO | 32 mm Brass Ball Valve | 32 mm Brass Ball Valve | Nos | 7 | 195 | Approved
SOUTHWINDS PROJECT LLP (PHASE - III & IV) | MEP PHASE - III | Internal Plumbing |  | WO/SP34/MW34/18 | GOBINDA CHANDRA SAHOO | 25 mm Brass Ball Valve | 25 mm Brass Ball Valve | Nos | 17 | 190 | Approved
SOUTHWINDS PROJECT LLP (PHASE - III & IV) | MEP PHASE - III | Internal Plumbing |  | WO/SP34/MW34/18 | GOBINDA CHANDRA SAHOO | 25 mm Upvc Ball Valve | 25 mm Upvc Ball Valve | Nos | 4 | 190 | Approved
SOUTHWINDS PROJECT LLP (PHASE - III & IV) | PRE-CONSTRUCTION PHASE - III & IV | Mechanical Equipment |  | WO/SP34/PC34/55 | ARTISAN | Painting on Passenger Hoist | Painting on Passenger Hoist of Bl-13,14(Part-01&02),16 as per B.O.Q & direction of EIC |  | 0 | 0 | Approved
SOUTHWINDS PROJECT LLP (PHASE - III & IV) | PRE-CONSTRUCTION PHASE - III & IV | Mechanical Equipment |  | WO/SP34/PC34/55 | ARTISAN | Sika rust off-100 | "Providing and applying of one coat Sika rust off-100 for removal & cleaning of rust as per direction of Engineer-in-charge & as per methodology. Location: Wherever required on Passenger Hoist of Bl-13,14(Part-01&02),16 as per EIC " | Sq.Ft. | 942.541 | 5.1 | Approved
SOUTHWINDS PROJECT LLP (PHASE - III & IV) | PRE-CONSTRUCTION PHASE - III & IV | Mechanical Equipment |  | WO/SP34/PC34/55 | ARTISAN | Painting | "Providing and applying of one coat Zinc chromate primer with two coats of synthetic enamel paint(Glossy) including scraping, sand papering with all finishing work as per direction of Engineer-in-Charge. Note: Material shall be applied after approval of Engineer-in-Charge. Brand: (Asian Paints/ICI/Berger) Location: Passenger Hoist of Bl-13,14(Part-01&02),16 Colour code: As per Engineer-in-Charge" | Sq.Ft. | 2263.786 | 10.5 | Approved
SOUTHWINDS PROJECT LLP (PHASE - III & IV) | PRE-CONSTRUCTION PHASE - III & IV | Mechanical Equipment |  | WO/SP34/PC34/55 | ARTISAN | Mechanical surface preparation at MS Area by grinding | "Mechanical surface preparation at MS Area by grinding Location: Wherever required on Passenger Hoist of Bl-13,14(Part-01&02),16 as per EIC" | Sq.Ft. | 790.635 | 4.65 | Approved
The Soul, Rajarhat | BLOCK | Plumbing/Sanitory | External Plumbing | WO/HR01/BOK01/50 | GOBINDA CHANDRA SAHOO | Extra Item | New Items for Electrical Work: -Construction of intercepting chambers in 230mm thick brick masonry in 1:4 cement mortar, Single Layer BFS followed by 75mm thk. PCC in 1:3:6 cement concrete, 12mm thick plaster in 1:4 to both internal & external surface finished with floating coat of neat cement, MS rectangular manhole cover and frame totally weighing not less than 40.0 Tons. curing, complete to specifications. Rates shall include the cost of excavation in all sorts of soil , compacting the base before pcc work, disposing of surplus earth within the site premises ( lead up to 0.5 km), backfilling work after completion of job, including painting the cover with three coats of anti corrosive bitumastic paint before fixing of the Cover etc. all complete. The rate is inclusive of bailing out of water during excavation and shoring work , if required to prevent collapsing of soil. & directions of the Engineer-in-charge. (Including Excavation) (Only cement , Reinforcement Steel, Cover would be supplied by the Employer but subjected to reconciliation) Work to be done as per drawing and direction of EIC. |  | 0 | 0 | Approved
The Soul, Rajarhat | BLOCK | Plumbing/Sanitory | External Plumbing | WO/HR01/BOK01/50 | GOBINDA CHANDRA SAHOO | 2500 MM X 1000 MM X UPTO 750 MM DEPTH | 2500 MM X 1000 MM X UPTO 750 MM DEPTH (WITHOUT RCC COVER) | Nos | 5 | 14742 | Approved
The Soul, Rajarhat | BLOCK | Plumbing/Sanitory | External Plumbing | WO/HR01/BOK01/50 | GOBINDA CHANDRA SAHOO | 1200 MM X 600 MM X UPTO 750 | 1200 MM X 600 MM X UPTO 750 MM DEPTH (WITHOUT RCC COVER) | Nos | 1 | 8186 | Approved
The Soul, Rajarhat | BLOCK | Plumbing/Sanitory | External Plumbing | WO/HR01/BOK01/50 | GOBINDA CHANDRA SAHOO | 900 MM X 600 MM X UPTO 750 MM | 900 MM X 600 MM X UPTO 750 MM DEPTH (WITHOUT RCC COVER | Nos | 2 | 7015 | Approved
The Soul, Rajarhat | BLOCK | Plumbing/Sanitory | External Plumbing | WO/HR01/BOK01/50 | GOBINDA CHANDRA SAHOO | 1000 MM X 600 MM X UPTO 800 | 1000 MM X 600 MM X UPTO 800 MM DEPTH (WITHOUT RCC COVER) | Nos | 1 | 7791 | Approved
SOUTHWINDS PROJECT LLP (PHASE - III & IV) | MEP PHASE - III | Internal Plumbing |  | WO/SP34/MW34/18 | GOBINDA CHANDRA SAHOO | Flow switch & Booster pump | Flow switch & Booster pump |  | 0 | 0 | Approved
SOUTHWINDS PROJECT LLP (PHASE - III & IV) | MEP PHASE - III | Internal Plumbing |  | WO/SP34/MW34/18 | GOBINDA CHANDRA SAHOO | 32 mm Flow Switch | Labour charges for fitting & fixing of 32 mm Flow Switch | Nos | 5 | 250 | Approved
SOUTHWINDS PROJECT LLP (PHASE - III & IV) | MEP PHASE - III | Internal Plumbing |  | WO/SP34/MW34/18 | GOBINDA CHANDRA SAHOO | Booster Pump | Labour charges for fitting & fixing of Booster Pump | Nos | 2 | 2500 | Approved
The Ramdulari | BLOCK | Civil | Sub & Super Structure Work | WO/RP/RP02/28 | KLAUS WORLD EQUIPMENT | Tower Crane Servicing 2nd Time Month of December '23 | Tower Crane service to change old wire rope to new wire rope as per BOQ & direction of EIC.( Second Time- Month of December’23) | Lump Sum | 1 | 18000 | Amended & Approved
The Soul, Rajarhat | BLOCK | Plumbing/Sanitory | External Plumbing |  |  | MAKING OF VALVE CHAMBER | LABOUR CHARGES FOR MAKING OF VALVE CHAMBER WHILE PROVIDING SAND, STONECHIPS, BRICKS (Only cement , Reinforcement Steel, would be supplied by the Employer but subjected to reconciliation) Work to be done as per drawing and direction of EIC. EIC. .1200 MM X 600 MM X UPTO 750 MM DEPTH (WITH RCC COVER) | Nos |  |  | Approved
The Soul, Rajarhat | BLOCK | Plumbing/Sanitory | External Plumbing | WO/HR01/BOK01/50 | GOBINDA CHANDRA SAHOO | MAKING OF VALVE CHAMBER | New Items for Electrical Work: -LABOUR CHARGES FOR MAKING OF VALVE CHAMBER WHILE PROVIDING SAND, STONECHIPS, BRICKS (Only cement , Reinforcement Steel, would be supplied by the Employer but subjected to reconciliation) Work to be done as per drawing and direction of EIC. |  | 0 | 0 | Approved
The Soul, Rajarhat | BLOCK | Plumbing/Sanitory | External Plumbing | WO/HR01/BOK01/50 | GOBINDA CHANDRA SAHOO | 1200 MM X 600 MM X UPTO 750 MM DEPTH | 1200 MM X 600 MM X UPTO 750 MM DEPTH (WITH RCC COVER) | Nos | 1 | 9414 | Approved
The Soul, Rajarhat | BLOCK | Plumbing/Sanitory | External Plumbing | WO/HR01/BOK01/50 | GOBINDA CHANDRA SAHOO | 1800 MM X 600MMX600MM | VALVE CHAMBER 1800 MM X 600 MM X 600MM NKDA CONNECTION AT NEAR MAIN GATE (WITH RCC COVER) | Nos | 1 | 10868 | Approved
The Soul, Rajarhat | BLOCK | Plumbing/Sanitory | External Plumbing | WO/HR01/BOK01/50 | GOBINDA CHANDRA SAHOO | 450mmx450mm MM Recess Type Cover | Labour Charges of Making & Fixing of 450mmx450mm MM Recess Type Cover for Harvesting Pit as per BOQ & Direction of EIC.(Only cement , Reinforcement Steel, would be supplied by the Employer but subjected to reconciliation) | Nos | 6 | 1000 | Approved
The Soul, Rajarhat | BLOCK | Plumbing/Sanitory | External Plumbing | WO/HR01/BOK01/50 | GOBINDA CHANDRA SAHOO | PIT Cleaning | Labour Charges Of Earth Filling In Pit & After Road Ramming Work Earth Removed From Pit As Per BOQ & Direction of EIC. | Nos | 50 | 450 | Approved
The Soul, Rajarhat | BLOCK | Plumbing/Sanitory | External Plumbing | WO/HR01/BOK01/50 | GOBINDA CHANDRA SAHOO | NEW ITEMS FOR PLUMBING WORK | LABOUR CHARGES OF FITTING FIXING OF FLANGE WHILE PROVING NUT BOLT AND RUBBER GASKET AS PER BOQ & DIRECTION OF EIC. |  | 0 | 0 | Approved
The Soul, Rajarhat | BLOCK | Plumbing/Sanitory | External Plumbing | WO/HR01/BOK01/50 | GOBINDA CHANDRA SAHOO | 100 MM | 100 MM | Nos | 4 | 430 | Approved
The Soul, Rajarhat | BLOCK | Plumbing/Sanitory | External Plumbing | WO/HR01/BOK01/50 | GOBINDA CHANDRA SAHOO | 90 MM | 90 MM | Nos | 1 | 380 | Approved
The Soul, Rajarhat | BLOCK | Plumbing/Sanitory | External Plumbing | WO/HR01/BOK01/50 | GOBINDA CHANDRA SAHOO | 65 MM | 65 MM | Nos | 2 | 310 | Approved
The Soul, Rajarhat | BLOCK | Plumbing/Sanitory | External Plumbing | WO/HR01/BOK01/50 | GOBINDA CHANDRA SAHOO | NEW ITEMS FOR PLUMBING WORK | LABOUR CHARGES OF LAYING OF UPVC PIPE LINE WITH EARTH CUTTING, EARTH RE FILLING AND EXCAVATION WORK DONE WHILE PROVING SOLVENT FOR THE JOINTING OF PIPE. |  | 0 | 0 | Approved
The Soul, Rajarhat | BLOCK | Plumbing/Sanitory | External Plumbing | WO/HR01/BOK01/50 | GOBINDA CHANDRA SAHOO | 100 MM | 100 MM | RMT | 25 | 350 | Approved
The Soul, Rajarhat | BLOCK | Plumbing/Sanitory | External Plumbing | WO/HR01/BOK01/50 | GOBINDA CHANDRA SAHOO | 50 MM | 50 MM | RMT | 10 | 210 | Approved
SOUTHWINDS PROJECT LLP (PHASE - III & IV) | PRE-CONSTRUCTION PHASE - III & IV | Plumbing/Sanitory |  | WO/SP34/PC34/56 | MOHINI HIGHTECH MOTOR STORES | Pump repairing Work -3.0 HP Pump | 2 no 3 HP pump repairing job with following jobs 1) Re-winding motor with supply of wire 2) Upper & lower bearing change 3) Rotor Grinding 4) Upper & lower thrust plate & bearing change 5) Oil seal change 6) Pump side repairing 6) Transport | Lump Sum | 1 | 22600 | Approved
The Soul, Rajarhat | BLOCK | Wood Work | Door Frame |  |  | Fire Door Frame Fixing | Aluminum channel Fixing in Fire Door | Nos |  |  | Approved
The Soul, Rajarhat | BLOCK | Wood Work | Door Frame |  |  | Fire Door frame | Providing and fixing fire door frame ( T- Section) Aluminum Channel gap filling with wall & door as per BOQ & direction of EIC. Location-Ground Floor | Nos |  |  | Approved
The Soul, Rajarhat | BLOCK | Wood Work | Door Frame |  |  | Loading Unloading | Charges for loading unloading transportation and hire charges for machinery as per direction of EIC | Nos |  |  | Approved
The Soul, Rajarhat | BLOCK | Wood Work |  | WO/HR01/BOK01/197 | B. S. Furniture | Aluminum channel Fixing in Fire Door | Aluminum channel Fixing in Fire Door |  | 0 | 0 | Approved
The Soul, Rajarhat | BLOCK | Wood Work |  | WO/HR01/BOK01/197 | B. S. Furniture | Fire Door frame | Providing and fixing fire door frame ( T- Section) Aluminum Channel gap filling with wall & door as per BOQ & direction of EIC. Location-Ground Floor | Nos | 16 | 750 | Approved
The Soul, Rajarhat | BLOCK | Wood Work |  | WO/HR01/BOK01/197 | B. S. Furniture | Loading Unloading | Charges for loading unloading transportation and hire charges for machinery as per direction of EIC | Nos | 16 | 30 | Approved
SOUTHWINDS PROJECT LLP (PHASE - III & IV) | FINISHING PHASE - III | Signages and Art Work |  | WO/SP34/FW34/37 | Annex Design Pvt. Ltd. | Alminium Decorative Jalli | Alminium Decorative Jalli |  | 0 | 0 | Approved
SOUTHWINDS PROJECT LLP (PHASE - III & IV) | FINISHING PHASE - III | Signages and Art Work |  | WO/SP34/FW34/37 | Annex Design Pvt. Ltd. | 3 mm thick. aluminium perforated sheet | Providing, supply, fabrication and installation of 3 mm thick. aluminium perforated sheet powder coated grade 60 to 70 micron solid aluminium sheet of alloy 8011 grade and temper of H14 duly cut, trimmed, bend (as per approval). The sheet shall be bend in "L" format system but without backup structure. Rate is including of all materials, aluminium sheets (sheet area will calculate on the basis of sheet folding area), perforation, powder coating, labour charges. various screws SS, etc. 1180 x 2400mm (Finished Opening size) sheets of size 1220 x 2440mm | Nos | 2 | 16500 | Approved
SOUTHWINDS PROJECT LLP (PHASE - III & IV) | FINISHING PHASE - III | Signages and Art Work |  | WO/SP34/FW34/37 | Annex Design Pvt. Ltd. | Transportation | Transportation charge | Lump Sum | 1 | 2000 | Approved
The Soul, Rajarhat | BLOCK | Wood Work |  | WO/HR01/BOK01/193 | M.R. Furniture | Misc wood work | Misc wood work as per BOQ & direction of EIC. |  | 0 | 0 | Amended & Approved
The Soul, Rajarhat | BLOCK | Wood Work |  | WO/HR01/BOK01/193 | M.R. Furniture | Door shutter | Charges for door shutter removing and refixing with all hardware fittings and rabbet curing as per BOQ & direction of EIC. Location:-T-5 (1605) | Nos | 3 | 1120 | Approved
The Soul, Rajarhat | BLOCK | Wood Work |  | WO/HR01/BOK01/193 | M.R. Furniture | Rabbet Repairing | Charges for Rabbet cutting and door repair asper BOQ & direction of EIC. Location- T-5 (1605) | Nos | 3 | 400 | Approved
The Soul, Rajarhat | BLOCK | Wood Work |  | WO/HR01/BOK01/193 | M.R. Furniture | Main door fixing | Charges for F.M Main Door fixing as per BOQ & direction of EIC. | Nos | 1 | 390 | Approved
The Soul, Rajarhat | BLOCK | Wood Work |  | WO/HR01/BOK01/193 | M.R. Furniture | Hardware Fixing | Charges for F.M Main Door hardware fixing as per BOQ & direction of EIC. | Nos | 1 | 250 | Approved
SOUTHWINDS PROJECT LLP (PHASE - III & IV) | PRE-CONSTRUCTION PHASE - III & IV | Borewell Installation |  | WO/SP34/PC34/57 | D.S.P Pumps | 3 HP & 10 HP Submersible Pump | 3 HP & 10 HP Submersible Pump Repairing, Withdrawing & Installation Charge. |  | 0 | 0 | Approved
SOUTHWINDS PROJECT LLP (PHASE - III & IV) | PRE-CONSTRUCTION PHASE - III & IV | Borewell Installation |  | WO/SP34/PC34/57 | D.S.P Pumps | 3 HP Pump repair | 3 HP Pump repair 1) Providing impeller , Diffuser, Top impeller . 2) Pump Body Crack Repairing By Welding & Machining By Lead 3) L & Key Bolt 4) Labour Charges For Motor & Pump Repair Charges 5) Up & Down Transportation | Lump Sum | 1 | 6842 | Approved
SOUTHWINDS PROJECT LLP (PHASE - III & IV) | PRE-CONSTRUCTION PHASE - III & IV | Borewell Installation |  | WO/SP34/PC34/57 | D.S.P Pumps | 10 HP Pump repair | 10 HP Pump repair 1) Motor :- Providing Winding Coil , Bush , Shaft Machining , Thurs Plate 2) Pump :- Providing Impller, Top Bush ,Top Sleeve Bush ,& Labour Charges For Pump Repair Charges 3) LABOUR CHARGES FOR Withdrawing Defective Submersible Pump Motor Set , Installation of New Pump Motor Set , Up & Down Transportation Your Pump 4) Supply Of Material :- 2”X1.5" Rudicin socket , 1.5 inch Gi short pice, 2 inch Gi short pic ,2 inch Gi socket | Lump Sum | 1 | 17645 | Approved
The Soul, Rajarhat | BLOCK | Wood Work |  | WO/HR01/BOK01/193 | M.R. Furniture | Misc Work. | Charges for loading - unloading, transportation, tool & tackles etc.as per direction of Engineer-in-Charge | Lump Sum | 1 | 208 | Approved
AARANYA | COMMON INFRASTRUCTURE | Land Development | Land Area Development | WO/PKB/PKB2/3 | UNIVERSAL JOB WORK | Hire Charges of JCB | Hire Charges of JCB |  | 0 | 0 | Amended & Approved
AARANYA | COMMON INFRASTRUCTURE | Land Development | Land Area Development | WO/PKB/PKB2/3 | UNIVERSAL JOB WORK | Daily basis Hire | Hire charges for JCB "BackHoe Loader" on Daily (Minimum 8 Hours of Working in a day @900/- per hour which exclude operator tiffin hours) rental basis including Fuel, Operator Tiffin Charges & maintenance. | Days | 16 | 7200 | Approved
AARANYA | COMMON INFRASTRUCTURE | Land Development | Land Area Development | WO/PKB/PKB2/3 | UNIVERSAL JOB WORK | Monthly Basis Hire | Hire charges for JCB "BackHoe Loader" on Monthly (26 Days) rental basis (Total 26 days X 8 Hours =208 hrs of Working which exclude operator tiffin hours) without Fuel including Operator Tiffin Charges & maintenance (Fuel will be supplied by Client). | Months | 0 | 88000 | Approved
SOUTHWINDS PROJECT LLP (PHASE - III & IV) | MEP PHASE - IV | Fire Fighting |  | WO/SP34/MW4/33 | Balajee Fire | PUMP Room | PUMP Room |  | 0 | 0 | Approved
SOUTHWINDS PROJECT LLP (PHASE - III & IV) | MEP PHASE - IV | Fire Fighting |  | WO/SP34/MW4/33 | Balajee Fire | centrifugal Multistage, Fire pump of capacity 2280 LPM at 110 MWC. | Installation, testing, commission of Electric Motor (1500 RPM) driven horizontal, centrifugal Multistage, Fire pump of capacity 2280 LPM at 110 MWC. (Motor shall be provided with space heater) (Approx 75 kw. Motor) as per Specification/drawing & direction of Engineer-in-charge. (Client would supply pump only.) | Nos | 4 | 28500 | Approved
SOUTHWINDS PROJECT LLP (PHASE - III & IV) | MEP PHASE - IV | Fire Fighting |  | WO/SP34/MW4/33 | Balajee Fire | Jockey pump of Cap. 180 LPM at 110 MWC | Installation, testing, commission of Electric Motor driven horizontal centrifugal multistage Jockey pump of Cap. 180 LPM at 110 MWC. (Approx15 kw. Motor) as per Specification/drawing & direction of Engineer-in-charge. (Client would supply pump only.) | Nos | 2 | 19000 | Approved
SOUTHWINDS PROJECT LLP (PHASE - III & IV) | MEP PHASE - IV | Fire Fighting |  | WO/SP34/MW4/33 | Balajee Fire | 300 mm NB (8 mm Thk.) | Installation, testing, commission of PUMP SUCTION AND DELIVERY PIPING (M.S. PIPE)-ABOVE GROUND PIPING as per Specification/drawing & direction of Engineer-in-charge (Client would supply pipe only.) 300 mm NB (8 mm Thk.) | Mtrs. | 17.25 | 1282 | Approved
SOUTHWINDS PROJECT LLP (PHASE - III & IV) | MEP PHASE - IV | Fire Fighting |  | WO/SP34/MW4/33 | Balajee Fire | 200 mm NB (6.35 mm Thk.) | Installation, testing, commission of PUMP SUCTION AND DELIVERY PIPING (M.S. PIPE)-ABOVE GROUND PIPING as per Specification/drawing & direction of Engineer-in-charge (Client would supply pipe only.) 200 mm NB (6.35 mm Thk.) | Mtrs. | 15.34 | 1007 | Approved
SOUTHWINDS PROJECT LLP (PHASE - III & IV) | MEP PHASE - IV | Fire Fighting |  | WO/SP34/MW4/33 | Balajee Fire | 150 mm NB (Heavy grade) | Installation, testing, commission of PUMP SUCTION AND DELIVERY PIPING (M.S. PIPE)-ABOVE GROUND PIPING as per Specification/drawing & direction of Engineer-in-charge (Client would supply pipe only.) 150 mm NB (Heavy grade) | Mtrs. | 15.32 | 869 | Approved
SOUTHWINDS PROJECT LLP (PHASE - III & IV) | MEP PHASE - IV | Fire Fighting |  | WO/SP34/MW4/33 | Balajee Fire | 80 mm NB (Heavy grade) | Installation, testing, commission of PUMP SUCTION AND DELIVERY PIPING (M.S. PIPE)-ABOVE GROUND PIPING as per Specification/drawing & direction of Engineer-in-charge (Client would supply pipe only.) 80 mm NB (Heavy grade) | Mtrs. | 22.74 | 451 | Approved
SOUTHWINDS PROJECT LLP (PHASE - III & IV) | MEP PHASE - IV | Fire Fighting |  | WO/SP34/MW4/33 | Balajee Fire | 50 mm NB (Heavy grade) ( Jocky Pump discharge) | Installation, testing, commission of PUMP SUCTION AND DELIVERY PIPING (M.S. PIPE)-ABOVE GROUND PIPING as per Specification/drawing & direction of Engineer-in-charge (Client would supply pipe only.) 50 mm NB (Heavy grade) ( Jocky Pump discharge) | Mtrs. | 3.72 | 356 | Approved
SOUTHWINDS PROJECT LLP (PHASE - III & IV) | MEP PHASE - IV | Fire Fighting |  | WO/SP34/MW4/33 | Balajee Fire | 25 mm NB (Heavy grade) | Installation, testing, commission of PUMP SUCTION AND DELIVERY PIPING (M.S. PIPE)-ABOVE GROUND PIPING as per Specification/drawing & direction of Engineer-in-charge (Client would supply pipe only.) 25 mm NB (Heavy grade) ( Pump gland water drain line) | Mtrs. | 0 | 190 | Approved
SOUTHWINDS PROJECT LLP (PHASE - III & IV) | MEP PHASE - IV | Fire Fighting |  | WO/SP34/MW4/33 | Balajee Fire | GATE VALVE (PN 1.6) 300 mm NB | Installation, testing & commissioning of GATE VALVE AND SPECIALITIES (INSIDE FIRE WATER PUMP HOUSE) as per Specification/drawing & direction of Engineer-in-charge. CAST IRON GATE VALVE (PN 1.6) 300 mm NB (SUCTION) | Nos | 2 | 4000 | Approved
SOUTHWINDS PROJECT LLP (PHASE - III & IV) | MEP PHASE - IV | Fire Fighting |  | WO/SP34/MW4/33 | Balajee Fire | CAST IRON GATE VALVE (PN 1.6) | Installation, testing & commissioning of GATE VALVE AND SPECIALITIES (INSIDE FIRE WATER PUMP HOUSE) as per Specification/drawing & direction of Engineer-in-charge. CAST IRON GATE VALVE (PN 1.6) 200 mm NB | Nos | 6 | 2565 | Approved
SOUTHWINDS PROJECT LLP (PHASE - III & IV) | MEP PHASE - IV | Fire Fighting |  | WO/SP34/MW4/33 | Balajee Fire | CAST IRON GATE VALVE (PN 1.6) 150 mm NB | Installation, testing & commissioning of GATE VALVE AND SPECIALITIES (INSIDE FIRE WATER PUMP HOUSE) as per Specification/drawing & direction of Engineer-in-charge. CAST IRON GATE VALVE (PN 1.6) 150 mm NB (DELIVERY) | Nos | 7 | 2185 | Approved
SOUTHWINDS PROJECT LLP (PHASE - III & IV) | MEP PHASE - IV | Fire Fighting |  | WO/SP34/MW4/33 | Balajee Fire | CAST IRON GATE VALVE (PN 1.6) 80 mm NB | Installation, testing & commissioning of GATE VALVE AND SPECIALITIES (INSIDE FIRE WATER PUMP HOUSE) as per Specification/drawing & direction of Engineer-in-charge. CAST IRON GATE VALVE (PN 1.6) 80 mm NB (SUCTION) | Nos | 2 | 1753 | Approved
SOUTHWINDS PROJECT LLP (PHASE - III & IV) | MEP PHASE - IV | Fire Fighting |  | WO/SP34/MW4/33 | Balajee Fire | CAST IRON GATE VALVE (PN 1.6) 50 mm NB | Installation, testing & commissioning of GATE VALVE AND SPECIALITIES (INSIDE FIRE WATER PUMP HOUSE) as per Specification/drawing & direction of Engineer-in-charge. CAST IRON GATE VALVE (PN 1.6) 50 mm NB (DELIVERY) | Nos | 2 | 869 | Approved
SOUTHWINDS PROJECT LLP (PHASE - III & IV) | MEP PHASE - IV | Fire Fighting |  | WO/SP34/MW4/33 | Balajee Fire | 25 mm NB Ball valve | Supply, Installation, testing & commissioning of 25 mm NB Ball valve for pressure gauge and pressure switch as per Specification/drawing & direction of Engineer-in-charge. | Nos | 19 | 1425 | Approved
SOUTHWINDS PROJECT LLP (PHASE - III & IV) | MEP PHASE - IV | Fire Fighting |  | WO/SP34/MW4/33 | Balajee Fire | CAST IRON NON-RETURN VALVE (PN 1.6) | Installation, testing & commissioning of VALVE AND SPECIALITIES (INSIDE FIRE WATER PUMP HOUSE) as per Specification/drawing & direction of Engineer-in-charge. CAST IRON NON-RETURN VALVE (PN 1.6) 200 mm NB | Nos | 1 | 2565 | Approved
SOUTHWINDS PROJECT LLP (PHASE - III & IV) | MEP PHASE - IV | Fire Fighting |  | WO/SP34/MW4/33 | Balajee Fire | CAST IRON NON-RETURN VALVE (PN 1.6) 150 mm NB | Installation, testing & commissioning of VALVE AND SPECIALITIES (INSIDE FIRE WATER PUMP HOUSE) as per Specification/drawing & direction of Engineer-in-charge. CAST IRON NON-RETURN VALVE (PN 1.6) 150 mm NB | Nos | 5 | 2185 | Approved
SOUTHWINDS PROJECT LLP (PHASE - III & IV) | MEP PHASE - IV | Fire Fighting |  | WO/SP34/MW4/33 | Balajee Fire | CAST IRON NON-RETURN VALVE (PN 1.6) 50 mm NB | Installation, testing & commissioning of VALVE AND SPECIALITIES (INSIDE FIRE WATER PUMP HOUSE) as per Specification/drawing & direction of Engineer-in-charge. CAST IRON NON-RETURN VALVE (PN 1.6) 50 mm NB | Nos | 2 | 869 | Approved
SOUTHWINDS PROJECT LLP (PHASE - III & IV) | MEP PHASE - IV | Fire Fighting |  | WO/SP34/MW4/33 | Balajee Fire | CAST IRON GATE VALVE (PN 1.6) 80 mm NB for pump test recirculation | Installation, testing & commissioning of VALVE AND SPECIALITIES (INSIDE FIRE WATER PUMP HOUSE) as per Specification/drawing & direction of Engineer-in-charge. CAST IRON GATE VALVE (PN 1.6) 80 mm NB for pump test recirculation | Nos | 2 | 1757 | Approved
SOUTHWINDS PROJECT LLP (PHASE - III & IV) | MEP PHASE - IV | Fire Fighting |  | WO/SP34/MW4/33 | Balajee Fire | SUCTION STRAINER 250 mm NB | Installation, testing & commissioning of VALVE AND SPECIALITIES (INSIDE FIRE WATER PUMP HOUSE) as per Specification/drawing & direction of Engineer-in-charge. SUCTION STRAINER 250 mm NB | Nos | 2 | 3040 | Approved
SOUTHWINDS PROJECT LLP (PHASE - III & IV) | MEP PHASE - IV | Fire Fighting |  | WO/SP34/MW4/33 | Balajee Fire | 4 Way Fire brigade inlet connection | Installation, testing & commissioning of VALVE AND SPECIALITIES (INSIDE FIRE WATER PUMP HOUSE) as per Specification/drawing & direction of Engineer-in-charge. 4 Way Fire brigade inlet connection for reservoir with piping | Nos | 2 | 1757 | Approved
SOUTHWINDS PROJECT LLP (PHASE - III & IV) | MEP PHASE - IV | Fire Fighting |  | WO/SP34/MW4/33 | Balajee Fire | CAST IRON GATE VALVE (PN 1.6) FOR F.B CONNECTION 150 mm | Installation, testing & commissioning of VALVE AND SPECIALITIES (INSIDE FIRE WATER PUMP HOUSE) as per Specification/drawing & direction of Engineer-in-charge. CAST IRON GATE VALVE (PN 1.6) FOR F.B CONNECTION 150 mm | Nos | 1 | 2185 | Approved
SOUTHWINDS PROJECT LLP (PHASE - III & IV) | MEP PHASE - IV | Fire Fighting |  | WO/SP34/MW4/33 | Balajee Fire | Pump Room INSTRUMENTS | Pump Room INSTRUMENTS |  | 0 | 0 | Approved
SOUTHWINDS PROJECT LLP (PHASE - III & IV) | MEP PHASE - IV | Fire Fighting |  | WO/SP34/MW4/33 | Balajee Fire | SS body Glycerin base Pressure Gauge | Supply, Installation, testing, Commissioning of SS body Glycerin base Pressure Gauge (100/150mm) with half coupling, nipple, root valve(ball type), adapter, vibration dampener as per Sketch enclosed & direction of Engineer-in-charge. | Nos | 8 | 3515 | Approved
SOUTHWINDS PROJECT LLP (PHASE - III & IV) | MEP PHASE - IV | Fire Fighting |  | WO/SP34/MW4/33 | Balajee Fire | Denfose make Pressure Switch | Supply, Installation, testing, Commissioning of Denfose make Pressure Switch with half coupling, nipple, root valve(ball type), adapter, 3- way gauge cock, vibration dampener as per Sketch enclosed & direction of Engineer-in-charge. | Nos | 11 | 5225 | Approved
SOUTHWINDS PROJECT LLP (PHASE - III & IV) | MEP PHASE - IV | Fire Fighting |  | WO/SP34/MW4/33 | Balajee Fire | Pump Room ELECTRICAL PANELS & CABLING | Pump Room ELECTRICAL PANELS & CABLING |  | 0 | 0 | Approved
SOUTHWINDS PROJECT LLP (PHASE - III & IV) | MEP PHASE - IV | Fire Fighting |  | WO/SP34/MW4/33 | Balajee Fire | Composite control cum annunciation panel for MCC Elec | Supply of Composite control cum annunciation panel for MCC Elec. Motor driven Fire Pump & Jockey Pump For (Cable sizes are indicative only actual size to be selected by bidder based on Motor rating.) (Rating of MCCB, Contractor & All Other components etc. shall be as per type -2 coordination chart. (Sketch enclosed) as per Specification/drawing & direction of Engineer-in-charge. | Nos | 1 | 427500 | Approved
SOUTHWINDS PROJECT LLP (PHASE - III & IV) | MEP PHASE - IV | Fire Fighting |  | WO/SP34/MW4/33 | Balajee Fire | Installation, testing & commissioning of Composite control cum annunciation panel for MCC Elec. | Installation, testing & commissioning of Composite control cum annunciation panel for MCC Elec. Motor driven Fire Pump & Jockey Pump For Item No. Above (Cable sizes are indicative only actual size to be selected by bidder based on Motor rating.) (Rating of MCCB, Contractor & All Other components etc. shall be as per type -2 coordination chart. (Sketch enclosed) as per Specification/drawing & direction of Engineer-in-charge. | Nos | 1 | 19000 | Approved
SOUTHWINDS PROJECT LLP (PHASE - III & IV) | MEP PHASE - IV | Fire Fighting |  | WO/SP34/MW4/33 | Balajee Fire | Power cable and cable tray- ( 3 CORE x 95 mm2 ALPVC / Cu) | Installation, testing & commissioning of Power cable and cable tray- ( 3 CORE x 95 mm2 ALPVC / Cu) as per Specification/drawing & direction of Engineer-in-charge. | Mtrs. | 117.2 | 285 | Approved
SOUTHWINDS PROJECT LLP (PHASE - III & IV) | MEP PHASE - IV | Fire Fighting |  | WO/SP34/MW4/33 | Balajee Fire | 3C x 16 mm2 ALPVC / Cu | Installation, testing & commissioning of Power cable and cable tray- (3C x 16 mm2 ALPVC / Cu) as per Specification/drawing & direction of Engineer-in-charge. | Mtrs. | 26 | 237 | Approved
SOUTHWINDS PROJECT LLP (PHASE - III & IV) | MEP PHASE - IV | Fire Fighting |  | WO/SP34/MW4/33 | Balajee Fire | 3C x 2.5 mm2 CU PVC | Supply, Installation, testing & commissioning of (3C x 2.5 mm2 CU PVC) (For Motor Space Heater) as per Specification/drawing & direction of Engineer-in-charge. | Mtrs. | 58.6 | 309 | Approved
SOUTHWINDS PROJECT LLP (PHASE - III & IV) | MEP PHASE - IV | Fire Fighting |  | WO/SP34/MW4/33 | Balajee Fire | C x 1.5 Sq.mm CU PVC | Supply, Installation, testing & commissioning of ELECTRICAL PANELS & CABLING of Control cable and cable tray with all accessories a) (2C x 1.5 Sq.mm CU PVC) all complete as per Specification/drawing & direction of Engineer-in-charge. | Mtrs. | 141.5 | 142 | Approved
SOUTHWINDS PROJECT LLP (PHASE - III & IV) | MEP PHASE - IV | Fire Fighting |  | WO/SP34/MW4/33 | Balajee Fire | Earthing | Supply, Installation, testing & commissioning of ELECTRICAL PANELS & CABLING for Earthing all complete as per I.E.Rules including earth strips/connection all complete to main bus and testing etc. as per Specification/drawing &amp; direction of Engineer-in-charge. | Lot | 1 | 19950 | Approved
SOUTHWINDS PROJECT LLP (PHASE - III & IV) | MEP PHASE - IV | Fire Fighting |  | WO/SP34/MW4/33 | Balajee Fire | HYDRANT SYSTEM (OUTSIDE PUMP HOUSE) | HYDRANT SYSTEM (OUTSIDE PUMP HOUSE) |  | 0 | 0 | Approved
SOUTHWINDS PROJECT LLP (PHASE - III & IV) | MEP PHASE - IV | Fire Fighting |  | WO/SP34/MW4/33 | Balajee Fire | 200 mm NB (Medium Grade | Installation, testing, commission of PIPING (ABOVE GROUND PIPING) as per specification/drawing and direction of Engineer-in-charge. a)200 mm NB (Medium Grade) (Client would supply pipes only.) | Mtrs. | 633.45 | 1055 | Approved
SOUTHWINDS PROJECT LLP (PHASE - III & IV) | MEP PHASE - IV | Fire Fighting |  | WO/SP34/MW4/33 | Balajee Fire | 150 mm NB (Medium Grade) | Installation, testing, commission of PIPING (ABOVE GROUND PIPING) as per specification/drawing and direction of Engineer-in-charge. a)150 mm NB (Medium Grade) (Client would supply pipes only.) | Mtrs. | 371.5 | 869 | Approved
SOUTHWINDS PROJECT LLP (PHASE - III & IV) | MEP PHASE - IV | Fire Fighting |  | WO/SP34/MW4/33 | Balajee Fire | 80 mm NB (Medium Grade) | Installation, testing, commission of PIPING (ABOVE GROUND PIPING) as per specification/drawing and direction of Engineer-in-charge. a)80 mm NB (Medium Grade) (Client would supply pipes only.) | Mtrs. | 66.84 | 420 | Approved
SOUTHWINDS PROJECT LLP (PHASE - III & IV) | MEP PHASE - IV | Fire Fighting |  | WO/SP34/MW4/33 | Balajee Fire | 25 mm NB (Heavy grade) | Installation, testing, commission of PIPING (ABOVE GROUND PIPING) as per specification/drawing and direction of Engineer-in-charge. a)25 mm NB (Heavy grade) for Hose reel & Air release Valve. (Client would supply pipes only.) | Mtrs. | 64.15 | 190 | Approved
SOUTHWINDS PROJECT LLP (PHASE - III & IV) | MEP PHASE - IV | Fire Fighting |  | WO/SP34/MW4/33 | Balajee Fire | 200 mm NB (Heavy grade) | Installation, testing, commission of MS PIPING including all accessories (UNDER GROUND PIPING) as per specification/drawing and direction of Engineer-in-charge. a)200 mm NB (Heavy grade) External including earth cutting (Client would supply pipes only.) | Mtrs. | 186.4 | 1625 | Approved
SOUTHWINDS PROJECT LLP (PHASE - III & IV) | MEP PHASE - IV | Fire Fighting |  | WO/SP34/MW4/33 | Balajee Fire | 150 mm NB (Heavy grade) | Installation, testing, commission of MS PIPING including all accessories (UNDER GROUND PIPING) as per specification/drawing and direction of Engineer-in-charge. a)150 mm NB (Heavy grade) External including earth cutting (Client would supply pipes only.) | Mtrs. | 119.21 | 1425 | Approved
SOUTHWINDS PROJECT LLP (PHASE - III & IV) | MEP PHASE - IV | Fire Fighting |  | WO/SP34/MW4/33 | Balajee Fire | 80 mm NB (Heavy grade) | Installation, testing, commission of PIPING (UNDER GROUND PIPING) as per specification/drawing and direction of Engineer-in-charge. a)80 mm NB (Heavy grade) including earth cutting (Client would supply pipes only.) | Mtrs. | 0 | 869 | Approved
SOUTHWINDS PROJECT LLP (PHASE - III & IV) | MEP PHASE - IV | Fire Fighting |  | WO/SP34/MW4/33 | Balajee Fire | CAST IRON GATE VALVE (PN 1.6) 200 mm NB | Installation, testing, commission of VALVE AND SPECIALITIES as per specification/drawing and direction of Engineer-in-charge. a) CAST IRON GATE VALVE (PN 1.6) 200 mm NB(INTERNAL & EXTERNAL HYD. LINE) | Nos | 4 | 2565 | Approved
SOUTHWINDS PROJECT LLP (PHASE - III & IV) | MEP PHASE - IV | Fire Fighting |  | WO/SP34/MW4/33 | Balajee Fire | CAST IRON GATE VALVE (PN 1.6) 150 mm NB (INTERNAL WET RISER) | Installation, testing, commission of VALVE AND SPECIALITIES as per specification/drawing and direction of Engineer-in-charge. a) CAST IRON GATE VALVE (PN 1.6) 150 mm NB (INTERNAL WET RISER) | Nos | 7 | 2185 | Approved
SOUTHWINDS PROJECT LLP (PHASE - III & IV) | MEP PHASE - IV | Fire Fighting |  | WO/SP34/MW4/33 | Balajee Fire | CAST IRON GATE VALVE (PN 1.6) 150 mm NB (FOR F.B CONNECTION) | Installation, testing, commission of VALVE AND SPECIALITIES as per specification/drawing and direction of Engineer-in-charge. a) CAST IRON GATE VALVE (PN 1.6) 150 mm NB (FOR F.B CONNECTION) | Nos | 7 | 2185 | Approved
SOUTHWINDS PROJECT LLP (PHASE - III & IV) | MEP PHASE - IV | Fire Fighting |  | WO/SP34/MW4/33 | Balajee Fire | CAST IRON NON RETURN VALVE (Duel plate Wafer Type) (PN 1.6)-150 mm NB | Installation, testing, commission of VALVE AND SPECIALITIES as per specification/drawing and direction of Engineer-in-charge. a) CAST IRON NON RETURN VALVE (Duel plate Wafer Type) (PN 1.6)-150 mm NB | Nos | 7 | 2185 | Approved
SOUTHWINDS PROJECT LLP (PHASE - III & IV) | MEP PHASE - IV | Fire Fighting |  | WO/SP34/MW4/33 | Balajee Fire | Hydrant Valve with stand pipe and bend for outdoor hydrants (Single headed) | Installation, testing, commission of HYDRANT SYS. ACCESSORIES as per specification/drawing and direction of Engineer-in-charge. a) Hydrant Valve with stand pipe and bend for outdoor hydrants (Single headed) | Nos | 14 | 1615 | Approved
SOUTHWINDS PROJECT LLP (PHASE - III & IV) | MEP PHASE - IV | Fire Fighting |  | WO/SP34/MW4/33 | Balajee Fire | Landing valve for indoor hydrants | Installation, testing, commission of HYDRANT SYS. ACCESSORIES as per specification/drawing and direction of Engineer-in-charge. a) Landing valve for indoor hydrants | Nos | 116 | 1615 | Approved
SOUTHWINDS PROJECT LLP (PHASE - III & IV) | MEP PHASE - IV | Fire Fighting |  | WO/SP34/MW4/33 | Balajee Fire | 5 M long Hose with couplings | Installation, testing, commission of HYDRANT SYS. ACCESSORIES as per specification/drawing and direction of Engineer-in-charge. a) 15 M long Hose with couplings | Nos | 260 | 142 | Approved
SOUTHWINDS PROJECT LLP (PHASE - III & IV) | MEP PHASE - IV | Fire Fighting |  | WO/SP34/MW4/33 | Balajee Fire | Jet Nozzle with branch pipe | Installation, testing, commission of HYDRANT SYS. ACCESSORIES as per specification/drawing and direction of Engineer-in-charge. a) Jet Nozzle with branch pipe | Nos | 130 | 142 | Approved
SOUTHWINDS PROJECT LLP (PHASE - III & IV) | MEP PHASE - IV | Fire Fighting |  | WO/SP34/MW4/33 | Balajee Fire | Hose cabinet with support and foundation for outdoor hydrants. | Installation, testing, commission of HYDRANT SYS. ACCESSORIES as per specification/drawing and direction of Engineer-in-charge. a) Hose cabinet with support and foundation for outdoor hydrants. | Nos | 14 | 142 | Approved
SOUTHWINDS PROJECT LLP (PHASE - III & IV) | MEP PHASE - IV | Fire Fighting |  | WO/SP34/MW4/33 | Balajee Fire | Hose cabinet with support for indoor hydrants. | Installation, testing, commission of HYDRANT SYS. ACCESSORIES as per specification/drawing and direction of Engineer-in-charge. a) Hose cabinet with support for indoor hydrants. | Nos | 116 | 142 | Approved
SOUTHWINDS PROJECT LLP (PHASE - III & IV) | MEP PHASE - IV | Fire Fighting |  | WO/SP34/MW4/33 | Balajee Fire | Swinging Hose reel drum & S.S. bend pipe with 20 mm dia 30M long | Installation, testing, commission of HYDRANT SYS. ACCESSORIES as per specification/drawing and direction of Engineer-in-charge. a) Swinging Hose reel drum & S.S. bend pipe with 20 mm dia 30M long rubber hose including shut of nozzle. | Nos | 111 | 475 | Approved
SOUTHWINDS PROJECT LLP (PHASE - III & IV) | MEP PHASE - IV | Fire Fighting |  | WO/SP34/MW4/33 | Balajee Fire | 80 mm NB on upstream of hydrant valves | Supply, Installation, testing, commission of ORIFICE PLATE (SS 304) (6 mm thk.) as per specification/drawing and direction of Engineer-in-charge. a) 80 mm NB on upstream of hydrant valves (As required) | Lot | 6 | 9500 | Approved
SOUTHWINDS PROJECT LLP (PHASE - III & IV) | MEP PHASE - IV | Fire Fighting |  | WO/SP34/MW4/33 | Balajee Fire | 25 NB Ball Valve | Installation, testing, commission of 25 NB Ball Valve for swing Hose reel as per specification/drawing and direction of Engineer-in-charge. | Nos | 110 | 450 | Approved
SOUTHWINDS PROJECT LLP (PHASE - III & IV) | MEP PHASE - IV | Fire Fighting |  | WO/SP34/MW4/33 | Balajee Fire | AIR RELEASE VALVE | Supply, Installation, testing, commission of AIR RELEASE VALVE as per specification/drawing and direction of Engineer-in-charge. a) 25mm NB with one no. root valve & Vent valve (Ball type) on top of each risers for Hydrant system (Refer scetch Enclosed) | Nos | 7 | 5035 | Approved
SOUTHWINDS PROJECT LLP (PHASE - III & IV) | MEP PHASE - IV | Fire Fighting |  | WO/SP34/MW4/33 | Balajee Fire | AIR RELEASE VALVE | Supply, Installation, testing, commission of a) Pressure Gauge with half Coupling, nipple, root valve (Globe type), adapter, vibration damper For AIR RELEASE VALVE as per sketch enclosed. | Nos | 7 | 5035 | Approved
SOUTHWINDS PROJECT LLP (PHASE - III & IV) | MEP PHASE - IV | Fire Fighting |  | WO/SP34/MW4/33 | Balajee Fire | SS body Glycerin base Pressure Gauge (100/150mm) | Supply, Installation, testing, Commissioning of SS body Glycerin base Pressure Gauge (100/150mm) with half coupling, nipple, root valve(ball type), adapter, vibration dampener as per Sketch enclosed & direction of Engineer-in-charge. | Nos | 109 | 3515 | Approved
SOUTHWINDS PROJECT LLP (PHASE - III & IV) | MEP PHASE - IV | Fire Fighting |  | WO/SP34/MW4/33 | Balajee Fire | 4 Way Fire brigade inlet connection | 4 Way Fire brigade inlet connection for HYDRANT RISER with piping | Nos | 7 | 1757 | Approved
SOUTHWINDS PROJECT LLP (PHASE - III & IV) | MEP PHASE - IV | Fire Fighting |  | WO/SP34/MW4/33 | Balajee Fire | . Fire notice & Instruction Board in all floor | Installation, testing, commission of MISCELLANEOUS ITEMS as per specification/drawing and direction of Engineer-in-charge. Fire notice & Instruction Board in all floor of each tower as required by WBFES / NBC. | Lot | 0 | 7000 | Approved
SOUTHWINDS PROJECT LLP (PHASE - III & IV) | MEP PHASE - IV | Fire Fighting |  | WO/SP34/MW4/33 | Balajee Fire | Exit sign, Floor indication board, Evacuation sign | Installation, testing, commission of MISCELLANEOUS ITEMS as per specification/drawing and direction of Engineer-in-charge. a) Exit sign, Floor indication board, Evacuation sign of suitable size near each stairs as required by WBFES / NBC for all the Towers. | Lot | 0 | 7000 | Approved
SOUTHWINDS PROJECT LLP (PHASE - III & IV) | MEP PHASE - IV | Fire Fighting |  | WO/SP34/MW4/33 | Balajee Fire | MISCELLANEOUS ITEMS | "Installation, testing, commission of MISCELLANEOUS ITEMS as per specification/drawing and direction of Engineer-in-charge b) Evacuation sign near turning places & as required as per site condition as per NBC/WBFES. C) Floor plan with exit location sign board for each floor as per NBC/WBFES. D) In case of Fire do not use Lift, use Stairs. E) Floor no. infront of each stair & lift. f) FHC- FireWet riser and sprinkler duct. g) Refuge area where applicable." | Lot | 0 | 7000 | Approved
SOUTHWINDS PROJECT LLP (PHASE - III & IV) | MEP PHASE - IV | Fire Fighting |  | WO/SP34/MW4/33 | Balajee Fire | PUMP ROOM -MISCELLANEOUS ITEMS | PUMP ROOM Supply, Installation, testing, commission of MISCELLANEOUS ITEMS as per specification/drawing and direction of Engineer-in-charge. a) Instruction Board B) Pipe line identification mark / flow mark c) Pump room sinage etc. in Fire Water Pump House | Lot | 1 | 14250 | Approved
SOUTHWINDS PROJECT LLP (PHASE - III & IV) | MEP PHASE - IV | Fire Fighting |  | WO/SP34/MW4/33 | Balajee Fire | SPRINKLER SYSTEM | SPRINKLER SYSTEM |  | 0 | 0 | Approved
SOUTHWINDS PROJECT LLP (PHASE - III & IV) | MEP PHASE - IV | Fire Fighting |  | WO/SP34/MW4/33 | Balajee Fire | 150 mm NB (Heavy Grade) External RING LINE | Installation, testing, commission of PIPING (UNDER GROUND PIPING) as per specification/drawing and direction of Engineer-in-charge. a)150 mm NB (Heavy Grade) External RING LINE (Client would supply pipes only.) | Mtrs. | 225.77 | 1425 | Approved
SOUTHWINDS PROJECT LLP (PHASE - III & IV) | MEP PHASE - IV | Fire Fighting |  | WO/SP34/MW4/33 | Balajee Fire | 150 mm NB (Medium Grade) External Ring Line | Installation, testing, commission of PIPING (ABOVE GROUND PIPING) as per specification/drawing and direction of Engineer-in-charge. a)150 mm NB (Medium Grade) External Ring Line (Client would supply pipes only.) | Mtrs. | 424.2 | 902 | Approved
SOUTHWINDS PROJECT LLP (PHASE - III & IV) | MEP PHASE - IV | Fire Fighting |  | WO/SP34/MW4/33 | Balajee Fire | 150 mm NB (Medium Grade) INTERNAL | Installation, testing, commission of PIPING (ABOVE GROUND PIPING) as per specification/drawing and direction of Engineer-in-charge. a)150 mm NB (Medium Grade) INTERNAL (Client would supply pipes only.) | Mtrs. | 351.81 | 902 | Approved
SOUTHWINDS PROJECT LLP (PHASE - III & IV) | MEP PHASE - IV | Fire Fighting |  | WO/SP34/MW4/33 | Balajee Fire | 100 mm NB (Medium Grade) | Installation, testing, commission of SPRINKLER SYSTEM for ABOVE GROUND PIPING - as per specification/drawing and direction of Engineer-in-charge. (Pipes be supplied by client only.) a) 100 mm NB (Medium Grade) | Mtrs. | 282.41 | 655 | Approved
SOUTHWINDS PROJECT LLP (PHASE - III & IV) | MEP PHASE - IV | Fire Fighting |  | WO/SP34/MW4/33 | Balajee Fire | 80 mm NB (Medium Grade) | Installation, testing, commission of SPRINKLER SYSTEM for ABOVE GROUND PIPING - as per specification/drawing and direction of Engineer-in-charge. (Pipes be supplied by client only.) a) 80 mm NB (Medium Grade) | Mtrs. | 2069.46 | 451 | Approved
SOUTHWINDS PROJECT LLP (PHASE - III & IV) | MEP PHASE - IV | Fire Fighting |  | WO/SP34/MW4/33 | Balajee Fire | 65 mm NB (Medium Grade) | Installation, testing, commission of SPRINKLER SYSTEM for ABOVE GROUND PIPING - as per specification/drawing and direction of Engineer-in-charge. (Pipes be supplied by client only.) a) 65 mm NB (Medium Grade) | Mtrs. | 1236.41 | 385 | Approved
SOUTHWINDS PROJECT LLP (PHASE - III & IV) | MEP PHASE - IV | Fire Fighting |  | WO/SP34/MW4/33 | Balajee Fire | 50 mm NB (Medium Grade) | Installation, testing, commission of SPRINKLER SYSTEM for ABOVE GROUND PIPING - as per specification/drawing and direction of Engineer-in-charge. (Pipes be supplied by client only.) a) 50 mm NB (Medium Grade) | Mtrs. | 2552.83 | 328 | Approved
SOUTHWINDS PROJECT LLP (PHASE - III & IV) | MEP PHASE - IV | Fire Fighting |  | WO/SP34/MW4/33 | Balajee Fire | 40 mm NB (Heavy Grade) | Installation, testing, commission of SPRINKLER SYSTEM for ABOVE GROUND PIPING - as per specification/drawing and direction of Engineer-in-charge. (Pipes be supplied by client only.) a) 40 mm NB (Heavy Grade) | Mtrs. | 2301.63 | 332 | Approved
SOUTHWINDS PROJECT LLP (PHASE - III & IV) | MEP PHASE - IV | Fire Fighting |  | WO/SP34/MW4/33 | Balajee Fire | 32 mm NB (Heavy Grade) | Installation, testing, commission of SPRINKLER SYSTEM for ABOVE GROUND PIPING - as per specification/drawing and direction of Engineer-in-charge. (Pipes be supplied by client only.) a) 32 mm NB (Heavy Grade) | Mtrs. | 1398.9 | 309 | Approved
SOUTHWINDS PROJECT LLP (PHASE - III & IV) | MEP PHASE - IV | Fire Fighting |  | WO/SP34/MW4/33 | Balajee Fire | 25 mm NB (Heavy Grade) | Installation, testing, commission of SPRINKLER SYSTEM for ABOVE GROUND PIPING - as per specification/drawing and direction of Engineer-in-charge. (Pipes be supplied by client only.) a) 25 mm NB (Heavy Grade) | Mtrs. | 9618.05 | 190 | Approved
SOUTHWINDS PROJECT LLP (PHASE - III & IV) | MEP PHASE - IV | Fire Fighting |  | WO/SP34/MW4/33 | Balajee Fire | 32 mm NB (Medium Grade) for Drain Riser | Installation, testing, commission of SPRINKLER SYSTEM for ABOVE GROUND PIPING - as per specification/drawing and direction of Engineer-in-charge. (Pipes be supplied by client only.) a) 32 mm NB (Medium Grade) for Drain Riser | Mtrs. | 350.41 | 309 | Approved
SOUTHWINDS PROJECT LLP (PHASE - III & IV) | MEP PHASE - IV | Fire Fighting |  | WO/SP34/MW4/33 | Balajee Fire | 25 mm NB (Medium Grade) for Drain. | Installation, testing, commission of SPRINKLER SYSTEM for ABOVE GROUND PIPING - as per specification/drawing and direction of Engineer-in-charge. (Pipes be supplied by client only.) a) 25 mm NB (Medium Grade) for Drain. | Mtrs. | 95.26 | 190 | Approved
SOUTHWINDS PROJECT LLP (PHASE - III & IV) | MEP PHASE - IV | Fire Fighting |  | WO/SP34/MW4/33 | Balajee Fire | Inflow contol valve (ICV)150 mm | Installation, testing, commission of Inflow control valve (ICV)150 mm ACCESSORIES as per specification/drawing and direction of Engineer-in-charge. a) ICV with gong Bell. | Nos | 7 | 3000 | Approved
SOUTHWINDS PROJECT LLP (PHASE - III & IV) | MEP PHASE - IV | Fire Fighting |  | WO/SP34/MW4/33 | Balajee Fire | CAST IRON GATE VALVE (PN 1.6) 150 mm NB (INTERNAL RISER) | Installation, testing, commission of VALVE AND SPECIALITIES as per specification/drawing and direction of Engineer-in-charge. a) CAST IRON GATE VALVE (PN 1.6) 150 mm NB (INTERNAL RISER) | Nos | 7 | 2185 | Approved
SOUTHWINDS PROJECT LLP (PHASE - III & IV) | MEP PHASE - IV | Fire Fighting |  | WO/SP34/MW4/33 | Balajee Fire | CAST IRON NON RETURN VALVE (Duel plate Wafer Type) (PN 1.6) - 150 mm NB | Installation, testing, commission of VALVE AND SPECIALITIES - as per specification/drawing and direction of Engineer-in-charge. a) CAST IRON NON RETURN VALVE (Duel plate Wafer Type) (PN 1.6) - 150 mm NB | Nos | 0 | 2185 | Approved
SOUTHWINDS PROJECT LLP (PHASE - III & IV) | MEP PHASE - IV | Fire Fighting |  | WO/SP34/MW4/33 | Balajee Fire | CAST IRON NON RETURN VALVE (Duel plate Wafer Type) (PN 1.6) - 100 mm NB | Installation, testing, commission of VALVE AND SPECIALITIES - as per specification/drawing and direction of Engineer-in-charge. a) CAST IRON NON RETURN VALVE (Duel plate Wafer Type) (PN 1.6) - 100 mm NB | Nos | 47 | 1995 | Approved
SOUTHWINDS PROJECT LLP (PHASE - III & IV) | MEP PHASE - IV | Fire Fighting |  | WO/SP34/MW4/33 | Balajee Fire | CAST IRON NON RETURN VALVE (Duel plate Wafer Type) (PN 1.6) - 80 mm NB | Installation, testing, commission of VALVE AND SPECIALITIES - as per specification/drawing and direction of Engineer-in-charge. a) CAST IRON NON RETURN VALVE (Duel plate Wafer Type) (PN 1.6) - 80 mm NB | Nos | 62 | 1757 | Approved
SOUTHWINDS PROJECT LLP (PHASE - III & IV) | MEP PHASE - IV | Fire Fighting |  | WO/SP34/MW4/33 | Balajee Fire | CAST IRON BUTTERFLY VALVE (PN 1.6) (At terrace) -100 mm NB | Installation, testing, commission of VALVE AND SPECIALITIES as per specification/drawing and direction of Engineer-in-charge. a) CAST IRON BUTTERFLY VALVE (PN 1.6) (At terrace) -100 mm NB | Nos | 14 | 1757 | Approved
SOUTHWINDS PROJECT LLP (PHASE - III & IV) | MEP PHASE - IV | Fire Fighting |  | WO/SP34/MW4/33 | Balajee Fire | CAST IRON NON RETURN VALVE (Duel plate Wafer Type) (PN 1.6)(At terrace) - 100 mm NB | Installation, testing, commission of VALVE AND SPECIALITIES as per specification/drawing and direction of Engineer-in-charge. a) CAST IRON NON RETURN VALVE (Duel plate Wafer Type) (PN 1.6)(At terrace) - 100 mm NB | Nos | 7 | 1995 | Approved
SOUTHWINDS PROJECT LLP (PHASE - III & IV) | MEP PHASE - IV | Fire Fighting |  | WO/SP34/MW4/33 | Balajee Fire | CAST IRON BUTTERFLY VALVE (PN 1.6)-100mm NB | Installation, testing, commission of VALVE AND SPECIALITIES - as per specification/drawing and direction of Engineer-in-charge. a) CAST IRON BUTTERFLY VALVE (PN 1.6)-100mm NB | Nos | 47 | 1757 | Approved
SOUTHWINDS PROJECT LLP (PHASE - III & IV) | MEP PHASE - IV | Fire Fighting |  | WO/SP34/MW4/33 | Balajee Fire | CAST IRON BUTTERFLY VALVE (PN 1.6)-80mm NB | Installation, testing, commission of VALVE AND SPECIALITIES - as per specification/drawing and direction of Engineer-in-charge. a) CAST IRON BUTTERFLY VALVE (PN 1.6)-80mm NB | Nos | 63 | 1615 | Approved
SOUTHWINDS PROJECT LLP (PHASE - III & IV) | MEP PHASE - IV | Fire Fighting |  | WO/SP34/MW4/33 | Balajee Fire | CAST IRON BUTTERFLY VALVE (PN 1.6)-50mm NB For INSIDE FLAT | Installation, testing, commission of VALVE AND SPECIALITIES - as per specification/drawing and direction of Engineer-in-charge. a) CAST IRON BUTTERFLY VALVE (PN 1.6)-50mm NB For INSIDE FLAT | Nos | 396 | 869 | Approved
SOUTHWINDS PROJECT LLP (PHASE - III & IV) | MEP PHASE - IV | Fire Fighting |  | WO/SP34/MW4/33 | Balajee Fire | CAST IRON BUTTERFLY VALVE (PN 1.6)-40mm NB For INSIDE FLAT | Installation, testing, commission of VALVE AND SPECIALITIES - as per specification/drawing and direction of Engineer-in-charge. a) CAST IRON BUTTERFLY VALVE (PN 1.6)-40mm NB For INSIDE FLAT | Nos | 109 | 300 | Approved
SOUTHWINDS PROJECT LLP (PHASE - III & IV) | MEP PHASE - IV | Fire Fighting |  | WO/SP34/MW4/33 | Balajee Fire | S.S. GATE VALVE- 25 mm NB | Installation, testing, commission of VALVE AND SPECIALITIES - as per specification/drawing and direction of Engineer-in-charge. a) S.S. GATE VALVE- 25 mm NB (For drain connection at branch) | Nos | 110 | 450 | Approved
SOUTHWINDS PROJECT LLP (PHASE - III & IV) | MEP PHASE - IV | Fire Fighting |  | WO/SP34/MW4/33 | Balajee Fire | S.S. Ball VALVE- 25 mm NB (For drain connection at End of the Sprinkler) | Installation, testing, commission of VALVE AND SPECIALITIES - as per specification/drawing and direction of Engineer-in-charge. a) S.S. Ball VALVE- 25 mm NB (For drain connection at End of the Sprinkler) | Nos | 0 | 450 | Approved
SOUTHWINDS PROJECT LLP (PHASE - III & IV) | MEP PHASE - IV | Fire Fighting |  | WO/SP34/MW4/33 | Balajee Fire | S.S. Ball VALVE- 15 mm NB (For drain connection at End of the Sprinkler) | Installation, testing, commission of VALVE AND SPECIALITIES - as per specification/drawing and direction of Engineer-in-charge. a) S.S. Ball VALVE- 15 mm NB (For drain connection at End of the Sprinkler) | Nos | 505 | 183 | Approved
SOUTHWINDS PROJECT LLP (PHASE - III & IV) | MEP PHASE - IV | Fire Fighting |  | WO/SP34/MW4/33 | Balajee Fire | FAST RESPONSE SPRINKLER HEAD K-81, 680C RATING | Installation, testing, commission of VALVE AND SPECIALITIES - as per specification/drawing and direction of Engineer-in-charge. a) FAST RESPONSE SPRINKLER HEAD K-81, 680C RATING (Fast response)-Pendent type Sprinkler without escutcheon plate | Nos | 2505 | 104 | Approved
SOUTHWINDS PROJECT LLP (PHASE - III & IV) | MEP PHASE - IV | Fire Fighting |  | WO/SP34/MW4/33 | Balajee Fire | FAST RESPONSE SPRINKLER HEAD K-81, 680C RATING (Fast response)-Side wall type Sprinkler | Installation, testing, commission of VALVE AND SPECIALITIES - as per specification/drawing and direction of Engineer-in-charge. a) FAST RESPONSE SPRINKLER HEAD K-81, 680C RATING (Fast response)-Side wall type Sprinkler | Nos | 3279 | 104 | Approved
SOUTHWINDS PROJECT LLP (PHASE - III & IV) | MEP PHASE - IV | Fire Fighting |  | WO/SP34/MW4/33 | Balajee Fire | Flow switch with all accessories -100 mm NB | Installation, testing, commission of VALVE AND SPECIALITIES - as per specification/drawing and direction of Engineer-in-charge. a) Flow switch with all accessories -100 mm NB | Nos | 48 | 570 | Approved
SOUTHWINDS PROJECT LLP (PHASE - III & IV) | MEP PHASE - IV | Fire Fighting |  | WO/SP34/MW4/33 | Balajee Fire | Flow switch with all accessories -80 mm NB | Installation, testing, commission of VALVE AND SPECIALITIES - as per specification/drawing and direction of Engineer-in-charge. a) Flow switch with all accessories -80 mm NB | Nos | 60 | 570 | Approved
SOUTHWINDS PROJECT LLP (PHASE - III & IV) | MEP PHASE - IV | Fire Fighting |  | WO/SP34/MW4/33 | Balajee Fire | Flow switch with all accessories -40 mm NB | Installation, testing, commission of VALVE AND SPECIALITIES - as per specification/drawing and direction of Engineer-in-charge. a) Flow switch with all accessories -40 mm NB | Nos | 1 | 570 | Approved
SOUTHWINDS PROJECT LLP (PHASE - III & IV) | MEP PHASE - IV | Fire Fighting |  | WO/SP34/MW4/33 | Balajee Fire | 25mm NB with one no. root valve & Vent valve (Ball type) on top of each risers for Hydrant system | Supply, Installation, testing, commission of AIR RELEASE VALVE as per specification/drawing and direction of Engineer-in-charge. a) 25mm NB with one no. root valve & Vent valve (Ball type) on top of each risers for Hydrant system (Refer scetch Enclosed) | Nos | 7 | 5035 | Approved
SOUTHWINDS PROJECT LLP (PHASE - III & IV) | MEP PHASE - IV | Fire Fighting |  | WO/SP34/MW4/33 | Balajee Fire | Pressure Gauge with half Coupling | Supply, Installation, testing, commission of a) Pressure Gauge with half Coupling, nipple, root valve (Globe type), adapter, vibration damper For AIR RELEASE VALVE as per sketch enclosed. | Nos | 7 | 3515 | Approved
SOUTHWINDS PROJECT LLP (PHASE - III & IV) | MEP PHASE - IV | Fire Fighting |  | WO/SP34/MW4/33 | Balajee Fire | PORTABLE FIRE EXTINGUISHERS | PORTABLE FIRE EXTINGUISHERS |  | 0 | 0 | Amended & Approved
SOUTHWINDS PROJECT LLP (PHASE - III & IV) | MEP PHASE - IV | Fire Fighting |  | WO/SP34/MW4/33 | Balajee Fire | 6 Kg ABC type Fire Extinguisher | Installation, testing, commissioning of PORTABLE FIRE EXTINGUISHERS for (i) 6 Kg ABC type Fire Extinguishers as per specification/drawing and direction of Engineer in charge. | Nos | 241 | 190 | Approved
SOUTHWINDS PROJECT LLP (PHASE - III & IV) | MEP PHASE - IV | Fire Fighting |  | WO/SP34/MW4/33 | Balajee Fire | 4.5 Kg CO2 type Fire Extinguishers | Installation, testing, commissioning of PORTABLE FIRE EXTINGUISHERS for (i) 4.5 Kg CO2 type Fire Extinguishers as per specification/drawing and direction of Engineer in charge. | Nos | 244 | 190 | Approved
SOUTHWINDS PROJECT LLP (PHASE - III & IV) | MEP PHASE - IV | Fire Fighting |  | WO/SP34/MW4/33 | Balajee Fire | 9 Ltrs Mechanical Foam | Installation, testing, commissioning of PORTABLE FIRE EXTINGUISHERS for (i) 9 Ltrs Mechanical Foam Extinguishers as per specification/drawing and direction of Engineer in charge. | Nos | 0 | 190 | Approved
SOUTHWINDS PROJECT LLP (PHASE - III & IV) | MEP PHASE - IV | Fire Fighting |  | WO/SP34/MW4/34 | Balajee Fire | PANELS AND ASSOCIATED EQUIPMENTS | PANELS AND ASSOCIATED EQUIPMENTS |  | 0 | 0 | Approved
SOUTHWINDS PROJECT LLP (PHASE - III & IV) | MEP PHASE - IV | Fire Fighting |  | WO/SP34/MW4/34 | Balajee Fire | Microprocessor based(Analogue addressable type, BMS Compatible, Networkable) | Installting, testing and commissioning of Microprocessor based(Analogue addressable type, BMS Compatible, Networkable) intelligent and electronically addressable, modular, expandable, networkable, loops as given below (each loop consist of 99 detector & 99 devices) Fire Alarm Control Panel with minimum 6 inch/ 640 character LCD display, multiple access levels, event history file in non-volatile memory (EEPROM). The panel shall support programmable relays controlled by powerful Boolean logic equation. The panel shall have 240 volts AC power supply, automatic battery charger, 24 volts, sealed lead acid maintenance free batteries sufficient for 24 hours normal working and then be capable of operating the system for 60 minutes during emergency condition.4 Loop (each loop consist of 99 detector & 99 devices) | Set | 6 | 9500 | Approved
SOUTHWINDS PROJECT LLP (PHASE - III & IV) | MEP PHASE - IV | Fire Fighting |  | WO/SP34/MW4/34 | Balajee Fire | DESKTOP COMPUTER | Installting, testing and commissioning of DESKTOP COMPUTER complete with Printer & all other peripherial. (Hardware, Software, Dongle) as per specification/drawing and direction of Engineer-in-charge | Set | 0 | 2000 | Approved
SOUTHWINDS PROJECT LLP (PHASE - III & IV) | MEP PHASE - IV | Fire Fighting |  | WO/SP34/MW4/34 | Balajee Fire | Repeater panel | Installing, testing and commissioning of Repeater panel with minimum 6 inch/ 640 character LCD Display complete with accessories as required. | Set | 1 | 4750 | Approved
SOUTHWINDS PROJECT LLP (PHASE - III & IV) | MEP PHASE - IV | Fire Fighting |  | WO/SP34/MW4/34 | Balajee Fire | Net Working Card | Installing, testing and commissioning of Net Working Card complete with all accessories. | Nos | 0 | 4275 | Approved
SOUTHWINDS PROJECT LLP (PHASE - III & IV) | MEP PHASE - IV | Fire Fighting |  | WO/SP34/MW4/34 | Balajee Fire | DETECTORS AND OTHER DEVICES | DETECTORS AND OTHER DEVICES |  | 0 | 0 | Approved
SOUTHWINDS PROJECT LLP (PHASE - III & IV) | MEP PHASE - IV | Fire Fighting |  | WO/SP34/MW4/34 | Balajee Fire | ANALOGUE ADDRESSABLE MULTICRITERIA DETECTOR (Heat cum Smoke - optical type) | Installing, testing and commissioning of ANALOGUE ADDRESSABLE MULTICRITERIA DETECTOR (Heat cum Smoke - optical type) (Photo Electric) | Nos | 66 | 356 | Approved
SOUTHWINDS PROJECT LLP (PHASE - III & IV) | MEP PHASE - IV | Fire Fighting |  | WO/SP34/MW4/34 | Balajee Fire | ANALOGUE ADDRESSABLE MULTICRITERIA DETECTOR ( Smoke - optical type) | Installing, testing and commissioning of ANALOGUE ADDRESSABLE MULTICRITERIA DETECTOR ( Smoke - optical type) | Nos | 159 | 356 | Approved
SOUTHWINDS PROJECT LLP (PHASE - III & IV) | MEP PHASE - IV | Fire Fighting |  | WO/SP34/MW4/34 | Balajee Fire | ANALOGUE ADDRESSABLE HEAT DETECTOR WITH SOUNDER BASE (Rate of rise cum Fixed temperature type | Installing, testing and commissioning of ANALOGUE ADDRESSABLE HEAT DETECTOR WITH SOUNDER BASE (Rate of rise cum Fixed temperature type | Nos | 2 | 356 | Approved
SOUTHWINDS PROJECT LLP (PHASE - III & IV) | MEP PHASE - IV | Fire Fighting |  | WO/SP34/MW4/34 | Balajee Fire | ANALOGUE ADDRESSABLE MANUAL CALL POINT | Installing, testing & commissioning of ANALOGUE ADDRESSABLE MANUAL CALL POINT | Nos. | 205 | 356 | Approved
SOUTHWINDS PROJECT LLP (PHASE - III & IV) | MEP PHASE - IV | Fire Fighting |  | WO/SP34/MW4/34 | Balajee Fire | ISOLATOR Module | Installing, testing & commissioning of ISOLATOR Module | Nos | 32 | 356 | Approved
SOUTHWINDS PROJECT LLP (PHASE - III & IV) | MEP PHASE - IV | Fire Fighting |  | WO/SP34/MW4/34 | Balajee Fire | ANALOGUE ADDRESSABLE CONTROL MODULE | Installing, testing & commissioning of ANALOGUE ADDRESSABLE CONTROL MODULE | Nos | 109 | 356 | Approved
SOUTHWINDS PROJECT LLP (PHASE - III & IV) | MEP PHASE - IV | Fire Fighting |  | WO/SP34/MW4/34 | Balajee Fire | ANALOGUE ADDRESSABLE MONITOR MODULE (Analogue addressable type) | Installing, testing & commissioning of ANALOGUE ADDRESSABLE MONITOR MODULE (Analogue addressable type) | Nos | 109 | 356 | Approved
SOUTHWINDS PROJECT LLP (PHASE - III & IV) | MEP PHASE - IV | Fire Fighting |  | WO/SP34/MW4/34 | Balajee Fire | ANALOGUE ADDRESSABLE CEILING / WALL MOUNTED ANALOGUE ADDRESSABLE HORN cum STROBE complete. | Installing, testing & commissioning of ANALOGUE ADDRESSABLE CEILING / WALL MOUNTED ANALOGUE ADDRESSABLE HORN cum STROBE complete. | Nos | 214 | 356 | Approved
SOUTHWINDS PROJECT LLP (PHASE - III & IV) | MEP PHASE - IV | Fire Fighting |  | WO/SP34/MW4/34 | Balajee Fire | FIRE RELAY MODULES | FIRE RELAY MODULES |  | 0 | 0 | Approved
SOUTHWINDS PROJECT LLP (PHASE - III & IV) | MEP PHASE - IV | Fire Fighting |  | WO/SP34/MW4/34 | Balajee Fire | Sending starting signal | Sending starting signal to lift Lobby fire Damper & lift Lobby Pr. fans (One for each fan) | Nos | 105 | 475 | Approved
SOUTHWINDS PROJECT LLP (PHASE - III & IV) | MEP PHASE - IV | Fire Fighting |  | WO/SP34/MW4/34 | Balajee Fire | CABLING AND CONDUIT WORK | CABLING AND CONDUIT WORK-Detectors |  | 0 | 0 | Amended & Approved
SOUTHWINDS PROJECT LLP (PHASE - III & IV) | MEP PHASE - IV | Fire Fighting |  | WO/SP34/MW4/34 | Balajee Fire | 2C x 1.5 mm2 MULTI STAND XLPE FRLS (ARMOURED CABLE) | Installation, testing & commissioning for FRLS ARMOURED CABLING complete with lugs, laying inside conduits and termination of both ends. a) 2C x 1.5 mm2 MULTI STAND XLPE FRLS (ARMOURED CABLE) FOR LOOP & POWER as per specification/drawing and direction of Engineer-in-charge. (ONLY CABLE SUPPLY BY CLINT.) | Mtrs. | 1995.3 | 30 | Approved
SOUTHWINDS PROJECT LLP (PHASE - III & IV) | MEP PHASE - IV | Fire Fighting |  | WO/SP34/MW4/34 | Balajee Fire | 2C x 1.5 mm2 MULTI STAND XLPE FRLS (UNARMOURED CABLE) | Installation, testing & commissioning for FRLS UNARMOURED CABLING complete with lugs, laying inside conduits and termination of both ends. a) 2C x 1.5 mm2 MULTI STAND XLPE FRLS (UNARMOURED CABLE) FOR LOOP & POWER as per specification/drawing and direction of Engineer-in-charge. (ONLY CABLE SUPPLY BY CLINT.) | Mtrs. | 18150 | 25 | Approved
SOUTHWINDS PROJECT LLP (PHASE - III & IV) | MEP PHASE - IV | Fire Fighting |  | WO/SP34/MW4/34 | Balajee Fire | 4C x 1.5 mm2 MULTI STAND XLPE FRLS ARMOURED CABLE | Installation, testing & commissioning for FRLS ARMOURED CABLING complete with lugs, laying inside conduits and termination of both ends. b) 4C x 1.5 mm2 MULTI STAND XLPE FRLS ARMOURED CABLE Buried Type as per specification/drawing and direction of Engineer-in-charge | Mtrs. | 1045 | 48 | Approved
SOUTHWINDS PROJECT LLP (PHASE - III & IV) | MEP PHASE - IV | Fire Fighting |  | WO/SP34/MW4/34 | Balajee Fire | PA SYSTEM AND ASSOCIATED EQUIPMENTS | PA SYSTEM AND ASSOCIATED EQUIPMENTS |  | 0 | 0 | Approved
SOUTHWINDS PROJECT LLP (PHASE - III & IV) | MEP PHASE - IV | Fire Fighting |  | WO/SP34/MW4/34 | Balajee Fire | PA CONSOLE | Supply,Installing, testing & commissioning of PA CONSOLE complete with Amplifier unit with selector switch for individual /all call, rectifier, 2 Nos. 42 Amp battery, battery charger & M.S. Battery box, UPS with necessary supporting frame work auxiliary contacts etc.as detailed in the detailed technical specification. Selection of watts of Amplifier shall be decided by Bidder with future provision. (For individual floor call as well as all call) as per drawing . | Nos | 6 | 75000 | Approved
SOUTHWINDS PROJECT LLP (PHASE - III & IV) | MEP PHASE - IV | Fire Fighting |  | WO/SP34/MW4/34 | Balajee Fire | Ceiling Mounted Speakers | Supply, installing, testing and commissioning of Fire panel supervised 78db-90db Ceiling Mounted Speakers as specified & same make as of panel. Speakers shall be 6 Watt with multi taps of 0.25W, 0.5W, 1W and 2W. | Nos | 205 | 1300 | Approved
SOUTHWINDS PROJECT LLP (PHASE - III & IV) | MEP PHASE - IV | Fire Fighting |  | WO/SP34/MW4/34 | Balajee Fire | CABLING AND CONDUIT WORK 1 | CABLING AND CONDUIT WORK PA SYSTEM |  | 0 | 0 | Approved
SOUTHWINDS PROJECT LLP (PHASE - III & IV) | MEP PHASE - IV | Fire Fighting |  | WO/SP34/MW4/34 | Balajee Fire | FRLS ARMOURED | Installation, testing & commissioning for FRLS ARMOURED CABLING complete with lugs, laying inside conduits and termination of both ends. a) 2C x 1.5 mm2 MULTI STAND XLPE FRLS (ARMOURED CABLE) FOR LOOP & POWER as per specification/drawing and direction of Engineer-in-charge. (ONLY CABLE SUPPLY BY CLINT.) | Mtrs. | 2948 | 30 | Approved
SOUTHWINDS PROJECT LLP (PHASE - III & IV) | MEP PHASE - IV | Fire Fighting |  | WO/SP34/MW4/34 | Balajee Fire | 10C x 1.5 mm2 MULTI STAND XLPE FRLS Armoured Cable | Installation, testing & commissioning for d) 10C x 1.5 mm2 MULTI STAND XLPE FRLS Armoured Cable (PA Console to JB) as per drawing and direction of Engineer-in-charge (ONLY CABLE SUPPLY BY CLINT.) | Mtrs. | 167 | 50 | Approved
SOUTHWINDS PROJECT LLP (PHASE - III & IV) | MEP PHASE - IV | Fire Fighting |  | WO/SP34/MW4/34 | Balajee Fire | FRLS UNARMOURED | Installation, testing & commissioning for FRLS UNARMOURED CABLING complete with lugs, laying inside conduits and termination of both ends. a) 2C x 1.5 mm2 MULTI STAND XLPE FRLS (UNARMOURED CABLE) as per specification/drawing and direction of Engineer-in-charge. (ONLY CABLE SUPPLY BY CLINT.) | Mtrs. | 4174.2 | 25 | Approved
SOUTHWINDS PROJECT LLP (PHASE - III & IV) | MEP PHASE - IV | Fire Fighting |  | WO/SP34/MW4/34 | Balajee Fire | TALKBACK SYSTEM AND ASSOCIATED EQUIPMENTS | TALKBACK SYSTEM AND ASSOCIATED EQUIPMENTS |  | 0 | 0 | Approved
SOUTHWINDS PROJECT LLP (PHASE - III & IV) | MEP PHASE - IV | Fire Fighting |  | WO/SP34/MW4/34 | Balajee Fire | MASTER SET | Supply,Installing, testing & commissioning of MASTER SET with mounting arrangement as per specification/drawing. | Nos | 6 | 75000 | Approved
SOUTHWINDS PROJECT LLP (PHASE - III & IV) | MEP PHASE - IV | Fire Fighting |  | WO/SP34/MW4/34 | Balajee Fire | 2 way communication Fire Fighter's Handset | Supply, installing, testing and commissioning of 2 way communication Fire Fighter's Handset | Nos | 193 | 480 | Approved
SOUTHWINDS PROJECT LLP (PHASE - III & IV) | MEP PHASE - IV | Fire Fighting |  | WO/SP34/MW4/34 | Balajee Fire | 2 Pair x 0.5 sq. mm UNARMOURED | Providing and fixing in position of FRLS PVC conduit including bends, junction boxes, pull boxes, GI pull wire including necessary civil work such as chase cutting, chipping, making good for recessed conduiting or clamping on surface with saddles, clamps etc. for surface conduiting FLEXIBLE TELEPHONE CALE 2 Pair x 0.5 sq. mm UNARMOURED (ONLY CABLE SUPPLY BY CLINT.) | Mtrs. | 8154.2 | 38 | Approved
SOUTHWINDS PROJECT LLP (PHASE - III & IV) | FINISHING PHASE - III | Grill / Steel Work |  | WO/SP34/FW34/4 | Balajee Fire | Lobby Railing | Providing and Fixing of Lobby Railing made with 91 x 91 x 3.6 mm thick Hollow Section at both end and 40 x 5 MS Flat at middle as vertical post,50 x 50 x 3.0 mm thick Hollow Section Handrail, 50 x 25 x 2.9 mm thick as horizontal middle as supportive and 16 x 16 M.S Square bar as horizontal elevation, and 12 x 12 solid Square bar as vertical as per drawing including one coat of Red Oxide Primar, transporting, lifting to places and erection as per direction of EIC. | Kg | 2448.511 | 98 | Approved
SOUTHWINDS PROJECT LLP (PHASE - III & IV) | FINISHING PHASE - III | Wood Work |  | WO/SP34/FW34/38 | RAJ KUMAR FURNITURE WORKS | Pine wood louver | Charges for Polishing & fixing of louvers by pine woods of sizes 2"x1" and 1"x1/2" alternatively over fixing of 12 mm thick ply on the plastered surface of lift fascia as per drawing & EIC. Location:-Bl-11 ; Only ply and Pine woods(Unpolished) will be supplied by client but subject to reconciliation . | Sq.Ft. | 27.36 | 675 | Approved
SOUTHWINDS PROJECT LLP (PHASE - III & IV) | FINISHING PHASE - IV | Wood Work |  |  |  | loading unloading | Charges for loading unloading transportation and hire charges for machinery as per direction of EIC | Sq.Ft. |  |  | Approved
SOUTHWINDS PROJECT LLP (PHASE - III & IV) | FINISHING PHASE - III | Wood Work |  | WO/SP34/FW34/38 | RAJ KUMAR FURNITURE WORKS | loading unloading | Charges for loading unloading transportation and hire charges for machinery as per direction of EIC | Sq.Ft. | 27.36 | 27 | Approved
SOUTHWINDS PROJECT LLP (PHASE - III & IV) | FINISHING PHASE - III | False Celling |  | WO/SP34/FW34/12 | MMK INTERIOR | New Item | New Item |  | 0 | 0 | Approved
SOUTHWINDS PROJECT LLP (PHASE - III & IV) | FINISHING PHASE - III | False Celling |  | WO/SP34/FW34/12 | MMK INTERIOR | Hilux Board(Moisture resistant)8mm thk. | Providing and fixing with Hilux Board(Moisture resistant)8mm thk. flat framework comprising of rolled galvanized metal sections consisting of the main channels to run in one direction at 1000mm c/c and secondary ceiling section at 525-650 mm c/c in other direction connected to main channel with GI connecting clips of 10 SWG of approved quality. The grids shall be suspended from structural slab by GI strap hangers 15mm x 15mm size @ 1000mm c/c both ways from structural support. Hilux board 8mm thk. is then screwed & fixed to ceiling section, finished with jointing compound, paper tape. Location - "False Ceiling (Lobby Area Gr. Floor )" Brand- Ramco / as approved. | Sq.Ft. | 199.112 | 85 | Approved
SOUTHWINDS PROJECT LLP (PHASE - III & IV) | FINISHING PHASE - III | False Celling |  | WO/SP34/FW34/12 | MMK INTERIOR | Hilux Board(Moisture resistant)8mm thk.--- | Providing and fixing with Hilux Board(Moisture resistant)8mm thk. flat framework comprising of rolled galvanized metal sections consisting of the main channels to run in one direction at 1000mm c/c and secondary ceiling section at 525-650 mm c/c in other direction connected to main channel with GI connecting clips of 10 SWG of approved quality. The grids shall be suspended from structural slab by GI strap hangers 15mm x 15mm size @ 1000mm c/c both ways from structural support. Hilux board 8mm thk. is then screwed & fixed to ceiling section, finished with jointing compound, paper tape. Location - "False Ceiling (Lobby Area Gr. Floor )" Brand- Ramco / as approved. | Rft | 94.726 | 80 | Approved
SOUTHWINDS PROJECT LLP (PHASE - III & IV) | FINISHING PHASE - III | False Celling |  | WO/SP34/FW34/12 | MMK INTERIOR | 8mm th. Cement fibre board (Moisture resistant) | "False Ceiling Inside of Flat (Balcony Area) including Trap door in each Toilet: Providing and fixing with 8mm th. Cement fibre board (Moisture resistant) Flat framework comprising of rolled galvanized metal sections consisting of the main channels to run in one direction at 1000mm c/c and secondary ceiling section at 525-650mm c/c in other direction connected to main channel with GI connecting clips of 10 SWG of approved quality.The grids shall be suspended from structural slab by GI strap hangers 15mm x 15mm size @ 1000mm C/C both ways from structural support.8mm th. Cement fibre board (Moisture resistant) is then screwed & fixed to ceiling section,finished with jointing compound,paper tape including necessary scaffolding & tool tackles all complete as per direction of drawing and direction of Engineer-In-Charge. Board Brand: Everest / Equivalent Channel Make: Indian Gypsum / Equivalent " | Sq.Ft. | 561.687 | 72 | Approved
SOUTHWINDS PROJECT LLP (PHASE - III & IV) | FINISHING PHASE - III | False Celling |  | WO/SP34/FW34/12 | MMK INTERIOR | 8mm th. Cement fibre board (Moisture resistant) -- | "False Ceiling Inside of Flat (Balcony Area) including Trap door in each Toilet: Providing and fixing with 8mm th. Cement fibre board (Moisture resistant) Flat framework comprising of rolled galvanized metal sections consisting of the main channels to run in one direction at 1000mm c/c and secondary ceiling section at 525-650mm c/c in other direction connected to main channel with GI connecting clips of 10 SWG of approved quality.The grids shall be suspended from structural slab by GI strap hangers 15mm x 15mm size @ 1000mm C/C both ways from structural support.8mm th. Cement fibre board (Moisture resistant) is then screwed & fixed to ceiling section,finished with jointing compound,paper tape including necessary scaffolding & tool tackles all complete as per direction of drawing and direction of Engineer-In-Charge. Board Brand: Everest / Equivalent Channel Make: Indian Gypsum / Equivalent " | Rft | 695 | 70 | Approved
SOUTHWINDS PROJECT LLP (PHASE - III & IV) | FINISHING PHASE - III | False Celling |  | WO/SP34/FW34/26 | Sangita Gaurisaria | New Items | New Items |  | 0 | 0 | Approved
SOUTHWINDS PROJECT LLP (PHASE - III & IV) | FINISHING PHASE - III | False Celling |  | WO/SP34/FW34/26 | Sangita Gaurisaria | Hilux Board(Moisture resistant)8mm thk. | Providing and fixing with Hilux Board(Moisture resistant)8mm thk. flat framework comprising of rolled galvanized metal sections consisting of the main channels to run in one direction at 1000mm c/c and secondary ceiling section at 525-650 mm c/c in other direction connected to main channel with GI connecting clips of 10 SWG of approved quality. The grids shall be suspended from structural slab by GI strap hangers 15mm x 15mm size @ 1000mm c/c both ways from structural support. Hilux board 8mm thk. is then screwed & fixed to ceiling section, finished with jointing compound, paper tape. Location - "False Ceiling (Lobby Area Gr. Floor )" Brand- Ramco / as approved. | Sq.Ft. | 218.359 | 83 | Approved
SOUTHWINDS PROJECT LLP (PHASE - III & IV) | FINISHING PHASE - III | False Celling |  | WO/SP34/FW34/26 | Sangita Gaurisaria | Hilux Board(Moisture resistant)8mm thk.-- | Providing and fixing with Hilux Board(Moisture resistant)8mm thk. flat framework comprising of rolled galvanized metal sections consisting of the main channels to run in one direction at 1000mm c/c and secondary ceiling section at 525-650 mm c/c in other direction connected to main channel with GI connecting clips of 10 SWG of approved quality. The grids shall be suspended from structural slab by GI strap hangers 15mm x 15mm size @ 1000mm c/c both ways from structural support. Hilux board 8mm thk. is then screwed & fixed to ceiling section, finished with jointing compound, paper tape. Location - "False Ceiling (Lobby Area Gr. Floor )" Brand- Ramco / as approved. | Rft | 121.048 | 78 | Approved
SOUTHWINDS PROJECT LLP (PHASE - III & IV) | FINISHING PHASE - III | False Celling |  | WO/SP34/FW34/26 | Sangita Gaurisaria | 8mm th. Cement fibre board ----- | "False Ceiling Inside of Flat (Balcony Area +Gr. fl) including Trap door in each Toilet: Providing and fixing with 8mm th. Cement fibre board (Moisture resistant) Flat framework comprising of rolled galvanized metal sections consisting of the main channels to run in one direction at 1000mm c/c and secondary ceiling section at 525-650mm c/c in other direction connected to main channel with GI connecting clips of 10 SWG of approved quality.The grids shall be suspended from structural slab by GI strap hangers 15mm x 15mm size @ 1000mm C/C both ways from structural support.8mm th. Cement fibre board (Moisture resistant) is then screwed & fixed to ceiling section,finished with jointing compound,paper tape including necessary scaffolding & tool tackles all complete as per direction of drawing and direction of Engineer-In-Charge. Board Brand: Everest / Equivalent Channel Make: Indian Gypsum / Equivalent " | Sq.Ft. | 839.613 | 70 | Approved
SOUTHWINDS PROJECT LLP (PHASE - III & IV) | FINISHING PHASE - III | False Celling |  | WO/SP34/FW34/26 | Sangita Gaurisaria | 8mm th. Cement fibre board ------ | "False Ceiling Inside of Flat (Balcony Area +Gr. fl) including Trap door in each Toilet: Providing and fixing with 8mm th. Cement fibre board (Moisture resistant) Flat framework comprising of rolled galvanized metal sections consisting of the main channels to run in one direction at 1000mm c/c and secondary ceiling section at 525-650mm c/c in other direction connected to main channel with GI connecting clips of 10 SWG of approved quality.The grids shall be suspended from structural slab by GI strap hangers 15mm x 15mm size @ 1000mm C/C both ways from structural support.8mm th. Cement fibre board (Moisture resistant) is then screwed & fixed to ceiling section,finished with jointing compound,paper tape including necessary scaffolding & tool tackles all complete as per direction of drawing and direction of Engineer-In-Charge. Board Brand: Everest / Equivalent Channel Make: Indian Gypsum / Equivalent " | Sq.Ft. | 1034.972 | 68 | Approved
SOUTHWINDS PROJECT LLP (PHASE - III & IV) | FINISHING PHASE - III | False Celling |  | WO/SP34/FW34/26 | Sangita Gaurisaria | loading - unloading.. | Charges for loading - unloading-, transportation, hire charges for machinery as per direction of Engineer-in-Charge…. | Lump Sum | 1 | 6111 | Approved
The Ramdulari | BLOCK | Grill / Steel Work |  | WO/RP/RP02/31 | ADA-METCON | Sample MS Railing Work | Sample Work of MS Railing at 2nd Floor Terrace Area |  | 0 | 0 | Approved
The Ramdulari | BLOCK | Grill / Steel Work |  | WO/RP/RP02/31 | ADA-METCON | MS Railing | Supply , fabrication and installation of MS Railing comprising with SHS 40X40X3.2 mm thick as a handrail, 40mmX10 mm thk. MS flat in horizontally,32 mmX10 mm thk MS flat verically,MS base plate in bottom 100 mm X 100 mm X 8 mm thk. including one coat of epoxy primer, lifting and fixing for all levels as per drawing and direction of EIC" Location: 2nd Floor | Kg | 519 | 110 | Approved
The Ramdulari | BLOCK | Grill / Steel Work |  | WO/RP/RP02/31 | ADA-METCON | Anchor Fastner | Providing & Fixing SS Anchor Fastener 12x100 (HILTI) as per BOQ & direction of EIC. (4 Nos fastener for each base plate 100x100x8mm) | Nos | 88 | 170 | Approved
The Ramdulari | BLOCK | Grill / Steel Work |  | WO/RP/RP02/31 | ADA-METCON | Transporation | Transportation cost | Lump Sum | 1 | 3000 | Approved
The Soul, Rajarhat | BLOCK | False Celling |  | WO/HR01/BOK01/122 | B. S. Furniture | Balcony HVAC Boxing | Extra Work: to cover AC Pipes in Balcony- Providing and Fixing Charges of Boxing of (3"X6''/9''/10"X3") of avg. height of One Feet made with 8mm External Cement Fiber Board ((Type- A as per IS 14862), over framework comprising of rolled galvanized metal sections consisting of Perimeter Channel, Intermediate channel all complete at all level asper direction of EIC | Lump Sum | 1 | 20800 | Approved
AARANYA | EXPERIENCE CENTER | Consultancy Charges |  | WO/PKB/PKX/1 | SALIENT | Design Consultancy for Experience centre | Design Consultancy for Experience centre at Residential Development of Kasba |  | 0 | 0 | Approved
AARANYA | EXPERIENCE CENTER | Consultancy Charges |  | WO/PKB/PKX/1 | SALIENT | Design Consultancy | Design Consultancy for Experience centre at Residential Development of Kasba. (Area under Consideration 5000 Sqft approx.) | Lump Sum | 1 | 1000000 | Approved
SOUTHWINDS PROJECT LLP (PHASE - III & IV) | COMMON INFRASTRUCTURE - PHASE III & IV | Consultancy Charges | OTHER CONSLUTANTS | WO/SP34/CI34/43 | Pacific Scientific Consultancy Pvt. Ltd. | PCB Compliance Report | Consultancy Charges for 12 months compliance report in 2 sets (6 months + 6 months ) including monitoring, details attached in Annexure ; Time Period: Set-I: October 23 to March 24 Set-II: April 24 to September 24 | Set | 1.628 | 90000 | Approved
The Soul, Rajarhat | COMMON INFRASTRUCTURE | Consultancy Charges | OTHER CONSLUTANTS | WO/HR01/CIH01/75 | Centre For Sustainable Development | October 2022 to March 2023.. | Consultancy charges for 6 months compliance report including monitoring, details attached in Annexure-I. Time Period: October 2022 to March 2023.. | Set | 1 | 80000 | Approved
The Soul, Rajarhat | COMMON INFRASTRUCTURE | Consultancy Charges | OTHER CONSLUTANTS | WO/HR01/CIH01/75 | Centre For Sustainable Development | April 2023 to September 2023.. | Consultancy charges for 6 months compliance report including monitoring, details attached in Annexure-I. Time Period: April 2023 to September 20232... | Set | 1 | 80000 | Approved
The Soul, Rajarhat | COMMON INFRASTRUCTURE | Consultancy Charges | OTHER CONSLUTANTS | WO/HR01/CIH01/75 | Centre For Sustainable Development | October 2023 to March 2024. | Consultancy charges for 6 months compliance report including monitoring, details attached in Annexure-I. Time Period: October 2023 to March 2024.... | Set | 1 | 80000 | Approved
SOUTHWINDS PROJECT LLP (PHASE - III & IV) | OVERHEAD PHASE - III & IV | In-house labour |  | WO/SP34/OP34/13 | Balaji Enterprise | Unskilled labour . Time Period: In the month of Jan 2024 | Unskilled labour . Time Period: In the month of Jan 2024 | Nos | 217 | 450 | Approved
SOUTHWINDS PROJECT LLP (PHASE - III & IV) | OVERHEAD PHASE - III & IV | In-house labour |  | WO/SP34/OP34/13 | Balaji Enterprise | loading - unloading | Charges for loading - unloading, transportation, hire charges for machinery work as per direction of Engineer-in-Charge. Time Period: In the month of Jan 2024 | Nos | 217 | 27 | Approved
SOUTHWINDS PROJECT LLP (PHASE - III & IV) | OVERHEAD PHASE - III & IV | In-house labour |  | WO/SP34/OP34/13 | Balaji Enterprise | Unskilled labour . Time Period: In the month of Feb 24 | Unskilled labour . Time Period: In the month of Feb 2024 | Nos | 203 | 450 | Approved
SOUTHWINDS PROJECT LLP (PHASE - III & IV) | OVERHEAD PHASE - III & IV | In-house labour |  | WO/SP34/OP34/13 | Balaji Enterprise | loading - unloading | Charges for loading - unloading, transportation, hire charges for machinery work as per direction of Engineer-in-Charge. Time Period: In the month of Feb 2024 | Nos | 203 | 27 | Approved
SOUTHWINDS PROJECT LLP (PHASE - III & IV) | OVERHEAD PHASE - III & IV | In-house labour |  | WO/SP34/OP34/13 | Balaji Enterprise | Unskilled labour . Time Period: In the month of March 24 | Unskilled labour . Time Period: In the month of March 24 | Nos | 217 | 450 | Approved
SOUTHWINDS PROJECT LLP (PHASE - III & IV) | OVERHEAD PHASE - III & IV | In-house labour |  | WO/SP34/OP34/13 | Balaji Enterprise | loading - unloading | Charges for loading - unloading, transportation, hire charges for machinery work as per direction of Engineer-in-Charge. Time Period: In the month of March 24 | Nos | 217 | 27 | Approved
SOUTHWINDS PROJECT LLP (PHASE - III & IV) | OVERHEAD PHASE - III & IV | In-house labour |  | WO/SP34/OP34/13 | Balaji Enterprise | Unskilled labour . Time Period: In the month of April 24 | Unskilled labour . Time Period: In the month of April 24 | Nos | 210 | 450 | Approved
SOUTHWINDS PROJECT LLP (PHASE - III & IV) | OVERHEAD PHASE - III & IV | In-house labour |  | WO/SP34/OP34/13 | Balaji Enterprise | loading - unloading | Charges for loading - unloading, transportation, hire charges for machinery work as per direction of Engineer-in-Charge. Time Period: In the month of April 24 | Nos | 210 | 27 | Approved
SOUTHWINDS PROJECT LLP (PHASE - III & IV) | OVERHEAD PHASE - III & IV | In-house labour |  | WO/SP34/OP34/13 | Balaji Enterprise | Unskilled labour . Time Period: In the month of April 24 | Unskilled labour . Time Period: In the month of May 24 | Nos | 217 | 450 | Approved
SOUTHWINDS PROJECT LLP (PHASE - III & IV) | OVERHEAD PHASE - III & IV | In-house labour |  | WO/SP34/OP34/13 | Balaji Enterprise | loading - unloading | Charges for loading - unloading, transportation, hire charges for machinery work as per direction of Engineer-in-Charge. Time Period: In the month of Charges for loading - unloading, transportation, hire charges for machinery work as per direction of Engineer-in-Charge. Time Period: In the month of May 24 | Nos | 217 | 27 | Approved
SOUTHWINDS PROJECT LLP (PHASE - III & IV) | OVERHEAD PHASE - III & IV | In-house labour |  | WO/SP34/OP34/13 | Balaji Enterprise | Unskilled labour . Time Period: In the month of June 24 | Unskilled labour . Time Period: In the month of June 24 | Nos | 270 | 450 | Approved
SOUTHWINDS PROJECT LLP (PHASE - III & IV) | OVERHEAD PHASE - III & IV | In-house labour |  | WO/SP34/OP34/13 | Balaji Enterprise | loading - unloading | Charges for loading - unloading, transportation, hire charges for machinery work as per direction of Engineer-in-Charge. Time Period: In the month of Charges for loading - unloading, transportation, hire charges for machinery work as per direction of Engineer-in-Charge. Time Period: In the month of June 24 | Nos | 270 | 27 | Approved
SOUTHWINDS PROJECT LLP (PHASE - III & IV) | OVERHEAD PHASE - III & IV | Pest Control |  | WO/SP34/OP34/4 | Secura Infra Services Pvt. Ltd. | Mosquito control | Larvae Control Treatment Spraying Chemical (Sumilarv/Bilarv) 3 times in Month. Adult Mosquito Control Treatment i. Spraying Chemical (Malathion/Lamda Cyhalothrin) 09 times in Month. ii. Smoke Fogging (Cyphenothrin 5% EC/Deltamethrin 1.25% ULV) 09 times in Month. At Project Premises: 1..MA Construction Site Office 2. Labour Champ & security accomodation at MLCP area 3. Security posts at Main Gate Date – 31/12/2023-31/04/2024 | Months | 5 | 8500 | Amended & Approved
SOUTHWINDS PROJECT LLP (PHASE - III & IV) | COMMON INFRASTRUCTURE - PHASE III & IV | Painting | External Painting | WO/SP34/CI34/54 | JAHANGIR ALAM ENTERPRISE | Providing & Applying of one coat of Epoxy Primer with two coats of Synthetic Enamel paint(Matt finish) | Providing & Applying of one coat of Epoxy Primer with two coats of Synthetic Enamel paint(Matt finish) of approved shade and brand including scraping, sand papering with all finishing work at top surface of all M.S members at fencing gate as per drawing and direction of Engineer-in-Charge. (Asian Paints/ICI/Berger). Section are as follows:- Post as -RHS-80x40x3.2 with MS Angle -ISA- 50x50x6mm as main structure; in the intermediate section M.S Flat -50x6mm and Clit made with M.S Flat 40x3 mm | RMT | 205.48 | 65 | Approved
SOUTHWINDS PROJECT LLP (PHASE - III & IV) | FINISHING PHASE - IV | Grill / Steel Work |  | WO/SP34/FW4/18 | ADA-METCON | Bl-15 | Providing and Fixing of M.S work- balcony Railing, stair Railing, MS Door and ladder etc. at Bl-15 as per B.O.Q & direction of EIC |  | 0 | 0 | Approved
SOUTHWINDS PROJECT LLP (PHASE - III & IV) | FINISHING PHASE - IV | Grill / Steel Work |  | WO/SP34/FW4/18 | ADA-METCON | M.S Balcony Railing & Fire Refuge Railing | Providing and Fixing of M.S Balcony Railing & Fire Refuge Railing made with 50 x 50 x 3.0 mm thick Hollow Section Handrail and vertical elevation 25 x 25 x 2.6 mm thick and 16 x 16 M.S Square bar as horizontal elevation and 12 x 12 solid Square bar as vertical as per drawing including one coat of Epoxy based primer, transporting, lifting to places and erection as per direction of EIC. | Kg | 5269.85 | 108 | Approved
SOUTHWINDS PROJECT LLP (PHASE - III & IV) | FINISHING PHASE - IV | Grill / Steel Work |  | WO/SP34/FW4/18 | ADA-METCON | Stair Railing | Providing and Fixing of Stair Railing made with 50 mm SHS MS pipe as handrail , 12 mm Sq. Bar as horizontal elevation, 25 X 25 X 2.6 mm MS hollow section as vertical elevation inserted in 50x50x75 deep pocket as per drawing, 16mm Sq. Bar for connecting the vertical members to horizontal member in elevation and MS/SS cap at the bottom section of vertical member with all complete and including cost of one coat of Red Oxide Primar, Transportation, loading-unloading, Shifting & erection at all levels as per drawing and direction of Engineer-in-Charge. | Kg | 2546.515 | 106 | Approved
SOUTHWINDS PROJECT LLP (PHASE - III & IV) | FINISHING PHASE - IV | Grill / Steel Work |  | WO/SP34/FW4/18 | ADA-METCON | MS Door and Ladder at Roof & Meter room Gate- | "MS Door and Ladder at Roof & Meter room Gate: Fabrication and erection charges of Door made with ISA 65X65X6/50x50x6 in door frame, ISA 50X50X6/40x40x6 in shutter frame, Stifner with 40x5/30x5 Flat, 2MM Sheet in overall surface and Ladder with ISA 50X50X6, 16MM MS Round bar complete, including cost of one coat of Epoxy based Primar ,Transportation and loading-unloading as per drawing and direction of Engineer-in-Charge. | Kg | 578.6 | 108 | Approved
SOUTHWINDS PROJECT LLP (PHASE - III & IV) | FINISHING PHASE - IV | Grill / Steel Work |  | WO/SP34/FW4/18 | ADA-METCON | Ramp Railing- | Fabrication & erection of Ramp Railing made with 50x50 SHS handrail (horizontal), 12 mm dia ms solid round bar,32x10 ms flat, 100x10 ms flat shoe, lugs all complete, including cost of one coat of Epoxy based primer, transportation and loading-unloading at ground floor level as per drawing and direction of Engineer-in-Charge. | Kg | 104.06 | 108 | Approved
SOUTHWINDS PROJECT LLP (PHASE - III & IV) | FINISHING PHASE - IV | Grill / Steel Work |  | WO/SP34/FW4/18 | ADA-METCON | Parapet Railing | "Fabrication & erection of Parapet Railing made with 50x50 CHS handrail (horizontal at top) & 25 CHS at middle of 2 layer, 30x6 ms flat as vertical post, lugs all complete, including cost of one coat of Epoxy based primer, transportation and loading-unloading at roof floor level as per drawing and direction of Engineer-in-Charge. Location:- Roof level | Kg | 140 | 108 | Approved
SOUTHWINDS PROJECT LLP (PHASE - III & IV) | FINISHING PHASE - IV | AC Ledge Works |  | WO/SP34/FW4/19 | ADA-METCON | A.C Ledge Railing.. | Providing and Fixing of A.C Ledge Railing at Balcony and Bed room area made with 40 X 40 X 3.0 mm thick Hollow Section horizontal elevation @ equal c/c and projection & 2 nos 20 X 20 X2.0 SHS in bottom line as per drawing, 20 X 20 X 2.0 SHS @ 4 layers as per drawing including one coat of Epoxy based Primer, Transporting, Lifting to places and erection at all levels as per drawing and direction of Engineer-in-Charge... |  | 0 | 0 | Approved
SOUTHWINDS PROJECT LLP (PHASE - III & IV) | FINISHING PHASE - IV | AC Ledge Works |  | WO/SP34/FW4/19 | ADA-METCON | Bl-15 | Bl-15 -(G+18) A.C Ledge Railing | Kg | 3963 | 108 | Approved
Primarc Chambers | MARKETING | Annual Maintenance Contract |  | WO/PCH/PC03/38 | DAIKIN AIRCONDITIONING INDIA PVT. LTD. | AMC for Daikin Air Conditioner | Comprehensive Maintenance contact for 8 HP Daikin Air-conditioner of following model. Product-:VRV Model-ODU: RXMQ8TY16 Sl No: E001710 (Contract period: 01.11.2023 to 31.10.2024) | HP | 8 | 2650 | Approved
SOUTHWINDS PROJECT LLP (PHASE - III & IV) | MEP PHASE - IV | Sewage Treatment Plant | Civil | WO/SP34/MW4/26 | Madhuban International | Enamel Paint | Enamel Paint |  | 0 | 0 | Approved
SOUTHWINDS PROJECT LLP (PHASE - III & IV) | MEP PHASE - IV | Sewage Treatment Plant | Civil | WO/SP34/MW4/26 | Madhuban International | Stair railing, Drain catcher, Inspection Platform, MS Covers, MS Door | Providing and applying of one coat epoxy primer with two coats of synthetic enamel paint of approved shade and brand over MS members including scraping, sand papering with all finishing work (Glossy finish) as per direction of Engineer-in-Charge. Location: Stair railing,Drain catcher,Inspection Platform, MS Covers, MS Door Brand: Asian Paints/Berger/AkzoNable | Sq.Ft. | 1496.498 | 11.9 | Approved
SOUTHWINDS PROJECT LLP (PHASE - III & IV) | MEP PHASE - IV | Sewage Treatment Plant | Civil | WO/SP34/MW4/26 | Madhuban International | Staircase step nosing | Providing & Applying of one coat of Red oxide Primer with two coats of Synthetic Enamel paint of approved shade and brand including scraping, sand papering with all finishing work at top surface of M.S Angle Nosing for Stair as per drawing and direction of Engineer-in-Charge. Location: Staircase step nosing Brand: Asian Paints/Berger/AkzoNable | Rft | 214.512 | 5 | Approved
The Soul, Rajarhat | BLOCK | Electrical | External Electrical | WO/HR01/BOK01/198 | MONDAL ELECTRIC CONCERN | Shifting of 11kv,3c 300 SQ | Charges of Dismantling of 11kv,30 185 mm XLPE Cable End Termination Joint from Rail Pole DP Structure, Shifting of 11KV ,3C 185 SQ MM XLPE Cable,Re FixingC 185 SQ MM XLPE Cable End Termination Joint on Rail Pole of DP Structure as per BOQ & Direction of EIC. | Lump Sum | 1 | 10000 | Approved
The Soul, Rajarhat | CLUB | Window and Glazing |  | WO/HR01/CL07/44 | GLASTAL ENGINEERS PRIVATE LIMITED | Replacing Window at AV Room | Supply ,fabrication and installation of 1PC top hung openable window replacing the fixed part currently installed in the middle of the window as per BOQ & direction of EIC. Location AV Room | Nos | 1 | 17000 | Approved
The Soul, Rajarhat | COMMON INFRASTRUCTURE | Landscaping |  | WO/HR01/CIH01/101 | Mondal Nurseries & Exterior | Reprint & fixing | Reprint and fixing QR codes on live Trees (Material Polyvinyl Sheet) as per direction of EIC. (Rate including all required materials, labours, tools & tackles and necessary arrangements for the work.). Size-5''x5'' | Nos | 101 | 170 | Approved
Primarc Chambers | BLOCK | Flooring Work |  | WO/PCH/PC01/42 | JYOTI TILES LLP | Floor Vitrified Tiles at lobby area | Fixing Charges for Floor Vitrified Tiles at lobby area in all levels over a bed of 30-40mm thick cement mortar (1:4) in proper line and level. The joints will be filled with white cement slurry with matched colour pigment after acid washing including all finishing & Cleaning as per drawing and direction of Engineer-in-Charge. Tiles, Cement will be supplied by Client. | Sq.Ft. | 13808.8 | 34 | Approved
Primarc Chambers | BLOCK | Flooring Work |  | WO/PCH/PC01/42 | JYOTI TILES LLP | Vitrified Tiles Skirting at lobby area | Fixing Charges for Floor Vitrified Tiles Skirting at lobby area in all levels over a bed of 20-25 mm thick cement mortar (1:3) in proper line , level & plumb. The joints will be filled with white cement slurry with matched colour pigment after acid washing including all finishing & Cleaning as per drawing amnd direction of Engineer- in- Charge. Tiles, Cement will be supplied by the Client. | Rft | 2378.7 | 21 | Approved
Primarc Chambers | BLOCK | Flooring Work |  | WO/PCH/PC01/42 | JYOTI TILES LLP | KOTA STONE at stair tread & Landing of Stair | Fixing Charges of KOTA STONE at stair tread & Landing of Stair for all levels over a bed of 30-40 mm thick mortar (1:4) in proper line, level & plumb. The joints will be filled with white cement slurry with matched colour pigment after acid washing including all finishing & Cleaning as per drawing and direction of Engineer-in-Charge. Kota, Cement will be supplied by Client. | Sq.Ft. | 7864.8 | 58 | Amended & Approved
Primarc Chambers | BLOCK | Flooring Work |  | WO/PCH/PC01/42 | JYOTI TILES LLP | KOTA STONE at Riser & Skirting Portion of Stair | Fixing Charges of KOTA STONE at Riser & Skirting Portion of Stair & Fire Refuge Platform for all levels over a bed of 30-40 mm thick mortar (1:3) in proper line, level & plumb. The joints will be filled with white cement slurry with matched colour pigment after acid washing including all finishing & Cleaning as per drawing and direction of Engineer-in-Charge. Kota, Cement will be supplied by Client. | Rft | 6404.2 | 40 | Amended & Approved
Primarc Chambers | BLOCK | Flooring Work |  | WO/PCH/PC01/42 | JYOTI TILES LLP | Toilet floor tiles for all levels | Fixing Charges of Toilet floor tiles for all levels over a bed of 30-40mm thick cement mortar (1:4) in proper line & level. The joints will be filled with polymer based grout pigmented to match after acid washing including all finishing & Cleaning as per drawing and direction of Engineer-in-Charge. tiles, Cement will be supplied by Client. | Sq.Ft. | 2042.71 | 34 | Approved
Primarc Chambers | BLOCK | Flooring Work |  | WO/PCH/PC01/42 | JYOTI TILES LLP | Toilet wall/ Dado tiles for all levels | Fixing Charges of Toilet wall/ Dado tiles for all levels over a bed of 30-40mm thick cement mortar (1:3) in proper line & level & plumb. The joints will be filled with polymer based grout pigmented to match after acid washing including all finishing & Cleaning as per drawing and direction of Engineer-in-Charge. tiles, Cement will be supplied by Client. | Sq.Ft. | 6100.87 | 35 | Approved
Primarc Chambers | BLOCK | Flooring Work |  | WO/PCH/PC01/42 | JYOTI TILES LLP | Vitrified Tiles for wall/ Dado at lobby area | Fixing Charges for Floor Vitrified Tiles for wall/ Dado at lobby area in all levels over a bed of 30-40 mm thick cement mortar (1:3) in proper line , level & plumb. The joints will be filled with white cement slurry with matched colour pigment after acid washing including all finishing & Cleaning as per drawing and direction of Engineer- in- Charge. Tiles, Cement will be supplied by the Client. | Sq.Ft. | 120.02 | 36 | Approved
Primarc Chambers | BLOCK | Flooring Work |  | WO/PCH/PC01/42 | JYOTI TILES LLP | Granite Patty at ledge wall top | Fixing of Granite Patty at ledge wall top over a bed of 25-30mm thick cement mortar (1:4) in proper line & level. The joints will be filled with polymer based grout pigmented to match after acid washing including all finishing & Cleaning as per drawing and direction of Engineer-in-Charge. Granite, Cement will be supplied by Client. | Rft | 0 | 35 | Approved
Primarc Chambers | BLOCK | Flooring Work |  | WO/PCH/PC01/42 | JYOTI TILES LLP | Chipping work | Labour Charges for Chipping work in floor and Skirting Fixing of Tiles at Lobby area. | Sq.Ft. | 16113.9 | 1.5 | Approved
Primarc Chambers | BLOCK | Flooring Work |  | WO/PCH/PC01/42 | JYOTI TILES LLP | Groove making | Charges for Groove making with 3mm spacer (W) and filling with high polymar based grout (pigmented) including the cost of material at all levels as per drawing and direction of Engineer-in-Charge. Grouting Chemical (Brand: MYK/Kerakoll Laticrete Unsanded Grout as approved) Location - Flooring & wall/ Dado at lobby area. | Rft | 19810.22 | 6 | Amended & Approved
Primarc Chambers | BLOCK | Grill / Steel Work |  | WO/PCH/PC01/43 | ADA-METCON | MS Work as per approved dwg, B.O.Q & direction of EIC. | MS Work as per approved dwg, B.O.Q & direction of EIC. |  | 0 | 0 | Amended & Approved
Primarc Chambers | BLOCK | Grill / Steel Work |  | WO/PCH/PC01/43 | ADA-METCON | Stair Railing | Providing and Fixing of Stair Railing made with 50 mm x 25 mm x 3.2 mm MS RHS as handrail , 50 mm x 50 mm x 4.5 mm MS RHS as Vertical Support, 50 X 6 mm MS flat @ equal c/c as vertical elevation, 50 mm X 25 mm x 3.2 mm MS RHS as bottom rail for connecting the vertical member with all complete and including cost of Red Oxide Primar, Transportation and loading-unloading for all levels as per drawing and direction of Engineer-in-Charge. | Kg | 6762 | 107 | Approved
Primarc Chambers | BLOCK | Grill / Steel Work |  | WO/PCH/PC01/43 | ADA-METCON | Delivery Charge | Delivery Charges for only Sample quantity. Balance total quantity delivery charges are included in main rates (Rs.107/Kg). | Lump Sum | 1 | 2500 | Approved
SOUTHWINDS PROJECT LLP (PHASE - III & IV) | MEP PHASE - III | Fire Fighting |  | WO/SP34/MW34/19 | Balajee Fire | CAST IRON NON RETURN VALVE Wafer Type (PN 1.6) - 100 mm NB | Installation, testing, commission of VALVE AND SPECIALITIES - as per specification/drawing and direction of Engineer-in-charge. a) CAST IRON NON RETURN VALVE Wafer Type (PN 1.6) - 100 mm NB | Nos | 3 | 1995 | Approved
SOUTHWINDS PROJECT LLP (PHASE - III & IV) | MEP PHASE - III | Fire Fighting |  | WO/SP34/MW34/19 | Balajee Fire | CAST IRON BUTTERFLY VALVE (PN 1.6) -100 mm NB | Installation, testing, commission of VALVE AND SPECIALITIES as per specification/drawing and direction of Engineer-in-charge. a) CAST IRON BUTTERFLY VALVE (PN 1.6) -100 mm NB | Nos | 7 | 1757 | Approved
SOUTHWINDS PROJECT LLP (PHASE - III & IV) | MEP PHASE - III | Fire Fighting |  | WO/SP34/MW34/19 | Balajee Fire | 100 mm NB (Medium Grade) | Installation, testing, commission of PIPING (ABOVE GROUND PIPING) as per specification/drawing and direction of Engineer-in-charge. a)100 mm NB (Medium Grade) (Client would supply pipes only.) | Mtrs. | 47.845 | 655 | Approved
AARANYA | COMMON INFRASTRUCTURE | Consultancy Charges | OTHER CONSLUTANTS | WO/PKB/PKB2/5 | BIOMATES | Consultancy on Reconstruction of Ponds | Consultancy on Reconstruction of Ponds as per Design Requirement at Kasba Lilabati Devi Resort, Kolkata. as per direction of Engineer-in-charge | Lump Sum | 1 | 100000 | Approved
SOUTHWINDS PROJECT LLP (PHASE - III & IV) | FINISHING PHASE - III | Wood Work |  | WO/SP34/FW34/24 | RAJ KUMAR FURNITURE WORKS | Stair Door | Labour charges for lifting, carrying and fixing of flush door Shutter at Stair door location at GFL including fixing of hardware fittings like Door closure, Door buffer, handle etc, cleaning along with supply of screw,pvc gutkha,nails and gum as necessary for entire work, cleaning the work area, shifting all the debris/wastes to a designated place at ground floor level, all complete at all level as per approved drawing and direction of Engineer in charge. Screwing on Hinges must be done by machine, not manually. (Wooden Flush door shutter, all hardwares as mentioned above incl hinges will be supplied by client free of cost and on reconciliation basis)" (1000 x 2150 )-Door Opening Size |  | 0 | 0 | Approved
SOUTHWINDS PROJECT LLP (PHASE - III & IV) | FINISHING PHASE - III | Wood Work |  | WO/SP34/FW34/24 | RAJ KUMAR FURNITURE WORKS | Door shutter Fixing | Door shutter Fixing | Nos | 1 | 425 | Approved
SOUTHWINDS PROJECT LLP (PHASE - III & IV) | FINISHING PHASE - III | Wood Work |  | WO/SP34/FW34/24 | RAJ KUMAR FURNITURE WORKS | Hardware Fixing (Handle-01, Door closer-01 no) | Hardware Fixing (Handle-01, Door closer-01 no) | Nos | 1 | 70 | Approved
SOUTHWINDS PROJECT LLP (PHASE - III & IV) | FINISHING PHASE - III | Wood Work |  | WO/SP34/FW34/24 | RAJ KUMAR FURNITURE WORKS | Service Area and Toilet Door | Labour charges for lifting, carrying and fixing of flush door Shutter at Service area and Toilet door location including fixing of hardware fittings like Tower bolt, Door buffer, Hatch bolts, door stopper etc, cleaning & preparation of the entire surface of the shutters including door frame surfaces with sand paper,frame and shutter along with supply of screw,pvc gutkha,nails and gum as necessary for entire work, cleaning the work area, shifting all the debris/wastes to a designated place at ground floor level, all complete at all level as per approved drawing and direction of Engineer in charge (Wooden Flush door shutter, all hardwares as mentioned above incl hinges will be supplied by client free of cost and on reconciliation basis)" Screwing on Hinges must be done by machine, not manually. (750 x 2150 )-Door Opening Size |  | 0 | 0 | Approved
SOUTHWINDS PROJECT LLP (PHASE - III & IV) | FINISHING PHASE - III | Wood Work |  | WO/SP34/FW34/24 | RAJ KUMAR FURNITURE WORKS | Door shutter Fixing | Door shutter Fixing | Nos | 3 | 425 | Approved
SOUTHWINDS PROJECT LLP (PHASE - III & IV) | FINISHING PHASE - III | Wood Work |  | WO/SP34/FW34/24 | RAJ KUMAR FURNITURE WORKS | Hardware Fixing | Hardware Fixing | Nos | 3 | 70 | Approved
SOUTHWINDS PROJECT LLP (PHASE - III & IV) | FINISHING PHASE - III | Wood Work |  | WO/SP34/FW34/24 | RAJ KUMAR FURNITURE WORKS | Fire Detection Panel Cabinet with Plywood | Providing and making charges of Fire detection panel cabinet with plywood (Inside dark painted ; out side laminate finish) including the supply of SS Auto Hinges(3"), Magnetic catcher, SS "D" handle (6") 4mm clear glass and fixing of 200mm x 150mm stainless steel louver, cleaning the work area, shifting all the debris/wastes to a designated place at ground floor level, all complete including required consumables as per drawing and direction of EIC. (Plywood, laminate and Steel louvers will be supplied by client but subjected to reconciliation) |  | 0 | 0 | Approved
SOUTHWINDS PROJECT LLP (PHASE - III & IV) | FINISHING PHASE - III | Wood Work |  | WO/SP34/FW34/24 | RAJ KUMAR FURNITURE WORKS | Fire detection panel cabinet | Fire detection panel cabinet | Sq.Ft. | 24.951 | 450 | Approved
SOUTHWINDS PROJECT LLP (PHASE - III & IV) | MEP PHASE - III | Wood Work |  |  |  | Ground Floor Lobby Door | Labour charges for lifting, carrying and fixing of flush door Shutters at Lobby door locations of ground floor including fixing of Laminates, Tower bolt, Magnetic buffer and catcher, Handle, Magic eye, Stopper and other accessaries as per drawing, fixing of door jointing lipping work along with supply of screw,pvc gutkha,nails and gum as necessary for entire work, cleaning the work area, shifting all the debris/wastes to a designated place at ground floor level, at all level as per approved drawing and direction of Engineer in charge. (Wooden Flush door shutter, all hardwares as mentioned above including hinges, Laminate, lipping will be supplied by client free of cost and on reconciliation basis) Screwing on Hinges must be done by machine, not manually. (1000 x 2150 )-Door Opening Size |  |  |  | Amended & Draft
SOUTHWINDS PROJECT LLP (PHASE - III & IV) | MEP PHASE - III | Wood Work |  |  |  | Door shutter Fixing | Door shutter Fixing | Nos |  |  | Approved
SOUTHWINDS PROJECT LLP (PHASE - III & IV) | MEP PHASE - III | Wood Work |  |  |  | Laminate pasting | Laminate pasting | Nos |  |  | Approved
SOUTHWINDS PROJECT LLP (PHASE - III & IV) | MEP PHASE - III | Wood Work |  |  |  | Hardware Fixing | Hardware Fixing | Nos |  |  | Approved
SOUTHWINDS PROJECT LLP (PHASE - III & IV) | FINISHING PHASE - III | Wood Work |  | WO/SP34/FW34/24 | RAJ KUMAR FURNITURE WORKS | Ground Floor Lobby Door | Labour charges for lifting, carrying and fixing of flush door Shutters at Lobby door locations of ground floor including fixing of Laminates, Tower bolt, Magnetic buffer and catcher, Handle, Magic eye, Stopper and other accessaries as per drawing, fixing of door jointing lipping work along with supply of screw,pvc gutkha,nails and gum as necessary for entire work, cleaning the work area, shifting all the debris/wastes to a designated place at ground floor level, at all level as per approved drawing and direction of Engineer in charge. (Wooden Flush door shutter, all hardwares as mentioned above including hinges, Laminate, lipping will be supplied by client free of cost and on reconciliation basis) Screwing on Hinges must be done by machine, not manually. (1000 x 2150 )-Door Opening Size |  | 0 | 0 | Approved
SOUTHWINDS PROJECT LLP (PHASE - III & IV) | FINISHING PHASE - III | Wood Work |  | WO/SP34/FW34/24 | RAJ KUMAR FURNITURE WORKS | Door shutter Fixing | Door shutter Fixing | Nos | 1 | 725 | Approved
SOUTHWINDS PROJECT LLP (PHASE - III & IV) | FINISHING PHASE - III | Wood Work |  | WO/SP34/FW34/24 | RAJ KUMAR FURNITURE WORKS | Laminate pasting | Laminate pasting | Nos | 1 | 678.11 | Approved
SOUTHWINDS PROJECT LLP (PHASE - III & IV) | FINISHING PHASE - III | Wood Work |  | WO/SP34/FW34/24 | RAJ KUMAR FURNITURE WORKS | Hardware Fixing | Hardware Fixing | Nos | 1 | 425 | Approved
SOUTHWINDS PROJECT LLP (PHASE - III & IV) | FINISHING PHASE - III | Wood Work |  | WO/SP34/FW34/24 | RAJ KUMAR FURNITURE WORKS | Main door edge laminate pasting | Main door edge laminate pasting | Rft | 1214.453 | 17.13 | Approved
SOUTHWINDS PROJECT LLP (PHASE - III & IV) | FINISHING PHASE - III | Wood Work |  | WO/SP34/FW34/24 | RAJ KUMAR FURNITURE WORKS | Loading - Unloading.. | Charges for loading - unloading-, transportation, hire charges for machinery as per direction of Engineer-in-Charge. | Lump Sum | 1 | 1868 | Approved
SOUTHWINDS PROJECT LLP (PHASE - III & IV) | FINISHING PHASE - III | Wood Work |  | WO/SP34/FW34/25 | M.R. Furniture | Stair Door. | Labour charges for lifting, carrying and fixing of flush door Shutter at Stair door location at GFL including fixing of hardware fittings like Door closure, Door buffer, handle etc, cleaning along with supply of screw,pvc gutkha,nails and gum as necessary for entire work, cleaning the work area, shifting all the debris/wastes to a designated place at ground floor level, all complete at all level as per approved drawing and direction of Engineer in charge. Screwing on Hinges must be done by machine, not manually. (Wooden Flush door shutter, all hardwares as mentioned above incl hinges will be supplied by client free of cost and on reconciliation basis)" (1000 x 2150 )-Door Opening Size |  | 0 | 0 | Approved
SOUTHWINDS PROJECT LLP (PHASE - III & IV) | FINISHING PHASE - III | Wood Work |  | WO/SP34/FW34/25 | M.R. Furniture | Door shutter Fixing | Door shutter Fixing | Nos | 1 | 425 | Approved
SOUTHWINDS PROJECT LLP (PHASE - III & IV) | FINISHING PHASE - III | Wood Work |  | WO/SP34/FW34/25 | M.R. Furniture | Hardware Fixing | Hardware Fixing | Nos | 1 | 70 | Approved
SOUTHWINDS PROJECT LLP (PHASE - III & IV) | FINISHING PHASE - III | Wood Work |  | WO/SP34/FW34/25 | M.R. Furniture | Service Area and Toilet Door. | Labour charges for lifting, carrying and fixing of flush door Shutter at Service area and Toilet door location including fixing of hardware fittings like Tower bolt, Door buffer, Hatch bolts, door stopper etc, cleaning & preparation of the entire surface of the shutters including door frame surfaces with sand paper,frame and shutter along with supply of screw,pvc gutkha,nails and gum as necessary for entire work, cleaning the work area, shifting all the debris/wastes to a designated place at ground floor level, all complete at all level as per approved drawing and direction of Engineer in charge (Wooden Flush door shutter, all hardwares as mentioned above incl hinges will be supplied by client free of cost and on reconciliation basis)" Screwing on Hinges must be done by machine, not manually. (750 x 2150 )-Door Opening Size |  | 0 | 0 | Approved
SOUTHWINDS PROJECT LLP (PHASE - III & IV) | FINISHING PHASE - III | Wood Work |  | WO/SP34/FW34/25 | M.R. Furniture | Door shutter Fixing | Door shutter Fixing | Nos | 3 | 425 | Approved
SOUTHWINDS PROJECT LLP (PHASE - III & IV) | FINISHING PHASE - III | Wood Work |  | WO/SP34/FW34/25 | M.R. Furniture | Hardware Fixing | Hardware Fixing | Nos | 3 | 70 | Approved
SOUTHWINDS PROJECT LLP (PHASE - III & IV) | FINISHING PHASE - III | Wood Work |  | WO/SP34/FW34/25 | M.R. Furniture | Fire Detection Panel Cabinet with Plywood. | Providing and making charges of Fire detection panel cabinet with plywood (Inside dark painted ; out side laminate finish) including the supply of SS Auto Hinges(3"), Magnetic catcher, SS "D" handle (6") 4mm clear glass and fixing of 200mm x 150mm stainless steel louver, cleaning the work area, shifting all the debris/wastes to a designated place at ground floor level, all complete including required consumables as per drawing and direction of EIC. (Plywood, laminate and Steel louvers will be supplied by client but subjected to reconciliation) |  | 0 | 0 | Approved
SOUTHWINDS PROJECT LLP (PHASE - III & IV) | FINISHING PHASE - III | Wood Work |  | WO/SP34/FW34/25 | M.R. Furniture | Fire detection panel cabinet | Fire detection panel cabinet | Sq.Ft. | 24.746 | 450 | Approved
SOUTHWINDS PROJECT LLP (PHASE - III & IV) | FINISHING PHASE - III | Wood Work |  | WO/SP34/FW34/25 | M.R. Furniture | Lobby Shaft Door | Labour charges for lifting, carrying and fixing of flush door Shutters at Shaft door at lobby location including fixing of Laminates at both side with 3x1mm groove at the front side only of the shutter, fixing if one lock only as per drawing, fixing of door jointing lipping work along with supply of screw,pvc gutkha,nails and gum as necessary for entire work, cleaning the work area, shifting all the debris/wastes to a designated place at ground floor level, at all level as per approved drawing and direction of Engineer in charge. (Wooden Flush door shutter, hardware as mentioned above including hinges, Laminate, lipping will be supplied by client free of cost and on reconciliation basis) Screwing on Hinges must be done by machine, not manually. (900 x2150 )-Door Opening Size-01 no |  | 0 | 0 | Approved
SOUTHWINDS PROJECT LLP (PHASE - III & IV) | FINISHING PHASE - III | Wood Work |  | WO/SP34/FW34/25 | M.R. Furniture | Door shutter Fixing | Door shutter Fixing | Nos | 1 | 425 | Approved
SOUTHWINDS PROJECT LLP (PHASE - III & IV) | FINISHING PHASE - III | Wood Work |  | WO/SP34/FW34/25 | M.R. Furniture | Laminate pasting | Laminate pasting | Nos | 1 | 1700 | Approved
SOUTHWINDS PROJECT LLP (PHASE - III & IV) | FINISHING PHASE - III | Wood Work |  | WO/SP34/FW34/25 | M.R. Furniture | Hardware Fixing(only one no cylindrical lock) | Hardware Fixing(only one no cylindrical lock) | Nos | 1 | 50 | Approved
SOUTHWINDS PROJECT LLP (PHASE - III & IV) | FINISHING PHASE - III | Wood Work |  | WO/SP34/FW34/25 | M.R. Furniture | Door Groove Polish | Door Groove Polish | Rft | 7.97 | 25 | Approved
SOUTHWINDS PROJECT LLP (PHASE - III & IV) | FINISHING PHASE - III | Wood Work |  | WO/SP34/FW34/25 | M.R. Furniture | Lobby Shaft Door Cladding/Panelling | Labour charges for Shaft Door(at lobby) cladding/panelling work by plywood fixing with Laminate pasting with supply of screw,pvc gutkha,nails and gum including cleaning the work area, shifting all the debris/wastes to a designated place at ground floor level, all complete at all level as per approved drawing and direction of Engineer in charge |  | 0 | 0 | Approved
SOUTHWINDS PROJECT LLP (PHASE - III & IV) | FINISHING PHASE - III | Wood Work |  | WO/SP34/FW34/25 | M.R. Furniture | Door cladding/panelling | Door cladding/panelling | Rft | 31.258 | 77 | Approved
SOUTHWINDS PROJECT LLP (PHASE - III & IV) | FINISHING PHASE - III | Wood Work |  | WO/SP34/FW34/25 | M.R. Furniture | Loading - Unloading.. | Charges for loading - unloading, transportation, hire charges for machinery as per direction of Engineer-in-Charge | Lump Sum | 1 | 1353 | Amended & Approved
SOUTHWINDS PROJECT LLP (PHASE - III & IV) | FINISHING PHASE - III | Wood Work |  | WO/SP34/FW34/25 | M.R. Furniture | Main door edge laminate pasting | Main door edge laminate pasting | Rft | 704.282 | 18.74 | Approved
The Soul, Rajarhat | OVERHEADS | Housekeeping |  | WO/HR01/OHES/87 | Integrated Security Service | Office Peon | Providing One (01) Office peon for @8.5 hrs. daily basis for 26/27 days in a month Including NH & Management fees, at site office, from 1st Jan'2024 to 30th Jun'2023. | Head | 6 | 17336 | Approved
SOUTHWINDS PROJECT LLP (PHASE - III & IV) | OVERHEAD PHASE - III & IV | Housekeeping |  | WO/SP34/OP34/25 | Integrated Security Service | Housekeeping Boy | Providing One (01) Housekeeping boy at site office @8.5 hrs daily basis for 26/27 days in a month Including NH & Management fees, from 1st Jan 2024 to 30th Jun 2024. | Head | 5.846 | 13557 | Approved
Primarc Chambers | MARKETING | Housekeeping |  | WO/PCH/PC03/48 | Integrated Security Service | Housekeeping boy at Marketing office | Providing One (01) Housekeeping boy at Marketing office @8.5 hrs. daily basis for 30/31 days in a month Including NH & Management fees, from 1st Jan 2024 to 30th Jun 2024. | Head | 3 | 15816 | Approved
SOUTHWINDS PROJECT LLP (PHASE - III & IV) | MEP PHASE - III | Permanent Power | Civil | WO/SP34/MW34/34 | ADA-METCON | PVC fencing Installation | PVC Fencing (Difference): Installation & Erection of PVC fencing by Site) as per drawing and direction of EIC | Sq.Ft. | 566.778 | 4.4 | Approved
SOUTHWINDS PROJECT LLP (PHASE - III & IV) | MEP PHASE - III | Permanent Power | Civil | WO/SP34/MW34/34 | ADA-METCON | PVC fencing | PVC Fencing (Extra Qty): Supply of PVC fencing (Colour approved by Site) as per drawing and direction of EIC | Sq.Ft. | 83.959 | 12 | Approved
SOUTHWINDS PROJECT LLP (PHASE - III & IV) | MEP PHASE - III | Permanent Power | Civil | WO/SP34/MW34/34 | ADA-METCON | Erection of MS Structure | Erection of MS Structure as per drawing and direction of EIC | Kgs | 100.052 | 35 | Approved
The Soul, Rajarhat | MARKETING | Housekeeping |  | WO/HR01/MKT01/144 | Secura Infra Services Pvt. Ltd. | Housekeeping boy | Providing Housekeeping boy @10 hrs. daily basis for 26/27 days in a month Including NH & Management fees, Total Manpower = 02 nos, (from 1st Jan 2024 to 30th Jun 2024.) | Head | 12 | 15678 | Approved
SOUTHWINDS PROJECT LLP (PHASE - III & IV) | MEP PHASE - IV | Sewage Treatment Plant | Civil | WO/SP34/MW4/24 | ADA-METCON | Fastener Fixing | Fixing Charges of Fastener for Manhole and Inspection Platform | Nos | 76 | 25 | Approved
SOUTHWINDS PROJECT LLP (PHASE - III & IV) | MEP PHASE - IV | Sewage Treatment Plant | Civil | WO/SP34/MW4/24 | ADA-METCON | Pit Handle Repair and Re-fixing at STP Phase 1 | Pit Handle Repair and Re-fixing at STP Phase 1 as per directed by EIC | Nos | 22 | 150 | Approved
SOUTHWINDS PROJECT LLP (PHASE - III & IV) | FINISHING PHASE - III | Grill / Steel Work |  | WO/SP34/FW34/27 | ADA-METCON | Fixing of Fastener (100x12)mm | Fixing of Fastener (100x12)mm (Supplied by Client) for Booster Pump Shed as per Drawing & directed by EIC | Nos | 12 | 25 | Approved
SOUTHWINDS PROJECT LLP (PHASE - III & IV) | FINISHING PHASE - III | Grill / Steel Work |  | WO/SP34/FW34/27 | ADA-METCON | MS Structure - Booster Pump | Erection of MS structure made of 40X40X2.6 mm SHS with One Coat Epoxy primer. Location : Booster Pump Shed (MS Sections Supplied by Client) as per Drawing & directed by EIC | Kg | 278.438 | 35 | Approved
SOUTHWINDS PROJECT LLP (PHASE - III & IV) | FINISHING PHASE - III | Grill / Steel Work |  | WO/SP34/FW34/27 | ADA-METCON | Polycarbonate sheet 6mm | Supply of 6mm Multiwall Clear Polycarbonate Sheet (Without Aluminium Strip) | Sq.Ft. | 77.501 | 42 | Approved
SOUTHWINDS PROJECT LLP (PHASE - III & IV) | FINISHING PHASE - III | Grill / Steel Work |  | WO/SP34/FW34/27 | ADA-METCON | MS Structure - Labour Hutment & Balcony Shed for Office | Erection of MS structure made of 40X40X2.6 mm SHS Location : Labour Hutment & Balcony Shed for Office (MS Sections Supplied by Client) as per Drawing & directed by EIC | Kg | 340.368 | 35 | Approved
The Soul, Rajarhat | OVERHEADS | Security Expense |  | WO/HR01/OHES/88 | NIS MANAGEMENT LIMITED | Security Guard | Providing Security Guard @12 hrs. daily basis for 30/31 days in a month including reliever, NH & management fees, from 1st Jan'2024 to 30th Jun'2024, Total Manpower = 8 nos. | Head | 48 | 21992 | Approved
Primarc Chambers | OVERHEAD | Security Expense |  | WO/PCH/PC05/19 | Martinet Facility Management Services Pvt. Ltd. | Security Guard | Providing Security Guard @12 hrs. daily basis for 30/31 days in a month including reliever, NH & management fees, from 1st Jan'2024 to 30th Jun'2024, Total Manpower = 03 nos. | Head | 18 | 17418 | Approved
The Ramdulari | OVERHEAD | Security Expenditure |  | WO/RP/RP04/10 | NIS MANAGEMENT LIMITED | Security Guard and Supervisor | Providing Security Supervisor and Security Guard @12 hrs. duty basis | Head | 0 | 0 | Approved
The Ramdulari | OVERHEAD | Security Expenditure |  | WO/RP/RP04/10 | NIS MANAGEMENT LIMITED | Security Supervisor | Providing One (01) Security Supervisor@12 hrs. daily basis for 30/31 days in a month including reliever, NH & management fees, from 1st Jan'2024 to 30th Jun'2024, | Head | 6 | 24785 | Approved
The Ramdulari | OVERHEAD | Security Expenditure |  | WO/RP/RP04/10 | NIS MANAGEMENT LIMITED | Security Guard | Providing Security Guard@12 hrs. daily basis for 30/31 days in a month including reliever, NH & management fees, from 1st Jan'2024 to 30th Jun'2024, Total Manpower = 4 nos. | Head | 24 | 21992 | Approved
SOUTHWINDS PROJECT LLP (PHASE - III & IV) | OVERHEAD PHASE - III & IV | Security Expenditure |  | WO/SP34/OP34/26 | NIS MANAGEMENT LIMITED | Security Guard and Supervisor | Providing Security Supervisor & Guard @12 hrs. duty basis for full month including reliever. | Head | 0 | 0 | Approved
SOUTHWINDS PROJECT LLP (PHASE - III & IV) | OVERHEAD PHASE - III & IV | Security Expenditure |  | WO/SP34/OP34/26 | NIS MANAGEMENT LIMITED | Security Supervisor | Providing Security Supervisor@12 hrs. daily basis for 30/31 days in a month including reliever, NH & management fees, from 1st Jan'2024 to 30th Jun'2024, Total Manpower = 2 nos. | Head | 12 | 24785 | Approved
SOUTHWINDS PROJECT LLP (PHASE - III & IV) | OVERHEAD PHASE - III & IV | Security Expenditure |  | WO/SP34/OP34/26 | NIS MANAGEMENT LIMITED | Security Guard | Providing Security Guard@12 hrs. daily basis for 30/31 days in a month including reliever, NH & management fees, from 1st Jan'2024 to 30th Jun'2024, Total Manpower = 10 nos. | Head | 60.742 | 21992 | Approved
SOUTHWINDS PROJECT LLP (PHASE - III & IV) | HARDSCAPE & LANDSCAPE PHASE - III | Softscape |  | WO/SP34/HL34/6 | Green View | Red Machira | BOTANICAL NAME: Red Machira COMMON NAME: PLANT HEIGHT (MM): 1800 SPACING (MM): 3000 | Nos | 8 | 2450 | Approved
SOUTHWINDS PROJECT LLP (PHASE - III & IV) | MARKETING PHASE - III & IV | Security Expenditure |  | WO/SP34/MA34/11 | NIS MANAGEMENT LIMITED | Security Guard | Providing One (01) Security Guard@12 hrs. daily basis for 30/31 days in a month including reliever, NH & management fees, from 1st Jan'2024 to 30th Jun'2024 | Head | 6 | 21992 | Approved
SOUTHWINDS PROJECT LLP (PHASE - III & IV) | HARDSCAPE & LANDSCAPE PHASE - III | Softscape |  | WO/SP34/HL34/6 | Green View | Syzygium Hedge | BOTANICAL NAME: Syzygium Hedge COMMON NAME: PLANT HEIGHT (MM): 300 SPACING (MM): 350 | Nos | 63 | 80 | Approved
SOUTHWINDS PROJECT LLP (PHASE - III & IV) | HARDSCAPE & LANDSCAPE PHASE - III | Softscape |  | WO/SP34/HL34/7 | Green View | Syzygium Hedge | BOTANICAL NAME: Syzygium Hedge COMMON NAME: PLANT HEIGHT (MM): 300 SPACING (MM): 350 | Nos | 63 | 3 | Approved
SOUTHWINDS PROJECT LLP (PHASE - III & IV) | HARDSCAPE & LANDSCAPE PHASE - III | Softscape |  | WO/SP34/HL34/6 | Green View | Philodendron Salem | BOTANICAL NAME: Philodendron Salem COMMON NAME: PLANT HEIGHT (MM): 300 SPACING (MM): 350 | Nos | 20 | 70 | Approved
SOUTHWINDS PROJECT LLP (PHASE - III & IV) | HARDSCAPE & LANDSCAPE PHASE - III | Softscape |  | WO/SP34/HL34/7 | Green View | Philodendron Salem | BOTANICAL NAME: Philodendron Salem COMMON NAME: PLANT HEIGHT (MM): 300 SPACING (MM): 350 | Nos | 20 | 3 | Approved
SOUTHWINDS PROJECT LLP (PHASE - III & IV) | HARDSCAPE & LANDSCAPE PHASE - III | Softscape |  | WO/SP34/HL34/6 | Green View | Philodendron Gold | BOTANICAL NAME: Philodendron Gold COMMON NAME: PLANT HEIGHT (MM): 200 SPACING (MM): 250 | Nos | 20 | 40 | Approved
SOUTHWINDS PROJECT LLP (PHASE - III & IV) | HARDSCAPE & LANDSCAPE PHASE - III | Softscape |  | WO/SP34/HL34/7 | Green View | Philodendron Gold | BOTANICAL NAME: Philodendron Gold COMMON NAME: PLANT HEIGHT (MM): 200 SPACING (MM): 250 | Nos | 20 | 3 | Approved
SOUTHWINDS PROJECT LLP (PHASE - III & IV) | HARDSCAPE & LANDSCAPE PHASE - III | Softscape |  | WO/SP34/HL34/6 | Green View | Philodendron Xanadu | BOTANICAL NAME: Philodendron Xanadu COMMON NAME: PLANT HEIGHT (MM): 250 SPACING (MM): 350 | Nos | 10 | 90 | Approved
SOUTHWINDS PROJECT LLP (PHASE - III & IV) | HARDSCAPE & LANDSCAPE PHASE - III | Softscape |  | WO/SP34/HL34/7 | Green View | Philodendron Xanadu | BOTANICAL NAME: Philodendron Xanadu COMMON NAME: PLANT HEIGHT (MM): 250 SPACING (MM): 350 | Nos | 10 | 3 | Approved
SOUTHWINDS PROJECT LLP (PHASE - III & IV) | HARDSCAPE & LANDSCAPE PHASE - III | Softscape |  | WO/SP34/HL34/6 | Green View | Snake Plant Green | BOTANICAL NAME: Snake Plant Green COMMON NAME: PLANT HEIGHT (MM): 300 SPACING (MM): 200 | Nos | 40 | 55 | Approved
SOUTHWINDS PROJECT LLP (PHASE - III & IV) | HARDSCAPE & LANDSCAPE PHASE - III | Softscape |  | WO/SP34/HL34/7 | Green View | Snake Plant Green | BOTANICAL NAME: Snake Plant Green COMMON NAME: PLANT HEIGHT (MM): 300 SPACING (MM): 200 | Nos | 40 | 3 | Approved
SOUTHWINDS PROJECT LLP (PHASE - III & IV) | HARDSCAPE & LANDSCAPE PHASE - III | Softscape |  | WO/SP34/HL34/6 | Green View | Golden Fern | BOTANICAL NAME: Golden Fern COMMON NAME: PLANT HEIGHT (MM): 300 SPACING (MM): 350 | Nos | 160 | 60 | Approved
SOUTHWINDS PROJECT LLP (PHASE - III & IV) | HARDSCAPE & LANDSCAPE PHASE - III | Softscape |  | WO/SP34/HL34/7 | Green View | Golden Fern | BOTANICAL NAME: Golden Fern COMMON NAME: PLANT HEIGHT (MM): 300 SPACING (MM): 350 | Nos | 0 |  | Approved
SOUTHWINDS PROJECT LLP (PHASE - III & IV) | HARDSCAPE & LANDSCAPE PHASE - III | Softscape |  | WO/SP34/HL34/6 | Green View | Peace Lily | BOTANICAL NAME: Peace Lily COMMON NAME: PLANT HEIGHT (MM): 300 SPACING (MM): 300 | Nos | 20 | 60 | Approved
SOUTHWINDS PROJECT LLP (PHASE - III & IV) | HARDSCAPE & LANDSCAPE PHASE - III | Softscape |  | WO/SP34/HL34/7 | Green View | Peace Lily | BOTANICAL NAME: Peace Lily COMMON NAME: PLANT HEIGHT (MM): 300 SPACING (MM): 300 | Nos | 20 | 3 | Approved
SOUTHWINDS PROJECT LLP (PHASE - III & IV) | HARDSCAPE & LANDSCAPE PHASE - III | Softscape |  | WO/SP34/HL34/6 | Green View | Aglonima Red | BOTANICAL NAME: Aglonima Red COMMON NAME: PLANT HEIGHT (MM): 250-300 SPACING (MM): 300 | Nos | 40 | 200 | Approved
SOUTHWINDS PROJECT LLP (PHASE - III & IV) | HARDSCAPE & LANDSCAPE PHASE - III | Softscape |  | WO/SP34/HL34/7 | Green View | Aglonima Red | BOTANICAL NAME: Aglonima Red COMMON NAME: PLANT HEIGHT (MM): 250-300 SPACING (MM): 300 | Nos | 40 | 3 | Approved
SOUTHWINDS PROJECT LLP (PHASE - III & IV) | HARDSCAPE & LANDSCAPE PHASE - III | Softscape |  | WO/SP34/HL34/6 | Green View | Aglonima Green | BOTANICAL NAME: Aglonima Green COMMON NAME: PLANT HEIGHT (MM): 300 SPACING (MM): 300 | Nos | 60 | 55 | Approved
SOUTHWINDS PROJECT LLP (PHASE - III & IV) | HARDSCAPE & LANDSCAPE PHASE - III | Softscape |  | WO/SP34/HL34/7 | Green View | Aglonima Green | BOTANICAL NAME: Aglonima Green COMMON NAME: PLANT HEIGHT (MM): 300 SPACING (MM): 300 | Nos | 60 | 3 | Approved
SOUTHWINDS PROJECT LLP (PHASE - III & IV) | HARDSCAPE & LANDSCAPE PHASE - III | Softscape |  | WO/SP34/HL34/6 | Green View | Arelia Variegated | BOTANICAL NAME: Arelia Variegated COMMON NAME: PLANT HEIGHT (MM): 300 SPACING (MM): 200 | Nos | 100 | 45 | Approved
SOUTHWINDS PROJECT LLP (PHASE - III & IV) | HARDSCAPE & LANDSCAPE PHASE - III | Softscape |  | WO/SP34/HL34/7 | Green View | Arelia Variegated | BOTANICAL NAME: Arelia Variegated COMMON NAME: PLANT HEIGHT (MM): 300 SPACING (MM): 200 | Nos | 100 | 3 | Approved
SOUTHWINDS PROJECT LLP (PHASE - III & IV) | HARDSCAPE & LANDSCAPE PHASE - III | Softscape |  | WO/SP34/HL34/6 | Green View | Canna Variegated | BOTANICAL NAME: Canna Variegated COMMON NAME: PLANT HEIGHT (MM): 300-400 SPACING (MM): 450 | Nos | 55 | 65 | Approved
SOUTHWINDS PROJECT LLP (PHASE - III & IV) | HARDSCAPE & LANDSCAPE PHASE - III | Softscape |  | WO/SP34/HL34/7 | Green View | Canna Variegated | BOTANICAL NAME: Canna Variegated COMMON NAME: PLANT HEIGHT (MM): 300-400 SPACING (MM): 450 | Nos | 55 | 3 | Approved
SOUTHWINDS PROJECT LLP (PHASE - III & IV) | HARDSCAPE & LANDSCAPE PHASE - III | Softscape |  | WO/SP34/HL34/6 | Green View | Philodendron Xanadu | BOTANICAL NAME: Philodendron Xanadu COMMON NAME: PLANT HEIGHT (MM): 300 SPACING (MM): 350 | Nos | 80 | 90 | Approved
SOUTHWINDS PROJECT LLP (PHASE - III & IV) | HARDSCAPE & LANDSCAPE PHASE - III | Softscape |  | WO/SP34/HL34/7 | Green View | Philodendron Xanadu | BOTANICAL NAME: Philodendron Xanadu COMMON NAME: PLANT HEIGHT (MM): 300 SPACING (MM): 350 | Nos | 80 | 3 | Approved
SOUTHWINDS PROJECT LLP (PHASE - III & IV) | HARDSCAPE & LANDSCAPE PHASE - III | Softscape |  | WO/SP34/HL34/6 | Green View | Schefflera Green | BOTANICAL NAME: Schefflera Green COMMON NAME: PLANT HEIGHT (MM): 300-400 SPACING (MM): 350 | Nos | 60 | 45 | Approved
SOUTHWINDS PROJECT LLP (PHASE - III & IV) | HARDSCAPE & LANDSCAPE PHASE - III | Softscape |  | WO/SP34/HL34/7 | Green View | Schefflera Green | BOTANICAL NAME: Schefflera Green COMMON NAME: PLANT HEIGHT (MM): 300-400 SPACING (MM): 350 | Nos | 60 | 3 | Approved
SOUTHWINDS PROJECT LLP (PHASE - III & IV) | OVERHEAD PHASE - III & IV | Housekeeping |  |  |  | Store Helper & HK boy | Store Helper & Housekeeping boy at site office. | Head |  |  | Draft
SOUTHWINDS PROJECT LLP (PHASE - III & IV) | OVERHEAD PHASE - III & IV | Housekeeping |  |  |  | Store Helper | Providing Store Helper @8.5 hrs. daily basis for 26/27 days in a month Including NH & Management fees, Total Manpower = 02 nos, (from 1st Jan 2024 to 30th Jun 2024.) | Head |  |  | Draft
SOUTHWINDS PROJECT LLP (PHASE - III & IV) | OVERHEAD PHASE - III & IV | Housekeeping |  |  |  | Housekeeping boy at site office | Providing One (01) Housekeeping boy at site office @8.5 hrs . daily basis for 26/27 days in a month Including NH & Management fees, (from 1st Jan 2024 to 30th Jun 2024.) | Head |  |  | Draft
SOUTHWINDS PROJECT LLP (PHASE - III & IV) | OVERHEAD PHASE - III & IV | Housekeeping |  |  |  | Housekeeping boy at FM office | Providing One (01) Housekeeping boy at FM office @8.5 hrs. daily basis for 30/31 days in a month including reliever, NH & management fees, from 1st Jan'2024 to 30th Jun'2024. | Head |  |  | Draft
SOUTHWINDS PROJECT LLP (PHASE - III & IV) | OVERHEAD PHASE - III & IV | Housekeeping |  | WO/SP34/OP34/27 | Secura Infra Services Pvt. Ltd. | Store Helper & HK boy. | Store Helper & Housekeeping boy at site office. | Head | 0 | 0 | Approved
SOUTHWINDS PROJECT LLP (PHASE - III & IV) | OVERHEAD PHASE - III & IV | Housekeeping |  | WO/SP34/OP34/27 | Secura Infra Services Pvt. Ltd. | Store Helper | Providing Store Helper @8.5 hrs. daily basis for 26/27 days in a month Including NH & Management fees, Total Manpower = 02 nos, (from 1st Jan 2024 to 30th Jun 2024.) | Head | 11.554 | 14074 | Approved
SOUTHWINDS PROJECT LLP (PHASE - III & IV) | OVERHEAD PHASE - III & IV | Housekeeping |  | WO/SP34/OP34/27 | Secura Infra Services Pvt. Ltd. | Housekeeping boy at site office | Providing One (01) Housekeeping boy at site office @8.5 hrs . daily basis for 26/27 days in a month Including NH & Management fees, (from 1st Jan 2024 to 30th Jun 2024.) | Head | 6.043 | 12979 | Approved
SOUTHWINDS PROJECT LLP (PHASE - III & IV) | OVERHEAD PHASE - III & IV | Housekeeping |  | WO/SP34/OP34/27 | Secura Infra Services Pvt. Ltd. | Housekeeping boy at FM office | Providing One (01) Housekeeping boy at FM office @8.5 hrs. daily basis for 30/31 days in a month including reliever, NH & management fees, from 1st Jan'2024 to 30th Jun'2024. | Head | 6 | 15647 | Approved
SOUTHWINDS PROJECT LLP (PHASE - III & IV) | OVERHEAD PHASE - III & IV | Electrician |  | WO/SP34/OP34/28 | Secura Infra Services Pvt. Ltd. | Electrician | Providing One (01) Electrician @8.5 hrs. daily basis for full month including reliever, NH & management fees, from 1st Jan'2024 to 30th Jun'2024. | Head | 5.77 | 14557 | Approved
SOUTHWINDS PROJECT LLP (PHASE - III & IV) | MARKETING PHASE - III & IV | Housekeeping |  | WO/SP34/MA34/12 | Secura Infra Services Pvt. Ltd. | Housekeeping staff | Providing Housekeeping staff @8.5 hrs. daily basis for 30/31 days in a month including reliever, NH & management fees, from 1st Jan'2024 to 30th Jun'2024. Total Manpower = 2 nos. | Head | 11.933 | 14757 | Approved
The Ramdulari | BLOCK | Civil | Sub & Super Structure Work |  |  | Height increses | Charges for Height increases of Self Climbing Tower Crane. Height increase will be depending on project progress as per site condition( also subject to Force Majure or lock down (if any) as per direction of EIC. | Nos |  |  | Approved
SOUTHWINDS PROJECT LLP (PHASE - III & IV) | BLOCK PHASE - IV | Civil |  |  |  | Supply of Material for 90/100/125TH BRICK WORK WITH FLYASH BRICKS | Supply of Material ( Like Fly ash brick etc. as per T & C ) for 90/100/125TH BRICK WORK WITH FLYASH BRICKS as per specification, drawing & direction of EIC. up to plinth & Above plinth |  |  |  | Amended & Approved
SOUTHWINDS PROJECT LLP (PHASE - III & IV) | BLOCK PHASE - IV | Civil |  |  |  | BLOCK-13 up to plinth | BLOCK-13 up to plinth | Sq.Ft. |  |  | Approved
SOUTHWINDS PROJECT LLP (PHASE - III & IV) | BLOCK PHASE - IV | Civil |  |  |  | BLOCK-14 up to plinth | BLOCK-14 up to plinth | Sq.Ft. |  |  | Approved
SOUTHWINDS PROJECT LLP (PHASE - III & IV) | BLOCK PHASE - IV | Civil |  |  |  | BLOCK-15 up to plinth | BLOCK-15 up to plinth | Sq.Ft. |  |  | Approved
SOUTHWINDS PROJECT LLP (PHASE - III & IV) | BLOCK PHASE - IV | Civil |  |  |  | BLOCK-16 up to plinth differential cost | BLOCK-16 up to plinth differential cost | Sq.Ft. |  |  | Approved
SOUTHWINDS PROJECT LLP (PHASE - III & IV) | BLOCK PHASE - IV | Civil |  | WO/SP34/BP4/10 | SHARIQUE ENTERPRISE | Supply of Material for 90/100/125TH BRICK WORK WITH FLYASH BRICKS up to plinth | Supply of Material ( Like Fly ash brick etc. as per T & C ) for 90/100/125TH BRICK WORK WITH FLYASH BRICKS as per specification, drawing & direction of EIC. up to plinth |  | 0 | 0 | Approved
SOUTHWINDS PROJECT LLP (PHASE - III & IV) | BLOCK PHASE - IV | Civil |  | WO/SP34/BP4/10 | SHARIQUE ENTERPRISE | BLOCK-13 up to plinth | BLOCK-13 up to plinth | Sq.Mtr. | 14.08 | 502 | Approved
SOUTHWINDS PROJECT LLP (PHASE - III & IV) | BLOCK PHASE - IV | Civil |  | WO/SP34/BP4/10 | SHARIQUE ENTERPRISE | BLOCK-14 up to plinth | BLOCK-14 up to plinth | Sq.Mtr. | 30.157 | 502 | Approved
SOUTHWINDS PROJECT LLP (PHASE - III & IV) | BLOCK PHASE - IV | Civil |  | WO/SP34/BP4/10 | SHARIQUE ENTERPRISE | BLOCK-15 up to plinth | BLOCK-15 up to plinth | Sq.Mtr. | 11.52 | 502 | Approved
SOUTHWINDS PROJECT LLP (PHASE - III & IV) | BLOCK PHASE - IV | Civil |  | WO/SP34/BP4/10 | SHARIQUE ENTERPRISE | BLOCK-16 up to plinth differential cost | BLOCK-16 up to plinth differential cost | Sq.Mtr. | 11.61 | 502 | Approved
SOUTHWINDS PROJECT LLP (PHASE - III & IV) | BLOCK PHASE - IV | Civil |  | WO/SP34/BP4/6 | SHARIQUE ENTERPRISE | Supply of Material for 90/100/125TH BRICK WORK WITH FLYASH BRICKS up to plinth | Supply of Material ( Like sand etc. as per T & C ) for 90/100/125TH BRICK WORK WITH FLYASH BRICKS as per specification, drawing & direction of EIC. up to plinth & Above plinth |  | 0 | 0 | Approved
SOUTHWINDS PROJECT LLP (PHASE - III & IV) | BLOCK PHASE - IV | Civil |  | WO/SP34/BP4/6 | SHARIQUE ENTERPRISE | BLOCK-13 up to plinth | BLOCK-13 up to plinth | Sq.Mtr. | 14.08 | 120 | Approved
SOUTHWINDS PROJECT LLP (PHASE - III & IV) | BLOCK PHASE - IV | Civil |  | WO/SP34/BP4/6 | SHARIQUE ENTERPRISE | BLOCK-14 up to plinth | BLOCK-14 up to plinth | Sq.Mtr. | 30.157 | 120 | Approved
SOUTHWINDS PROJECT LLP (PHASE - III & IV) | BLOCK PHASE - IV | Civil |  | WO/SP34/BP4/6 | SHARIQUE ENTERPRISE | BLOCK-15 up to plinth | BLOCK-15 up to plinth | Sq.Mtr. | 11.52 | 120 | Approved
SOUTHWINDS PROJECT LLP (PHASE - III & IV) | BLOCK PHASE - IV | Civil |  | WO/SP34/BP4/6 | SHARIQUE ENTERPRISE | BLOCK-16 up to plinth | BLOCK-16 up to plinth | Sq.Mtr. | 11.61 | 120 | Approved
SOUTHWINDS PROJECT LLP (PHASE - III & IV) | BLOCK PHASE - IV | Civil |  | WO/SP34/BP4/5 | M.A Construction | 4.5 - 6.0 METERS | 4.5 - 6.0 METERS BLOCK-14 | Cum. | 20.13 | 296 | Approved
Primarc Chambers | PRE-CONSTRUCTION PHASE | Signage for site office and Model flat Project safety |  | WO/PCH/PC02/15 | S M ENGINEERING CORPORATION | Dismantling & Re-fixing of Barricade Board | Entire work for dismantling of Barricade Board and MS fabrication and re-fixing with nylon rope/string after bamboo scaffolding | Lot | 1 | 55000 | Approved
SOUTHWINDS PROJECT LLP (PHASE - III & IV) | BLOCK PHASE - IV | Civil |  | WO/SP34/BP4/5 | M.A Construction | Soling of Precast Slab (At MLCP Grade Slab) | Soling of Precast Slab at MLCP Grade Slab (Precast Slab in Client Scope) as per drawing and direction of Engineer-in-Charge | Sq.Mtr. | 616.585 | 150 | Approved
SOUTHWINDS PROJECT LLP (PHASE - III & IV) | BLOCK PHASE - IV | Civil |  | WO/SP34/BP4/5 | M.A Construction | 90/100/125TH BRICK WORK WITH FLYASH BRICKS | 90/100/125TH BRICK WORK WITH FLYASH BRICKS ALL CHARGES FOR CONSTRUCTING 90/100/125MM THK. BRICK MASONRY IN CM 1:6 AT ALL LEVELS WITH FLYASH BRICKS OF REQUIRED SIZES AS PER MANUFACTURER'S GUIDANCE COMPLETE IN ALL RESPECT AND FOR ALL LEVELS INCLUDING V- GROOVE JOINTING ON BOTH FACES, AS PER DRAWING AND AS SPECIFIED IN RELEVANT IS CODES, NECESSARY CURING, SCAFFOLDING, STAGING, ALL LEADS AND LIFTS FROM ANY POINT TO ANY POINT INSIDE THE SITE IN ALL STRUCTURES SUCH AS WALLS / PILLARS / STUB / SUPPORTS / DRAINS ETC INCLUDING CLEANING OF ACCUMULATED DEBRIS AS PER DRAWING AND SPECIFICATIONS AND AS DIRECTED BY THE PROJECT MANAGER |  | 0 | 0 | Approved
SOUTHWINDS PROJECT LLP (PHASE - III & IV) | BLOCK PHASE - IV | Civil |  | WO/SP34/BP4/5 | M.A Construction | Up to Plinth level 90/100/125TH Brick Work with Fly ash Bricks BLOCK-13 | Up to Plinth level 90/100/125TH Brick Work with Fly ash Bricks BLOCK-13 | Sq.Mtr. | 14.08 | 325 | Approved
SOUTHWINDS PROJECT LLP (PHASE - III & IV) | BLOCK PHASE - IV | Civil |  | WO/SP34/BP4/5 | M.A Construction | Up to Plinth level 90/100/125TH Brick Work with Fly ash Bricks BLOCK-14 | Up to Plinth level 90/100/125TH Brick Work with Fly ash Bricks BLOCK-14 | Sq.Mtr. | 30.157 | 325 | Approved
SOUTHWINDS PROJECT LLP (PHASE - III & IV) | BLOCK PHASE - IV | Civil |  | WO/SP34/BP4/5 | M.A Construction | Up to Plinth level 90/100/125TH Brick Work with Fly ash Bricks BLOCK-15 | Up to Plinth level 90/100/125TH Brick Work with Fly ash Bricks BLOCK-15 | Sq.Mtr. | 11.52 | 325 | Approved
SOUTHWINDS PROJECT LLP (PHASE - III & IV) | BLOCK PHASE - IV | Civil |  | WO/SP34/BP4/5 | M.A Construction | Up to Plinth level 90/100/125TH Brick Work with Fly ash Bricks BLOCK-16 | Up to Plinth level 90/100/125TH Brick Work with Fly ash Bricks BLOCK-16 | Sq.Mtr. | 11.61 | 325 | Approved
The Ramdulari | BLOCK | Civil | Sub & Super Structure Work | WO/RP/RP02/32 | SATHI TECHNICAL WORKS | Height increses | Charges for Height increases of Self Climbing Tower Crane. |  | 0 | 0 | Approved
The Ramdulari | BLOCK | Civil | Sub & Super Structure Work | WO/RP/RP02/32 | SATHI TECHNICAL WORKS | Height Increase | Charges for Height increases of Self Climbing Tower Crane. Height increase will be depending on project progress as per site condition (also subject to Force Majure or lock down (if any) as per direction of EIC. | Nos | 3 | 25000 | Approved
The Ramdulari | BLOCK | Civil | Sub & Super Structure Work | WO/RP/RP02/32 | SATHI TECHNICAL WORKS | Misc Charges | Charges for loading - unloading, transportation, hire charges for machinery as per direction of Engineer-in-Charge | Nos | 3 | 1000 | Approved
Primarc Chambers | BLOCK | Plumbing/Sanitory | External Plumbing | WO/PCH/PC01/44 | D.S.P Pumps | 3 No. recharge bore well of 70 mtrs depth | 3 No. recharge bore well of 70 mtrs depth |  | 0 | 0 | Approved
Primarc Chambers | BLOCK | Plumbing/Sanitory | External Plumbing | WO/PCH/PC01/44 | D.S.P Pumps | For bore well upto 21 mtrs depth | Recharge Pit: Labour charges for Sinking of a 6"X6" Dia. PVC Borewell of 21 m Depth as per direction of EIC which includes: 1. Pipe and Strainer cutting & Gravel Filling in Recharge Well (Contractor Supply: Coarse Sand 20 Bags, 20 MM Gravel 50 Bags and 40mm Gravel 60 Bags / As per requirement to complete the Job including delivery charges 1 Bag=1.2 CFT (Approx)) 2. Recharge well Earth Cutting and 1200 mm Dia. Concrete rings laying upto 3 Mtr. Depth including Supply of concrete rings NB: Flow of Water discharge testing in Contractor Scope. | Lump Sum | 3 | 70000 | Approved
Primarc Chambers | BLOCK | Plumbing/Sanitory | External Plumbing | WO/PCH/PC01/44 | D.S.P Pumps | Beyond 21 mtrs depth | Labour charges for beyond 21 mtrs depth of 6'' X 6'' Dia PVC borewell, and other conditions same as BOQ Item No-1. | Mtrs. | 147 | 800 | Approved
CHANDANNAGAR COMMERCIAL | OVERHEAD | Security Expenditure |  | WO/GC01/OH03/5 | Secura Infra Services Pvt. Ltd. | Security Guards | Providing Two (02) nos; Security Guards @12 hrs. duty basis for full month including reliever & N.H. from 1st Jan2024 to 30th jun'2024. | Head | 12 | 17592 | Approved
Primarc Chambers | COMMON INFRASTRUCTURE | Land Development |  | WO/PCH/PC04/20 | NEW L. N. CONSTRUCTION | Dismantling work of Brick Work & RCC Work for various structures | Dismantling work of Brick Work & RCC Work for various structures |  | 0 | 0 | Approved
Primarc Chambers | COMMON INFRASTRUCTURE | Land Development |  | WO/PCH/PC04/20 | NEW L. N. CONSTRUCTION | Dismantling of BFS | Entire work for dismantling of Brick Flat Soling(BFS) as per the requirement including all tools & tackles, labours all complete as per the direction and entire satisfaction of the Technical head/EIC | Sq.Mtr. | 134.64 | 20 | Approved
Primarc Chambers | COMMON INFRASTRUCTURE | Land Development |  | WO/PCH/PC04/20 | NEW L. N. CONSTRUCTION | Dismantling of PCC | Entire work for dismantling of Plain Cement Concrete(PCC) at all heights and level, as per the requirement including all tools & tackles, labours all complete as per the direction and entire satisfaction of the Technical head/EIC | Cum. | 27.03 | 1500 | Approved
Primarc Chambers | COMMON INFRASTRUCTURE | Land Development |  | WO/PCH/PC04/20 | NEW L. N. CONSTRUCTION | Dismantling of 125/150mm Brick work | Entire work for dismantling of Brickwork of 125/150mm thickness at all heights and level, as per the requirement including all tools & tackles, labours all complete as per the direction and entire satisfaction of the Technical head/EIC | Sq.Mtr. | 318.92 | 100 | Approved
Primarc Chambers | COMMON INFRASTRUCTURE | Land Development |  | WO/PCH/PC04/20 | NEW L. N. CONSTRUCTION | Dismantling of 200/250mm Brick work | Entire work for dismantling of Brickwork of 200/250mm thickness at all heights and level, as per the requirement including all tools & tackles, labours all complete as per the direction and entire satisfaction of the Technical head/EIC | Cum. | 87.1 | 1500 | Approved
Primarc Chambers | COMMON INFRASTRUCTURE | Land Development |  | WO/PCH/PC04/20 | NEW L. N. CONSTRUCTION | Dismantling of RCC | Entire work for dismantling of Reinforced Cement Concrete(PCC) structure at all heights and level, as per the requirement including all tools & tackles, labours all complete as per the direction and entire satisfaction of the Technical head/EIC | Cum. | 47.31 | 3200 | Approved
Primarc Chambers | COMMON INFRASTRUCTURE | Land Development |  | WO/PCH/PC04/20 | NEW L. N. CONSTRUCTION | Dismantling of Tiles Floor | Entire work for dismantling of Tiles Floor at all heights and level, as per the requirement including all tools & tackles, labours all complete as per the direction and entire satisfaction of the Technical head/EIC | Sq.Mtr. | 74.835 | 50 | Approved
Primarc Chambers | COMMON INFRASTRUCTURE | Land Development |  | WO/PCH/PC04/20 | NEW L. N. CONSTRUCTION | Dismantling of Tiles Wall | Entire work for dismantling of Tiles Wall at all heights and level, as per the requirement including all tools & tackles, labours all complete as per the direction and entire satisfaction of the Technical head/EIC | Sq.Mtr. | 0 | 50 | Approved
Primarc Chambers | COMMON INFRASTRUCTURE | Land Development |  | WO/PCH/PC04/20 | NEW L. N. CONSTRUCTION | Dismantling of Granite | Entire work for dismantling of Granite work at all heights and level, as per the requirement including all tools & tackles, labours all complete as per the direction and entire satisfaction of the Technical head/EIC | Sq.Mtr. | 28.8 | 80 | Approved
Primarc Chambers | COMMON INFRASTRUCTURE | Land Development |  | WO/PCH/PC04/20 | NEW L. N. CONSTRUCTION | Dismantling of Marketing Office Shed | Entire work for removal/dismantle of Marketing office shed at all required height and level as per the requirement including all tools & tackles, labours all complete as per the direction and entire satisfaction of the Technical head/EIC | Lump Sum | 1 | 40000 | Approved
Primarc Chambers | COMMON INFRASTRUCTURE | Land Development |  | WO/PCH/PC04/20 | NEW L. N. CONSTRUCTION | Dismantling of Marketing Office False Ceiling | Entire work for removal/dismantle of Marketing office false ceiling at all required height and level as per the requirement including all tools & tackles, labours all complete as per the direction and entire satisfaction of the Technical head/EIC | Lump Sum | 1 | 10000 | Approved
Primarc Chambers | BLOCK | Networking-Interiors |  | WO/PCH/PC01/45 | Chopra Enterprises | Supply, Installations, Testing & Commission of CCTV | Supply, Installations, Testing & Commission of CCTV as per approved dwg. & direction of EIC. |  | 0 | 0 | Approved
Primarc Chambers | BLOCK | Networking-Interiors |  | WO/PCH/PC01/45 | Chopra Enterprises | IP Dome Camera 2 MP 1920 × 1080@30fps | Supply, Installations, Testing & Commission of H.265+ High quality imaging 1/2.8" Progressive Scan CMOS SENSOR, IP Dome Camera 2 MP 1920 × 1080@30fps, IR upto 30 mtr, Fixed Lens, H.265+ compression technology to save bandwidth and storage, Clear imaging against strong back light due to DWDR technology,3D DNR technology delivers clean and sharp images, 12V DC, Day & Night - IR Cut Filter,Water and dust resistant (IP67), PoE Supported. [make - HIKVISION , MODEL NO - (DS-2CD3321G0-I)] | Nos | 69 | 2350 | Approved
Primarc Chambers | BLOCK | Networking-Interiors |  | WO/PCH/PC01/45 | Chopra Enterprises | IP Bullet Camera 2 MP 1920 × 1080@30fps | Supply, Installations, Testing & Commission of H.265+ High quality imaging 1/2.8" Progressive Scan CMOS SENSOR, IP Bullet Camera 2 MP 1920 × 1080@30fps, IR upto 30 mtr, Fixed Lens, H.265+ compression technology to save bandwidth and storage, Clear imaging against strong back light due to DWDR technology,3D DNR technology delivers clean and sharp images, 12V DC, Day & Night - IR Cut Filter,Water and dust resistant (IP67), PoE Supported. [make - HIKVISION , MODEL NO - (DS-2CD3021G0-I)] | Nos | 39 | 2400 | Approved
Primarc Chambers | BLOCK | Networking-Interiors |  | WO/PCH/PC01/45 | Chopra Enterprises | 64 Channel NVR | Supply, Installations, Testing & Commission of NVR 64 Channel, 12MP@30fps, DEFINATION DISPLAY & RECORDING, LAN, TCP/IP, back-up on USB, 5 USERS on Client S/W over LAN, built-in Web Server for Remote Surveillance on Internet Explorer, VGA O/P, HDMI O/P, 4K Display, 8 SATA HDD(Support upto 10TB Capacity each HDD) [make - HIKVISION , MODEL NO - (DS-9664NI-I8)] | Nos | 2 | 68500 | Approved
Primarc Chambers | BLOCK | Networking-Interiors |  | WO/PCH/PC01/45 | Chopra Enterprises | Hard Disk Drive | Supply, Installations, Testing & Commission of 8TB Surveillance Hard Disk Drive (Make : Seagate) | Nos | 10 | 16100 | Approved
Primarc Chambers | BLOCK | Networking-Interiors |  | WO/PCH/PC01/45 | Chopra Enterprises | POE SWITCH 24 PORT 370 WATT 2 SFP SM | Supply, Installations, Testing & Commission of POE SWITCH 24 PORT 370 WATT 2 SFP SM 24 autosensing 1000 mbps POE ports, Layer 2, smart managed Gigabit PoE with 2 Combo Ports, 1U Rack Mount, 370W Power Supply. (Make : TP-LINK) | Nos | 5 | 23350 | Approved
Primarc Chambers | BLOCK | Networking-Interiors |  | WO/PCH/PC01/45 | Chopra Enterprises | POE SWITCH - 8 | Supply, Installations, Testing & Commission of POE SWITCH - 8 autosensing 1000 mbps POE ports + 2SFP Uplink, SM, 120W Power Budget. (Make : TP-LINK) | Nos | 1 | 8250 | Approved
Primarc Chambers | BLOCK | Networking-Interiors |  | WO/PCH/PC01/45 | Chopra Enterprises | POE SWITCH 24 PORT | Supply, Installations, Testing & Commission of POE SWITCH 24 PORT 370 WATT 4 SFP SM 24Port Layer 2 SMART Managed Gigabit PoE with 4 Combo Ports +1 Console Port, 1U Rack Mount, 370W Power Supply (Make : TP-LINK) | Nos | 1 | 23350 | Approved
Primarc Chambers | BLOCK | Networking-Interiors |  | WO/PCH/PC01/45 | Chopra Enterprises | SFP Module 1 G SM | Supply, Installations, Testing & Commission of SFP Module 1 G SM (Make : TP-LINK) | Nos | 12 | 1250 | Approved
Primarc Chambers | BLOCK | Networking-Interiors |  | WO/PCH/PC01/45 | Chopra Enterprises | UPS 1 KVA Offline | Supply, Installations, Testing & Commission of UPS 1 KVA Offline (Make : APC) | Nos | 5 | 5650 | Approved
Primarc Chambers | BLOCK | Networking-Interiors |  | WO/PCH/PC01/45 | Chopra Enterprises | 24 Port Patch Panel | Supply, Installations, Testing & Commission of 24 Port Patch Panel Loaded (Make : Molex) | Nos | 6 | 3950 | Approved
Primarc Chambers | BLOCK | Networking-Interiors |  | WO/PCH/PC01/45 | Chopra Enterprises | CAT-6 Patch Cord | Supply, Installations, Testing & Commission of CAT-6 Patch Cord ( 1.0 MTR) (Make : Molex) | Mtrs. | 0 | 0 | Approved
Primarc Chambers | BLOCK | Networking-Interiors |  | WO/PCH/PC01/45 | Chopra Enterprises | RJ45 JACK | Supply, Installations, Testing & Commission of RJ45 JACK (Make : D-LINK) | Nos | 200 | 3 | Approved
Primarc Chambers | BLOCK | Networking-Interiors |  | WO/PCH/PC01/45 | Chopra Enterprises | RACK 6 U with standard accessories. | Supply, Installations, Testing & Commission of RACK 6 U with standard accessories. - 1 No. Glass Door - 1 No. Lock - 1 No. Fan - 1 set of mounting screw - Dimension:( H X W X D) 258 X 550 X 500 (Make : Valrack) | Nos | 5 | 6900 | Approved
Primarc Chambers | BLOCK | Networking-Interiors |  | WO/PCH/PC01/45 | Chopra Enterprises | RACK 12 U with standard accessories. | Supply, Installations, Testing & Commission of RACK 12 U with standard accessories. - Glass Door - Lock & Key - 2 No. Self - 2 No. Fan - 1 set of mounting screw - 1 No. PDU - 3 No. Cable Manager - Dimension:( H X W X D) 613 X 550 X 550 (Make : Valrack) | Nos | 0 | 0 | Approved
Primarc Chambers | BLOCK | Networking-Interiors |  | WO/PCH/PC01/45 | Chopra Enterprises | FLOOR MOUNT RACK 22 U with standard accessories. | Supply, Installations, Testing & Commission of FLOOR MOUNT RACK 22 U with standard accessories. - 2 No. shelf - 2 No. Fan - 2 No. Glass Door - 1 No. Lock - 1 set of mounting screw - 3 No. PDU - 3 No. Cable Manager - Dimension:( H X W X D) 1121 X 600 X 1000 (Make : D-LINK) | Nos | 1 | 19450 | Approved
Primarc Chambers | BLOCK | Networking-Interiors |  | WO/PCH/PC01/45 | Chopra Enterprises | PVC Junction Box 4"x4" | Supply, Installations, Testing & Commission of PVC Junction Box 4"x4" (Make : STD) | Nos | 39 | 15 | Approved
Primarc Chambers | BLOCK | Networking-Interiors |  | WO/PCH/PC01/45 | Chopra Enterprises | Weatherproof Junction Box 6" X 4" | Supply, Installations, Testing & Commission of Weatherproof Junction Box 6" X 4" (Make : Sintex) | Nos | 38 | 600 | Approved
Primarc Chambers | BLOCK | Networking-Interiors |  | WO/PCH/PC01/45 | Chopra Enterprises | Full HD Standard 55" Display Unit with wall mount bracket | Supply, Installations, Testing & Commission of Full HD Standard 55" Display Unit with wall mount bracket, Brightness 400 nit Screen Resolution 3,840 x 2,160 (UHD) Speaker Built-in Interface HDMI(3) /USB 2.0/ RS232C/ RJ45/IR / Audio Built-in Speaker 10W + 10W, Operation: Portrait / Landscape [make - LG , MODEL NO - (55UQ801C)] | Nos | 3 | 39700 | Approved
Primarc Chambers | BLOCK | Networking-Interiors |  | WO/PCH/PC01/45 | Chopra Enterprises | HDMI Cable - 10 Mtr. | Supply, Installations, Testing & Commission of HDMI Cable - 10 Mtr. (Make : ATEN) | Nos | 3 | 1350 | Approved
Primarc Chambers | BLOCK | Networking-Interiors |  | WO/PCH/PC01/45 | Chopra Enterprises | CAT-6 Cable 23 AWG Pure Copper Conductor | Supply, Installations, Testing & Commission of CAT-6 Cable 23 AWG Pure Copper Conductor - QTY AT ACTUAL (Make : Molex) | Mtrs. | 4880 | 33 | Approved
Primarc Chambers | BLOCK | Networking-Interiors |  | WO/PCH/PC01/45 | Chopra Enterprises | 6 CORE ARMOURED OPTICAL FIBER CABLE - QTY AT ACTUAL | Supply, Installations, Testing & Commission of 6 CORE ARMOURED OPTICAL FIBER CABLE - QTY AT ACTUAL (Make : Finolex) | Mtrs. | 550 | 29.5 | Approved
Primarc Chambers | BLOCK | Networking-Interiors |  | WO/PCH/PC01/45 | Chopra Enterprises | PVC Conduit Pipe 20MM | Supply, Installations, Testing & Commission of PVC Conduit Pipe 20MM FRLS MMS - ISI - QTY AT ACTUAL (Make : AKG) | Mtrs. | 2400 | 31 | Approved
Primarc Chambers | BLOCK | Networking-Interiors |  | WO/PCH/PC01/45 | Chopra Enterprises | LIU 6 port loaded | Supply, Installations, Testing & Commission of LIU 6 port loaded (Make : Molex) | Nos | 6 | 6950 | Approved
Primarc Chambers | BLOCK | Networking-Interiors |  | WO/PCH/PC01/45 | Chopra Enterprises | F.O. Patchcord SM | Supply, Installations, Testing & Commission of F.O. Patchcord SM (Make : Molex) | Nos | 10 | 1150 | Approved
Primarc Chambers | BLOCK | Networking-Interiors |  | WO/PCH/PC01/45 | Chopra Enterprises | SPLICING CHARGES With All Accessories | Supply, Installations, Testing & Commission of SPLICING CHARGES With All Accessories | Lump Sum | 1 | 8500 | Approved
Primarc Chambers | BLOCK | Networking-Interiors |  | WO/PCH/PC01/45 | Chopra Enterprises | 2 KVA online UPS with 8 Inbuilt Battery | Supply, Installations, Testing & Commission of 2 KVA online UPS with 8 Inbuilt Battery (Make : APC) | Nos | 1 | 38050 | Approved
Primarc Chambers | BLOCK | Networking-Interiors |  | WO/PCH/PC01/45 | Chopra Enterprises | Workstation | Supply, Installations, Testing & Commission of Workstation Intel i7-12700 12C 2.10 / 8GB (1x8GB) DDR5 4800 / 1TB SATA 7200 RPM / DVDRW / Linux Ready / 500W / VGA / 3/3/3 Win 11 Pro 64bit (OEM) (Make: HP Workstation Z2) | Nos | 1 | 88950 | Approved
Primarc Chambers | BLOCK | Networking-Interiors |  | WO/PCH/PC01/45 | Chopra Enterprises | Supply, Installations, Testing & Commission of INTERCOM System | Supply, Installations, Testing & Commission of INTERCOM System as per approved dwg. & direction of EIC. |  | 0 | 0 | Approved
Primarc Chambers | BLOCK | Networking-Interiors |  | WO/PCH/PC01/45 | Chopra Enterprises | Digital EPABX/IPBX | Supply, Installations, Testing & Commission of Digital EPABX/IPBX - 170 Analog Extension Port - 4 Analogue CO Line Port - 1 Digital Operator console with 25 keys [Make : Matrix (Model : ETERNITY GENX 12SAC+ EON510)] | Nos | 1 | 175600 | Approved
Primarc Chambers | BLOCK | Networking-Interiors |  | WO/PCH/PC01/45 | Chopra Enterprises | IDC Krone MDF Box - 200 pair | Supply, Installations, Testing & Commission of IDC Krone MDF Box - 200 pair (Make : KRONE) | Nos | 2 | 4200 | Approved
Primarc Chambers | BLOCK | Networking-Interiors |  | WO/PCH/PC01/45 | Chopra Enterprises | IDC Krone MDF Box - 20 pair | Supply, Installations, Testing & Commission of IDC Krone MDF Box - 20 pair (Make : KRONE) | Nos | 12 | 555 | Approved
Primarc Chambers | BLOCK | Networking-Interiors |  | WO/PCH/PC01/45 | Chopra Enterprises | IDC Krone Disconnection Module - 10 pair | Supply, Installations, Testing & Commission of IDC Krone Disconnection Module - 10 pair (Make : KRONE) | Nos | 75 | 250 | Approved
Primarc Chambers | BLOCK | Networking-Interiors |  | WO/PCH/PC01/45 | Chopra Enterprises | FLOOR MOUNT RACK 22 U with standard accessories. | Supply, Installations, Testing & Commission of FLOOR MOUNT RACK 22 U with standard accessories. - 2 No. shelf - 2 No. Fan - 2 No. Glass Door - 1 No. Lock - 1 set of mounting screw - 3 No. PDU - 3 No. Cable Manager - Dimension:( H X W X D) 1121 X 600 X 1000 (Make : D-LINK) | Nos | 1 | 19450 | Approved
Primarc Chambers | BLOCK | Networking-Interiors |  | WO/PCH/PC01/45 | Chopra Enterprises | 2 Pair Telephone cable 0.5 sq. mm, unarmoured | Supply, Installations, Testing & Commission of 2 Pair Telephone cable 0.5 sq. mm, unarmoured - QTY AT ACTUAL (Make : Polycab) | Mtrs. | 4550 | 17.5 | Approved
Primarc Chambers | BLOCK | Networking-Interiors |  | WO/PCH/PC01/45 | Chopra Enterprises | 20 Pair JFTC Armoured Cable 0.5 sq.mm | Supply, Installations, Testing & Commission of 20 Pair JFTC Armoured Cable 0.5 sq.mm - QTY AT ACTUAL (Make : Polycab) | Mtrs. | 550 | 165 | Approved
Primarc Chambers | BLOCK | Networking-Interiors |  | WO/PCH/PC01/45 | Chopra Enterprises | 100 Pair JFTC Armoured Cable 0.5 sq.mm | Supply, Installations, Testing & Commission of 100 Pair JFTC Armoured Cable 0.5 sq.mm - QTY AT ACTUAL (Make : Polycab) | Mtrs. | 200 | 628 | Approved
Primarc Chambers | BLOCK | Networking-Interiors |  | WO/PCH/PC01/45 | Chopra Enterprises | PVC Conduit Pipe 20MM FRLS MMS - ISI | Supply, Installations, Testing & Commission of PVC Conduit Pipe 20MM FRLS MMS - ISI - QTY AT ACTUAL (Make : AKG) | Mtrs. | 3300 | 31 | Approved
Primarc Chambers | BLOCK | Networking-Interiors |  | WO/PCH/PC01/45 | Chopra Enterprises | PVC Junction Box 4"x4" | Supply, Installations, Testing & Commission of PVC Junction Box 4"x4" (Make : STD) | Nos | 130 | 15 | Approved
Primarc Chambers | BLOCK | Networking-Interiors |  | WO/PCH/PC01/45 | Chopra Enterprises | UPS 1 KVA Offline | Supply, Installations, Testing & Commission of UPS 1 KVA Offline (Make : APC) | Nos | 1 | 5650 | Approved
Primarc Chambers | BLOCK | Networking-Interiors |  | WO/PCH/PC01/45 | Chopra Enterprises | Loading - Unloading. | Charges for loading - unloading, transportation, hire charges for machinery as per direction of Engineer-in-Charge | Lump Sum | 1 | 46000 | Approved
Primarc Chambers | BLOCK | False Celling |  | WO/PCH/PC01/46 | Sreeram Plywoods | False Ceiling with Trap Door | False Ceiling with Trap Door (all Fixtures except Hinges Type) Providing and fixing with HILUX Board(Moisture resistant)/caIcium silicate board 8 mm thick flat framework comprising of rolled galvanized metal sections consisting of the main channels to run in one direction at 1000mm c/c and secondary ceiling section at 525-650 mm c/c in other direction connected to main channel with Gl connecting clips of 10 SWG of approved quality. Tte grids shall be suspended from structural slab by Gl strap hanger 15 mm x 15 mm size @1000mm C/C both ways from structural support Gypsum board 12 mm thick is then screwed & fixed to ceiling section, finished with jointing compound, paper tape including necessary saffolding and tool tackles all complete as per drawing and direction direction of Engineer-ln Charge. Board Brand : Hilux / Ramco Channel make : Indian Gypsum/Equivalent | Sq.Ft. | 2148 | 90 | Approved
Primarc Chambers | BLOCK | False Celling |  | WO/PCH/PC01/46 | Sreeram Plywoods | Gypsum Celling Corridoor area with Profile Light Cutting | Providing all the Necessary material for Gypsum Celing Corridoor area and Profile Light Cutting (20 mm X 12 mm) with Channel Providing & Fixing at Corridoor & Lift Lobby area including labour charges. False ceiling providing and fixing with gypsum board 12 mm thk. flat framework comprising of rolled galvanized metal sections consisting of the main channels to run in one direction at 1000mm c/c and secondary ceiling section at 525-650nim c/c in other direction connected to main channel with Gl connecting clips of 10 SWG of approved quality. The grids shall be suspended from structural slab by Gl strap hanger 15 mm x 15 mm size @1000mm C/C both ways from structural support Gypsum board 12 mm thick is then screwed & fixed to ceiling section, finished with jointing compound, paper tape including necessary saffolding and tool tackles all complete as per drawing and direction direction of Engineer-ln Charge. Board Brand : lGPL board/Equivalent Channel Brand : IGPL Channel Channel for Profile Light Brand : Saint-Gobain Gyproc | Sq.Ft. | 14608.2 | 90 | Amended & Approved
Primarc Chambers | BLOCK | False Celling |  | WO/PCH/PC01/46 | Sreeram Plywoods | Armstrong 16mm BLACK SILHOUETTE T-GRID CEILING (600x600) Corridoor area. | Providing all the Necessary material for fixing of false ceiling with KCS Armstrong make 16mm BLACK SILHOUETTE T-GRID CEILING (600x600) Corridoor area. False ceiling Providing and fixing directed of 600mm x 600mm x 16mm Armstrong FINE FISSURED RH99 Board laid on armstong XL exposed grird system with 38x15mm wide 'T' section flanges colour white. The framework comprises of main runner spaced at 1200 mm centre. Adjustable Hanger to be fixed by approved roof plug and scrows ect. The last hanger at the end of each main runner should not be greater then 450 form the adjacent wall. Flush fitting 1200mm long cross tees (with double stitching) to be interlocked between main runner at 600mm center from 1200 x 600mm modules.Cut cross tees longer than 600mm to formed by fitting 600mm long flush fitting cross tees centrally between the 1200mm cross tees. Perimeter trim to be Amstrong wall angle secured to walls at 450mm maximum centers. all complete as per drawing and direction direction of Engineer-ln Chatge. (structure frame as per attached annexure - 1) Board brand : FINE FISSURED RH99 (600x600x16mm) Board (KCS Armstrong) Channel brand : KCS Armstrong channel | Sq.Ft. | 8693.26 | 151 | Approved
Primarc Chambers | BLOCK | False Celling |  |  |  | Loading - Unloading | Charges for loading - unloading-, transportation, hire charges for machinery as per direction of Engineer-in-Charge. | Lump Sum |  |  | Approved
SOUTHWINDS PROJECT LLP (PHASE - III & IV) | FINISHING PHASE - III | Wood Work |  | WO/SP34/FW34/39 | RAJ KUMAR FURNITURE WORKS | wood ceiling | Making a labour charges for fixing of wood ceiling design as per drawing by pine woods of size 4" x 2" through cross lap joint method by fixing of bullet fastener, nail, screw, gum as per direction of EIC; Only unpolished wood will be supplied by Client and all other materials are in contractor's scope. Necessary scaffolding to be done by client.Cross lap joint to be made in line & level to meets asthetic view. | Rft | 244.426 | 135 | Approved
SOUTHWINDS PROJECT LLP (PHASE - III & IV) | FINISHING PHASE - III | Wood Work |  | WO/SP34/FW34/39 | RAJ KUMAR FURNITURE WORKS | Melamine Polishing Pine Wood | Labour charges melamine polishing pine wood of size 4" x 2" four Side polish as per direction and satisfactory level of EIC | Rft | 244.426 | 160 | Approved
SOUTHWINDS PROJECT LLP (PHASE - III & IV) | FINISHING PHASE - III | Wood Work |  | WO/SP34/FW34/39 | RAJ KUMAR FURNITURE WORKS | Loading Unloading | Charges for loading unloading transportation and hire charges for machinery as per direction of EIC | Lump Sum | 1 | 2950 | Approved
SOUTHWINDS PROJECT LLP (PHASE - III & IV) | FINISHING PHASE - IV | Flooring Work |  | WO/SP34/FW4/20 | A.M. Enterprise | Flooring Work at Block 13 | Flooring Work at Block 13 |  | 0 | 0 | Amended & Approved
SOUTHWINDS PROJECT LLP (PHASE - III & IV) | FINISHING PHASE - IV | Flooring Work |  | WO/SP34/FW4/20 | A.M. Enterprise | Floor Vitrified Tiles at Bed Room, Living-Dinning Room | Providing & Fixing Charges for of Floor Vitrified Tiles at Bed Room, Living-Dinning Room for all levels over a bed of 35-45 mm thick cement mortar (1:4) , joints filled with white cement grout pigmented to match after acid washing including all finishing & Cleaning as per drawing and direction of Engineer-In-Charge. Tiles, Cement will be supplied by Client. | Sq.Ft. | 79131.97 | 33.5 | Approved
SOUTHWINDS PROJECT LLP (PHASE - III & IV) | FINISHING PHASE - IV | Flooring Work |  | WO/SP34/FW4/20 | A.M. Enterprise | Floor Vitrified Tiles at Balcony | Providing & Fixing Charges for of Floor Vitrified Tiles at Balcony for all levels over a bed of 35-45 mm thick cement mortar (1:4) , joints filled with polymer based grout pigmented to match after acid washing including all finishing & Cleaning as per drawing and direction of Engineer-In-Charge. Tiles, Cement will be supplied by Client. (Wet Zone) | Sq.Ft. | 4397.5 | 33.5 | Approved
SOUTHWINDS PROJECT LLP (PHASE - III & IV) | FINISHING PHASE - IV | Flooring Work |  | WO/SP34/FW4/20 | A.M. Enterprise | Skirting/Windowsill of Bed Room, Living-Dinning Room | Providing & Fixing Charges for of Tiles ( Vitrified) at Skirting/Windowsill of Bed Room, Living-Dinning Room for all levels over a bed of 35-45 mm thick cement mortar (1:4) , joints filled with white cement grout pigmented to match after acid washing including all finishing & Cleaning as per drawing and direction of Engineer-In-Charge. Tiles , Cement will be supplied by Client. | Rft | 25562.71 | 26.5 | Approved
SOUTHWINDS PROJECT LLP (PHASE - III & IV) | FINISHING PHASE - IV | Flooring Work |  | WO/SP34/FW4/20 | A.M. Enterprise | Skirting/Windowsill of Balcony & Kitchen | Providing & Fixing Charges for of Tiles ( Vitrified) at Skirting/Windowsill of Balcony & Kitchen for all levels over a bed of 35-45 mm thick cement mortar (1:4) , joints filled with polymer based grout pigmented to match after acid washing including all finishing & Cleaning as per drawing and direction of Engineer-In-Charge. Tiles , Cement will be supplied by Client. (Wet Zone) | Rft | 7501.08 | 26.5 | Approved
SOUTHWINDS PROJECT LLP (PHASE - III & IV) | FINISHING PHASE - IV | Flooring Work |  | WO/SP34/FW4/20 | A.M. Enterprise | Floor (Matt Finish/Antiskid Vitrified) Tiles at Toilet and Kitchen | Providing & Fixing Charges for of Floor (Matt Finish/Antiskid Vitrified) Tiles at Toilet and Kitchen for all levels over a bed of 35-45 mm thick cement mortar (1:4) , joints filled with polymer based grout pigmented to match after acid washing including all finishing & Cleaning as per drawing and direction of Engineer-In-Charge. Tiles , Cement will be supplied by Client. (Wet Zone) | Sq.Ft. | 22276.03 | 34 | Approved
SOUTHWINDS PROJECT LLP (PHASE - III & IV) | FINISHING PHASE - IV | Flooring Work |  | WO/SP34/FW4/20 | A.M. Enterprise | Toilet and Kitchen Wall/Dado | Providing & Fixing Charges for of (Matt Finish/Antiskid Vitrified) at Toilet and Kitchen Wall/Dado for all levels over a bed of35-45 mm thick cement mortar (1:6) , joints filled with polymer based grout pigmented to match after acid washing including all finishing & Cleaning as per drawing and direction of Engineer-In-Charge. Tiles, Cement will be supplied by Client. (Wet Zone) | Sq.Ft. | 62123.12 | 35 | Approved
SOUTHWINDS PROJECT LLP (PHASE - III & IV) | FINISHING PHASE - IV | Flooring Work |  | WO/SP34/FW4/20 | A.M. Enterprise | Granite Slab on Counter | Providing & Fixing Charges for of Fixing of Granite Slab on Counter Top as per showing in the drawing & joints filled with polymer based grout pigmented to match including TINEX,ARALDITE,OXIDE,PUTTY all finishing & Cleaning as per drawing and direction of Engineer-In-Charge. Granite Slab , Cement will be supplied by Client. (Wet Zone) | Sq.Ft. | 3429.31 | 51 | Approved
SOUTHWINDS PROJECT LLP (PHASE - III & IV) | FINISHING PHASE - IV | Flooring Work |  | WO/SP34/FW4/20 | A.M. Enterprise | Moulding & Polishing of Counter(s) | Labour Charges for Moulding & Polishing of Counter(s) for all levels as per drawing and direction of Engineer-In-Charge | Rft | 1300.44 | 32 | Approved
SOUTHWINDS PROJECT LLP (PHASE - III & IV) | FINISHING PHASE - IV | Flooring Work |  | WO/SP34/FW4/20 | A.M. Enterprise | Granite Patty/Facia | Fixing of Kitchen counter Granite Patty/Facia" Providing & Fixing Charges of Granite Patty at Kitchen Counter Over a bed of 35-40 mm thick cement mortar(1:4),joints filled with polymer based grout pigmented to match after acid washing including all finishing & cleaning as per Cleaning as per drawing and direction of Engineer-In-Charge.{Granite,Cement will be supplied by Client} (Wet Zone) | Rft | 1987.19 | 48.5 | Approved
SOUTHWINDS PROJECT LLP (PHASE - III & IV) | FINISHING PHASE - IV | Flooring Work |  | WO/SP34/FW4/20 | A.M. Enterprise | Black Stone for support & partition | Fixing of Black stone at support & partition of Granite counter" Providing & Fixing charges for of Fixing of Black Stone for support & partition of Granite Counter Top at Kitchen including skirting at partition wall and brick wall cutting for groove making for all levels as per drawing and direction of Engineer-In-Charge.{Black stone,cement will be supplied by Client} | Sq.Ft. | 5502.72 | 41 | Approved
SOUTHWINDS PROJECT LLP (PHASE - III & IV) | FINISHING PHASE - IV | Flooring Work |  | WO/SP34/FW4/20 | A.M. Enterprise | V-Groove making at Kitchen granite vertical facia | Labour Charges of V-Groove making at Kitchen granite vertical facia (Typical Floor) for all levels as per drawing and direction of Engineer-In-Charge. (As per Sample Work Ref. Block 13 Flat 2B) | Rft | 1933.29 | 20 | Approved
SOUTHWINDS PROJECT LLP (PHASE - III & IV) | FINISHING PHASE - IV | Flooring Work |  | WO/SP34/FW4/20 | A.M. Enterprise | V-Groove making of at Wall Tiles | Labour Charges of V-Groove making of at Wall Tiles (Typ Floor) for all levels as per drawing and direction of Engineer-In-Charge. | Rft | 7085.79 | 14.5 | Approved
SOUTHWINDS PROJECT LLP (PHASE - III & IV) | FINISHING PHASE - IV | Flooring Work |  | WO/SP34/FW4/20 | A.M. Enterprise | Vitrified Tiles at lobby | Providing & Fixing Charges for Fixing of Floor Vitrified Tiles at lobby area for all levels over a bed of 35-45 mm thick cement mortar (1:4) , joints filled with white cement grout pigmented to match after acid washing including all finishing & Cleaning as per drawing and direction of Engineer-In-Charge. Tiles , Cement will be supplied by Client. | Sq.Ft. | 14284.96 | 33.5 | Approved
SOUTHWINDS PROJECT LLP (PHASE - III & IV) | FINISHING PHASE - IV | Flooring Work |  | WO/SP34/FW4/20 | A.M. Enterprise | Vitrified Tiles at Skirting of lobby | Providing & Fixing Charges of Floor Vitrified Tiles at Skirting of lobby area for all levels over a bed of 35-45 mm thick cement mortar (1:4) , joints filled with white cement grout pigmented to match after acid washing including all finishing & Cleaning as per drawing and direction of Engineer-In-Charge. Tiles, Cement will be supplied by Client. | Rft | 4177.88 | 26.5 | Approved
SOUTHWINDS PROJECT LLP (PHASE - III & IV) | FINISHING PHASE - IV | Flooring Work |  | WO/SP34/FW4/20 | A.M. Enterprise | Chipping work in floor | Labour Charges for Chipping work in floor for fixing of Tiles, Marble and Granite at all levels as per drawing and direction of Engineer-In-Charge. | Sq.Ft. | 110471.66 | 1.5 | Approved
SOUTHWINDS PROJECT LLP (PHASE - III & IV) | FINISHING PHASE - IV | Flooring Work |  | WO/SP34/FW4/20 | A.M. Enterprise | Sink Cutting at kitchen & Gas Hole Cutting at Kitchen Slab | "Sink Cutting at kitchen & Gas Hole Cutting at Kitchen Slab" Charges for Sink & Gas Hole Cutting Granite counter Top as per Drawing & Direction of EIC. | Nos | 99 | 300 | Approved
SOUTHWINDS PROJECT LLP (PHASE - III & IV) | FINISHING PHASE - IV | Flooring Work |  | WO/SP34/FW4/20 | A.M. Enterprise | Screed Conc.At Toilet,Kitchen & Balcony(50mm-60mm) | "Screed Conc.At Toilet,Kitchen & Balcony(50mm-60mm)" Providing and Fixing charges for Laying of 1:3:6 rough casting over the waterproofing coating,thickness varies from 50mm to 60mm on the floor of Toilet,Kitchen,Balcony at all levels including curing in all respect,all lead and lift of the material as per drawing and direction of Engineer-In-Charge. {Cement will be supplied by client,but subjected to reconciliation} | Sq.Ft. | 19039.02 | 44.5 | Approved
SOUTHWINDS PROJECT LLP (PHASE - III & IV) | FINISHING PHASE - IV | Flooring Work |  | WO/SP34/FW4/20 | A.M. Enterprise | Tiles at Lift Facia | "Fixing of Tiles at Lift Facia(Typ Floor)" Providing & Fixing Charges of Tiles at Lift Facia for all levels over a bed of 25-45 mm thick cement mortar(1:4),after acid washing including all finishing & Cleaning,and groove making 4mm(W) x 10mm(D) and applying and filling with white cement grout upto 5mm and balance 5mm by Cement grout in Lift Facia as per drawing and direction of Engineer-In-Charge.{Tiles,Cement will be supplied by Client-Typical Floor} | Sq.Ft. | 1938.3 | 48 | Approved
SOUTHWINDS PROJECT LLP (PHASE - III & IV) | FINISHING PHASE - IV | Flooring Work |  | WO/SP34/FW4/20 | A.M. Enterprise | Granite at Lift Facia - Typical Floor | Providing & Fixing Charges of Granite at Lift Facia, for all levels over a bed of 35-45 mm thick cement mortar (1:4) , joints filled with white cement grout pigmented to match after acid washing including all finishing & Cleaning as per drawing and direction of Engineer-In-Charge. Granite, Cement will be supplied by Client.-Typical Floor | Sq.Ft. | 0 | 54.5 | Approved
SOUTHWINDS PROJECT LLP (PHASE - III & IV) | FINISHING PHASE - IV | Flooring Work |  | WO/SP34/FW4/20 | A.M. Enterprise | Granite at Lift Facia - Ground Floor | Providing & Fixing Charges of Granite at Lift Facia for all levels over a bed of 25-45 mm thick cement mortar (1:4) , joints filled with white cement grout pigmented to match after acid washing including all finishing & Cleaning ,as per drawing and direction of Engineer-In-Charge. Granite, Cement will be supplied by Client.-Ground Floor | Rft | 1219.87 | 44.5 | Approved
SOUTHWINDS PROJECT LLP (PHASE - III & IV) | FINISHING PHASE - IV | Flooring Work |  | WO/SP34/FW4/20 | A.M. Enterprise | Moulding & Polishing of Lift facia | Labour Charges for Moulding & Polishing of Lift facia for all levels as per drawing and direction of Engineer-In-Charge | Rft | 1129.11 | 32 | Approved
SOUTHWINDS PROJECT LLP (PHASE - III & IV) | FINISHING PHASE - IV | Flooring Work |  | WO/SP34/FW4/20 | A.M. Enterprise | Vitrified Tiles at Ground Floor Lobby | Providing & Fixing Charges for of Floor Vitrified Tiles at Ground Floor Lobby over a bed of 35-45 mm thick cement mortar (1:4) , joints filled with white cement grout pigmented to match after acid washing including all finishing & Cleaning as per drawing and direction of Engineer-In-Charge. Tiles, Cement will be supplied by Client. | Sq.Ft. | 506.92 | 32.8 | Approved
SOUTHWINDS PROJECT LLP (PHASE - III & IV) | FINISHING PHASE - IV | Flooring Work |  | WO/SP34/FW4/20 | A.M. Enterprise | Vitrified Tiles at Ground Floor Lobby Wall/Dado | Providing & Fixing Charges for of Vitrified Tiles at Ground Floor Lobby Wall/Dado over a bed of 35-45 mm thick cement mortar (1:4) , joints filled with white cement grout pigmented to match after acid washing including all finishing & Cleaning as per drawing and direction of Engineer-In-Charge. Tiles, Cement will be supplied by Client. | Sq.Ft. | 0 | 34 | Approved
SOUTHWINDS PROJECT LLP (PHASE - III & IV) | FINISHING PHASE - IV | Flooring Work |  | WO/SP34/FW4/20 | A.M. Enterprise | Planter Box - Wall Portion of Planter | Fixing Tiles at "Planter Box" Providing & Fixing Charges for of Floor Tiles at Wall Portion of Planter for Gr Floor over a bed of 35-45 mm thick cement mortar(1:4),joints filled with white cement grout pigmented to match after acid washing including all finishing & cleaning as per drawing and direction of Engineer-In-Charge.{Tiles ,Cement will be Supplied by Client} | Sq.Ft. | 0 | 33 | Approved
SOUTHWINDS PROJECT LLP (PHASE - III & IV) | FINISHING PHASE - IV | Flooring Work |  | WO/SP34/FW4/20 | A.M. Enterprise | Planter Box - Tops & sides Portion of Planter | Fixing Tiles at "Planter Box" Providing & Fixing Charges for of Floor Tiles at Tops & sides Portion of Planter for Gr Floor over a bed of 35-45 mm thick cement mortar(1:4),joints filled with white cement grout pigmented to match after acid washing including all finishing & cleaning as per drawing and direction of Engineer-In-Charge.{Tiles ,Cement will be Supplied by Client} | Rft | 0 | 26 | Approved
SOUTHWINDS PROJECT LLP (PHASE - III & IV) | FINISHING PHASE - IV | Flooring Work |  | WO/SP34/FW4/20 | A.M. Enterprise | Granite Floor at Ground Floor Lobby | Providing & Fixing Charges of Granite Floor at Ground Floor Lobby over a bed of 35-45mm thick cement mortar (1:4) , joints filled with white cement grout pigmented to match after acid washing including all finishing & Cleaning as per drawing and direction of Engineer-In-Charge. Granite Slab , Cement will be supplied by Client. | Sq.Ft. | 334.53 | 50 | Approved
SOUTHWINDS PROJECT LLP (PHASE - III & IV) | FINISHING PHASE - IV | Flooring Work |  | WO/SP34/FW4/20 | A.M. Enterprise | Granite Skirting and Top at Ground Floor Lobby | Providing & Fixing Charges of Granite Skirting and Top at Ground Floor Lobby over a bed of 35-45mm thick cement mortar (1:4) , joints filled with white cement grout pigmented to match after acid washing including all finishing & Cleaning as per drawing and direction of Engineer-In-Charge. Granite Slab , Cement will be supplied by Client | Rft | 234.34 | 45 | Approved
SOUTHWINDS PROJECT LLP (PHASE - III & IV) | FINISHING PHASE - IV | Flooring Work |  | WO/SP34/FW4/20 | A.M. Enterprise | Moulding & Polishing of Granite at Ground Floor Lobby | Labour Charges for Moulding & Polishing of Granite at Ground Floor Lobby as per drawing and direction of Engineer-In-Charge | Rft | 163.22 | 32 | Approved
SOUTHWINDS PROJECT LLP (PHASE - III & IV) | FINISHING PHASE - IV | Flooring Work |  | WO/SP34/FW4/20 | A.M. Enterprise | Granite Stone with adhesive at inside lift floor | Providing & Fixing Labour charges for Granite Stone with adhesive at inside lift floor…..EIC | Sq.Ft. | 55.49 | 50 | Approved
SOUTHWINDS PROJECT LLP (PHASE - III & IV) | FINISHING PHASE - IV | Flooring Work |  | WO/SP34/FW4/20 | A.M. Enterprise | Floor Tiles at Car Parking | Providing & Fixing Charges for of Floor Tiles at Car Parking for all levels over a bed of 35-45 mm thick cement mortar (1:4) , joints filled with white cement grout pigmented to match after acid washing including all finishing & Cleaning as per drawing and direction of Engineer-In-Charge. Tiles, Cement will be supplied by Client. | Sq.Ft. | 5345.77 | 32.8 | Approved
SOUTHWINDS PROJECT LLP (PHASE - III & IV) | FINISHING PHASE - IV | Flooring Work |  | WO/SP34/FW4/20 | A.M. Enterprise | Tiles at Servant Toilet Floor | Providing & Fixing Charges for of Tiles at Servant Toilet Floor for all levels over a bed of 35-45 mm thick cement mortar (1:4) , joints filled with polymer based grout pigmented to match after acid washing including all finishing & Cleaning as per drawing and direction of Engineer-In-Charge. Tiles , Cement will be supplied by Client. (Wet Zone) | Sq.Ft. | 145.04 | 32.8 | Approved
SOUTHWINDS PROJECT LLP (PHASE - III & IV) | FINISHING PHASE - IV | Flooring Work |  | WO/SP34/FW4/20 | A.M. Enterprise | Tiles at Servant Toilet Wall/Dado | Providing & Fixing Charges for of Tiles at Servant Toilet Wall/Dado for all levels over a bed of 35-45 mm thick cement mortar (1:6) , joints filled with polymer based grout pigmented to match after acid washing including all finishing & Cleaning as per drawing and direction of Engineer-In-Charge. Tiles, Cement will be supplied by Client. (Wet Zone) | Sq.Ft. | 211.82 | 33 | Approved
SOUTHWINDS PROJECT LLP (PHASE - III & IV) | FINISHING PHASE - IV | Flooring Work |  | WO/SP34/FW4/20 | A.M. Enterprise | V-Groove making of at Wall Tiles (Gr Floor) | Labour Charges of V-Groove making of at Wall Tiles (Gr Floor) for all levels as per drawing and direction of Engineer-In-Charge. | Rft | 187.55 | 14.5 | Approved
SOUTHWINDS PROJECT LLP (PHASE - III & IV) | FINISHING PHASE - IV | Flooring Work |  | WO/SP34/FW4/20 | A.M. Enterprise | Black Stone for Ramp patti | Providing and Labour Charges for fixing of Black Stone for Ramp patti of average over a bed of 35-45mm thick cement mortar (1:4)at Car Parking area and Handicapped Ramp area for all levels as per drawing and direction of Engineer-In-Charge. Black Stone , Cement will be supplied by Client. | Rft | 1082.57 | 42 | Approved
SOUTHWINDS PROJECT LLP (PHASE - III & IV) | FINISHING PHASE - IV | Flooring Work |  | WO/SP34/FW4/20 | A.M. Enterprise | chamfering & Polishing of Granite for Ramp patti | Labour Charges for chamfering & Polishing of Granite for Ramp patti for Handicapped Ramp area as per drawing and direction of Engineer-In-Charge | Rft | 859.95 | 32 | Approved
SOUTHWINDS PROJECT LLP (PHASE - III & IV) | FINISHING PHASE - IV | Flooring Work |  | WO/SP34/FW4/20 | A.M. Enterprise | Chipping work in floor (Car parking, Entrance lobby, Gr floor lobby) | Labour Charges for Chipping work in floor for fixing of Tiles, Marble and Granite for Car parking, Entrance lobby, Gr floor lobby, Ground stair area as per drawing and direction of Engineer-In-Charge. | Sq.Ft. | 6176.68 | 1.5 | Approved
SOUTHWINDS PROJECT LLP (PHASE - III & IV) | FINISHING PHASE - IV | Flooring Work |  | WO/SP34/FW4/20 | A.M. Enterprise | SRI Tiles (300x300) at Roof | Fixing Charges for of SRI Tiles (300x300) at Roof floor and over a bed 35-45 mm thick cement mortar (1:4) with 3mm(W) X 8mm (D) groove and filled with polymer based grout pigmented to match after acid washing including all finishing and Cleaning at all levels as per drawing and direction of Engineer-In-Charge. This rates includes Chipping (If required) Tiles, Cement will be supplied by client but subjected to reconciliation. |  | 0 | 0 | Approved
SOUTHWINDS PROJECT LLP (PHASE - III & IV) | FINISHING PHASE - IV | Flooring Work |  | WO/SP34/FW4/20 | A.M. Enterprise | Tiles laying | Charges of Tiles laying including the cost of material lifting, acid wash including all finishing and Cleaning at all levels as per drawing and direction of Engineer-In-Charge. | Sq.Ft. | 6666.41 | 31.75 | Approved
SOUTHWINDS PROJECT LLP (PHASE - III & IV) | FINISHING PHASE - IV | Flooring Work |  | WO/SP34/FW4/20 | A.M. Enterprise | Skirting | Charges of Skirting including the cost of material lifting, acid wash including all finishing and Cleaning at all levels as per drawing and direction of Engineer-In-Charge. | Rft | 1049.11 | 26.25 | Approved
SOUTHWINDS PROJECT LLP (PHASE - III & IV) | FINISHING PHASE - IV | Flooring Work |  | WO/SP34/FW4/20 | A.M. Enterprise | Groove making | Charges for Groove making 3mm (W) X 8mm (D) and filling with polymer based grout ( pigmented) including the cost of material at all level as per drawing & direction of Engineer-In-Charge. Grouting Chemical ( Brand : Kerakoll) Grouting Powder Fugabella 0-5 Porcelana Grouting Admixture : Fugaflex Eco | Rft | 13542.56 | 6 | Approved
SOUTHWINDS PROJECT LLP (PHASE - III & IV) | FINISHING PHASE - IV | Flooring Work |  | WO/SP34/FW4/20 | A.M. Enterprise | Chipping work | Labour Charges for Chipping work in floor and Skirting for fixing of Tiles at Roof as per drawing and direction of Engineer-In-Charge. | Sq.Ft. | 6666.41 | 1.5 | Approved
Primarc Chambers | COMMON INFRASTRUCTURE | Road Works |  | WO/PCH/PC04/21 | Arati Constructions | Internal Road Work | Internal Road Work |  | 0 | 0 | Amended & Approved
Primarc Chambers | COMMON INFRASTRUCTURE | Road Works |  | WO/PCH/PC04/21 | Arati Constructions | EXCAVATION | Excavation for roadway in all type of soil up to 1.50 mtr. Depth using manual/mechanical means including loading in truck for carrying of cut earth to embankment site or disposal site with all lifts and lead up to 1500 metres. | Cum. | 98.05 | 195 | Approved
Primarc Chambers | COMMON INFRASTRUCTURE | Road Works |  | WO/PCH/PC04/21 | Arati Constructions | DISPOSAL OF EARTH | All charges of disposal of earth outside of the site premises all complete as directed by the Engineer-In-Charge | Cum. | 0 | 200 | Approved
Primarc Chambers | COMMON INFRASTRUCTURE | Road Works |  | WO/PCH/PC04/21 | Arati Constructions | SUBGRADE | All charges for Preparation of Subgrade with available Building Rubbish mixed with silver sand with all lead, spreading, grading to required slope to correct profile in layers not exceeding 150mm, including breaking large lumps of concrete/Bricks wherever necessary, dressing & compaction through rolling by 10T Static Roller, watering, as per drawing & directed by EIC. (Silver Sand for void filling) | Cum. | 268.8 | 1700 | Approved
Primarc Chambers | COMMON INFRASTRUCTURE | Road Works |  | WO/PCH/PC04/21 | Arati Constructions | RED SAND FILLING | All charges for providing, laying, spreading of Red sand to a uniform layers not exceeding 150mm,to proper gradient and chamber, inundating each layer by water & packing & ramming layer by layer to achieve desired compaction including all materials, labour, guarding, barricading, making adequate earthen bundh where necessary , mending cracks & depression by ramming where ever necessary | Cum. | 429.45 | 2800 | Approved
Primarc Chambers | COMMON INFRASTRUCTURE | Road Works |  | WO/PCH/PC04/21 | Arati Constructions | SILVER SAND FILLING | All charges for providing, laying, spreading of Silver sand to a uniform layers not exceeding 150mm,to proper gradient and chamber, inundating each layer by water & packing & ramming layer by layer to achieve desired compaction including all materials, labour, guarding, barricading, making adequate earthen bundh where necessary , mending cracks & depression by ramming where ever necessary | Cum. | 0 | 2300 | Approved
Primarc Chambers | COMMON INFRASTRUCTURE | Road Works |  | WO/PCH/PC04/21 | Arati Constructions | GSB | Providing, laying, spreading and compacting Granular Sub-Base material conforming to Grading 1 of Table 400-1 of the specifications of MORTH, compaction being carried out at optimum moisture content so as to achieve 98 percent of the maximum dry density. | Cum. | 38.56 | 4000 | Approved
Primarc Chambers | COMMON INFRASTRUCTURE | Road Works |  | WO/PCH/PC04/21 | Arati Constructions | DLC | All Charges for providing, laying, compacting Dry Lean Concrete using 20mm maximum size of aggregates in ratio 1:5:10 (Cement: Sand:Stone Aggreate) All Charges for providing, laying, compacting Dry Lean Concrete using 20mm maximum size of aggregates in ratio 1:5:10 (Cement: Sand:Stone Aggreate) for desired thickness including all tools & tackels machineries, curing etc completed as per drawing & as directed by EIC.(Cement Supplied by Client but subject to reconciliation) | Cum. | 28.1 | 7500 | Approved
Primarc Chambers | COMMON INFRASTRUCTURE | Road Works |  | WO/PCH/PC04/21 | Arati Constructions | SOLING | Single layer brick flat soling work using Soling bricks including preparation of bed as necessary with joints properly filled in and packed with powdered earth or silver sand complete as per drawing, specification and direction of EIC. | Sq.Mtr. | 1404 | 403 | Approved
Primarc Chambers | COMMON INFRASTRUCTURE | Road Works |  | WO/PCH/PC04/21 | Arati Constructions | WBM | Construction of water bound macadam (WBM) sub-base with over burnt brick aggregate and binding material, moorum, brick dust etc. of desired thickness including screening, sorting, spreading to template and consolidation with 10 T Static Roller as per drawing and direction of EIC | Cum. | 289.65 | 3200 | Approved
Primarc Chambers | COMMON INFRASTRUCTURE | Road Works |  | WO/PCH/PC04/21 | Arati Constructions | GEO-TEXTILE | Laying of 300 GSM Non-Woven Geotextile as per drawing and direction of EIC. Material will be supplied by clientbut subject to reconciliation | Sq.Mtr. | 297.18 | 30 | Approved
Primarc Chambers | COMMON INFRASTRUCTURE | Road Works |  | WO/PCH/PC04/21 | Arati Constructions | GEO-CELL | Laying of ENVIROWEB EW 150/356mm Geo-Cell during laying of GSB as per drawing and direction of EIC. Material will be supplied by client but subject to reconciliation | Sq.Mtr. | 237 | 60 | Approved
Primarc Chambers | COMMON INFRASTRUCTURE | Road Works |  | WO/PCH/PC04/21 | Arati Constructions | KERB STONE | Labour charges for carrying, shifting, handling & laying factory made kerb stone in position to the required line , level & curvature jointed with cement & sand morte 1:4 including making joints with or without grooves including making drainage opening where ever required complete in all respect.( Pre cast kerb stone shall be supplied by Client but subject to reconciliation). | RMT | 420.7 | 400 | Approved
Primarc Chambers | COMMON INFRASTRUCTURE | Road Works |  | WO/PCH/PC04/21 | Arati Constructions | PCC | Supplying and Laying of 100th PCC(1:3:6) with all necessary arrangements below the Kerb to provide support .(Cement Supplied by Client but subject to reconciliation) | Cum. | 19.86 | 7500 | Approved
Primarc Chambers | COMMON INFRASTRUCTURE | Road Works |  | WO/PCH/PC04/21 | Arati Constructions | RCC | Laying of RCC(M30) with all necessary arrangements at pavement /pedestrian/parking areas including all leads, tools & tackles necessary curing etc. Concrete will be supplied by client | Cum. | 230 | 1200 | Approved
Primarc Chambers | COMMON INFRASTRUCTURE | Road Works |  | WO/PCH/PC04/21 | Arati Constructions | REINFORCEMENT | CBT of reinforcement "8mm dia steel" for Pavement ( Steel Supplied Client but subject to reconciliation). | MT | 15.81 | 11000 | Approved
SOUTHWINDS PROJECT LLP (PHASE - III & IV) | FINISHING PHASE - IV | Flooring Work |  | WO/SP34/FW4/20 | A.M. Enterprise | Tiles at Stair Tread & Landing (Duplex Flat) | Fixing Tiles at Stair Tread & Landing" Providing & Fixing Charges for of Granite at Tread & Landing Portion of Stair for all levels over a bed of 35-45 mm thick cement mortar(1:4),joints filled with white cement grout pigmented to match after acid washing including all finishing & cleaning as per drawing and direction of Engineer-In-Charge.{Tiles,Cement will be Supplied by Client} | Sq.Ft. | 0 | 30.5 | Approved
SOUTHWINDS PROJECT LLP (PHASE - III & IV) | FINISHING PHASE - IV | Flooring Work |  | WO/SP34/FW4/20 | A.M. Enterprise | Tiles at Stair riser & skirting (Duplex Flat) | Fixing Tiles at Stair riser & skirting" Providing & Fixing Charges for of Granite at Riser & Skirting Portion of Stair for all levels over a bed of 35-45 mm thick cement mortar(1:4),joints filled with white cement grout pigmented to match after acid washing including all finishing & cleaning as per drawing and direction of Engineer-In-Charge.{Tiles ,Cement will be Supplied by Client} | Rft | 0 | 26 | Approved
SOUTHWINDS PROJECT LLP (PHASE - III & IV) | MEP PHASE - IV | Sewage Treatment Plant | Plumbing & Sanitary | WO/SP34/MW4/36 | GOBINDA CHANDRA SAHOO | STP Sump Pump and Backwash Discharge Water Line (STP - 1) | STP Sump Pump and Backwash Discharge Water Line (STP - 1) |  | 0 | 0 | Approved
SOUTHWINDS PROJECT LLP (PHASE - III & IV) | MEP PHASE - IV | Sewage Treatment Plant | Plumbing & Sanitary | WO/SP34/MW4/36 | GOBINDA CHANDRA SAHOO | Laying of UPVC Pipe & Fittings 50mm | Labour Charges for Laying & Testing of 50mm UPVC Pipe & Fittings as per drawing & direction of Engineer-in-charge. [Necessary Dia. of Pipes, Pipe fittings, Cement Materials will be supplied by Southwinds Project LLP and Other Loose Materials as Screws, Nail, Fastener with bolt, MS Hooks, Solvent Cement, Jute, White Zinc, Teflon Tape, White Cement, MS Angle / Bracket, MS Saddle Clamp, Sand, Stone Chips will be supplied by Contractor]Testing kit, Tools & tackles will be in contractor scope. | RMT | 27 | 210 | Approved
SOUTHWINDS PROJECT LLP (PHASE - III & IV) | MEP PHASE - IV | Sewage Treatment Plant | Plumbing & Sanitary | WO/SP34/MW4/36 | GOBINDA CHANDRA SAHOO | 50mm Metal Ball Valve | Labour Charges for Fixture & Testing of 50mm Metal Ball valve as per drawing & direction of Engineer-in-charge. Testing kit, Tools & tackles will be in contractor scope. | Nos | 4 | 325 | Approved
SOUTHWINDS PROJECT LLP (PHASE - III & IV) | MEP PHASE - IV | Sewage Treatment Plant | Plumbing & Sanitary | WO/SP34/MW4/36 | GOBINDA CHANDRA SAHOO | STP Sump Pump and Backwash Discharge Water Line (STP - 2) | STP Sump Pump and Backwash Discharge Water Line (STP - 2) |  | 0 | 0 | Approved
SOUTHWINDS PROJECT LLP (PHASE - III & IV) | MEP PHASE - IV | Sewage Treatment Plant | Plumbing & Sanitary | WO/SP34/MW4/36 | GOBINDA CHANDRA SAHOO | Laying of UPVC Pipe & Fittings 160mm | Labour Charges for Laying & Testing of 160mm UPVC Pipe & Fittings as per drawing & direction of Engineer-in-charge. [Necessary Dia. of Pipes, Pipe fittings, Cement Materials will be supplied by Southwinds Project LLP and Other Loose Materials as Screws, Nail, Fastener with bolt, MS Hooks, Solvent Cement, Jute, White Zinc, Teflon Tape, White Cement, MS Angle / Bracket, MS Saddle Clamp, Sand, Stone Chips will be supplied by Contractor]Testing kit, Tools & tackles will be in contractor scope. | RMT | 0.4 | 420 | Approved
SOUTHWINDS PROJECT LLP (PHASE - III & IV) | MEP PHASE - IV | Sewage Treatment Plant | Plumbing & Sanitary | WO/SP34/MW4/36 | GOBINDA CHANDRA SAHOO | Laying of UPVC Pipe & Fittings 100mm | Labour Charges for Laying & Testing of 100mm UPVC Pipe & Fittings as per drawing & direction of Engineer-in-charge. [Necessary Dia. of Pipes, Pipe fittings, Cement Materials will be supplied by Southwinds Project LLP and Other Loose Materials as Screws, Nail, Fastener with bolt, MS Hooks, Solvent Cement, Jute, White Zinc, Teflon Tape, White Cement, MS Angle / Bracket, MS Saddle Clamp, Sand, Stone Chips will be supplied by Contractor]Testing kit, Tools & tackles will be in contractor scope. | RMT | 6.5 | 380 | Approved
SOUTHWINDS PROJECT LLP (PHASE - III & IV) | MEP PHASE - IV | Sewage Treatment Plant | Plumbing & Sanitary | WO/SP34/MW4/36 | GOBINDA CHANDRA SAHOO | Laying of UPVC Pipe & Fittings 80mm | Labour Charges for Laying & Testing of 80mm UPVC Pipe & Fittings as per drawing & direction of Engineer-in-charge. [Necessary Dia. of Pipes, Pipe fittings, Cement Materials will be supplied by Southwinds Project LLP and Other Loose Materials as Screws, Nail, Fastener with bolt, MS Hooks, Solvent Cement, Jute, White Zinc, Teflon Tape, White Cement, MS Angle / Bracket, MS Saddle Clamp, Sand, Stone Chips will be supplied by Contractor]Testing kit, Tools & tackles will be in contractor scope. | RMT | 4 | 280 | Approved
SOUTHWINDS PROJECT LLP (PHASE - III & IV) | MEP PHASE - IV | Sewage Treatment Plant | Plumbing & Sanitary | WO/SP34/MW4/36 | GOBINDA CHANDRA SAHOO | Laying of UPVC Pipe & Fittings 64mm | Labour Charges for Laying & Testing of 65mm UPVC Pipe & Fittings as per drawing & direction of Engineer-in-charge. [Necessary Dia. of Pipes, Pipe fittings, Cement Materials will be supplied by Southwinds Project LLP and Other Loose Materials as Screws, Nail, Fastener with bolt, MS Hooks, Solvent Cement, Jute, White Zinc, Teflon Tape, White Cement, MS Angle / Bracket, MS Saddle Clamp, Sand, Stone Chips will be supplied by Contractor]Testing kit, Tools & tackles will be in contractor scope. | RMT | 25.2 | 230 | Approved
SOUTHWINDS PROJECT LLP (PHASE - III & IV) | MEP PHASE - IV | Sewage Treatment Plant | Plumbing & Sanitary | WO/SP34/MW4/36 | GOBINDA CHANDRA SAHOO | Laying of UPVC Pipe & Fittings 50mm | Labour Charges for Laying & Testing of 50mm UPVC Pipe & Fittings as per drawing & direction of Engineer-in-charge. [Necessary Dia. of Pipes, Pipe fittings, Cement Materials will be supplied by Southwinds Project LLP and Other Loose Materials as Screws, Nail, Fastener with bolt, MS Hooks, Solvent Cement, Jute, White Zinc, Teflon Tape, White Cement, MS Angle / Bracket, MS Saddle Clamp, Sand, Stone Chips will be supplied by Contractor]Testing kit, Tools & tackles will be in contractor scope. | RMT | 13.8 | 210 | Approved
SOUTHWINDS PROJECT LLP (PHASE - III & IV) | MEP PHASE - IV | Sewage Treatment Plant | Plumbing & Sanitary | WO/SP34/MW4/36 | GOBINDA CHANDRA SAHOO | 100mm Metal Non Return Valve | Labour Charges for Fixture & Testing of 100mm Metal Non Return valve as per drawing & direction of Engineer-in-charge. Testing kit, Tools & tackles will be in contractor scope. | Nos | 2 | 495 | Approved
SOUTHWINDS PROJECT LLP (PHASE - III & IV) | MEP PHASE - IV | Sewage Treatment Plant | Plumbing & Sanitary | WO/SP34/MW4/36 | GOBINDA CHANDRA SAHOO | 50mm Metal Non Return Valve | Labour Charges for Fixture & Testing of 50mm Metal Non Return valve as per drawing & direction of Engineer-in-charge. Testing kit, Tools & tackles will be in contractor scope. | Nos | 2 | 325 | Approved
SOUTHWINDS PROJECT LLP (PHASE - III & IV) | MEP PHASE - IV | Sewage Treatment Plant | Plumbing & Sanitary | WO/SP34/MW4/36 | GOBINDA CHANDRA SAHOO | 50mm Metal Ball Valve | Labour Charges for Fixture & Testing of 50mm Metal Ball valve as per drawing & direction of Engineer-in-charge. Testing kit, Tools & tackles will be in contractor scope. | Nos | 4 | 325 | Approved
SOUTHWINDS PROJECT LLP (PHASE - III & IV) | MEP PHASE - IV | Sewage Treatment Plant | Plumbing & Sanitary | WO/SP34/MW4/36 | GOBINDA CHANDRA SAHOO | 3HP Pump | Labour Charges for Fixture & Testing of 3HP Pump as per drawing & direction of Engineer-in-charge. Testing kit, Tools & tackles will be in contractor scope. | Nos | 2 | 3500 | Approved
SOUTHWINDS PROJECT LLP (PHASE - III & IV) | MEP PHASE - IV | Sewage Treatment Plant | Plumbing & Sanitary | WO/SP34/MW4/36 | GOBINDA CHANDRA SAHOO | 10HP Pump | Labour Charges for Fixture & Testing of 10HP Pump as per drawing & direction of Engineer-in-charge. Testing kit, Tools & tackles will be in contractor scope. | Nos | 2 | 6500 | Approved
SOUTHWINDS PROJECT LLP (PHASE - III & IV) | MEP PHASE - III | Internal Plumbing |  | WO/SP34/MW34/18 | GOBINDA CHANDRA SAHOO | Extra Work for Kitchen (Block-12 Flat 7C & 4D, Block-11 Flat 6C) | Extra work Labour Charges for Kitchen (Block-12 Flat 7C & 4D, Block-11 Flat 6C) Geyser Point, Hot Cold Line Laying with Necessary Fittings and Chase Cutting, Mending the Goods Complete as per drawing, direction of Consultant & Engineer-in-charge [Necessary Dia. of Pipes, Pipe fittings, Cement, CP Fitting Materials will be supplied by Southwinds Projects LLP and Other Loose Materials as Screws, Nail, Fastener with bolt, MS Hooks, Solvent Cement, Jute, White Zinc, Teflon Tape, White Cement, MS Angle / Bracket, MS Saddle Clamp, Sand, Stone Chips will be supplied by Contractor] Testing kit, Tools & tackles will be in contractor scope. | Nos | 3 | 800 | Amended & Approved
SOUTHWINDS PROJECT LLP (PHASE - III & IV) | MEP PHASE - III | Internal Plumbing |  | WO/SP34/MW34/18 | GOBINDA CHANDRA SAHOO | Extra Work for Common Toilet (Block-11 Flat 12E & 6E) | Extra Work Labour Charges (Common Toilet at Block-11 Flat 12E & 6E) for 1 Nos Basin Point Pipe Line Laying with Necessary Fittings and Chase Cutting, Mending The Goods Complete as per drawing, direction of Consultant & Engineer-in-charge [Necessary Dia. of Pipes, Pipe fittings, Cement, CP Fitting Materials will be supplied by Southwinds Projects LLP and Other Loose Materials as Screws, Nail, Fastener with bolt, MS Hooks, Solvent Cement, Jute, White Zinc, Teflon Tape, White Cement, MS Angle / Bracket, MS Saddle Clamp, Sand, Stone Chips will be supplied by Contractor] Testing kit, Tools & tackles will be in contractor scope. | Nos | 2 | 750 | Amended & Approved
SOUTHWINDS PROJECT LLP (PHASE - III & IV) | MEP PHASE - III | Internal Plumbing |  | WO/SP34/MW34/18 | GOBINDA CHANDRA SAHOO | Extra Work for Puja Room Point (Block-11 Flat 12E) | Extra Work Labour Charges (Puja Room at Block-11 Flat 12E) for 1 Nos 20mm UPVC Line Laying from Kitchen to Balcony for Puja Room Water Supply Line With Chase Cutting Complete as per drawing, direction of Consultant & Engineer-in-charge [Necessary Dia. of Pipes, Pipe fittings, Cement, CP Fitting Materials will be supplied by Southwinds Projects LLP and Other Loose Materials as Screws, Nail, Fastener with bolt, MS Hooks, Solvent Cement, Jute, White Zinc, Teflon Tape, White Cement, MS Angle / Bracket, MS Saddle Clamp, Sand, Stone Chips will be supplied by Contractor] Testing kit, Tools & tackles will be in contractor scope. | Lump Sum | 1 | 1100 | Amended & Approved
The Ramdulari | BLOCK | Civil | Sub & Super Structure Work | WO/RP/RP02/33 | CEMTECH ENGINEERING PRIVATE LIMITED | Structural Modification work at 5th Floor | Charges for Structural Modification work at 5th Floor for Demolishing Existing Concrete Slab (as per approved drawing) with the temporary support and scaffolding. After Demolishing the slab fixing ISMB 250 & 200 with necessary arrangement, finish the work with Epoxy Bond Coat & Mirco Concrete as per BOQ & direction of EIC. For Detail Scope of work please follow attached Annexure -1 | Lump Sum | 1 | 175000 | Approved
SOUTHWINDS PROJECT LLP (PHASE - III & IV) | OVERHEAD PHASE - III & IV | Housekeeping |  | WO/SP34/OP34/29 | INA TechFM Global Solution Pvt Ltd | Providing Housekeeping | Providing Two (02) Nos. Housekeeping boy at FM office @8.5 hr per day for 26/27 days in a month basis, including N.H. & management fees, from 15-Feb-2024 to 30-June-2024 | Head | 9.078 | 13767.28 | Approved
SOUTHWINDS PROJECT LLP (PHASE - III & IV) | FINISHING PHASE - IV | Flooring Work |  | WO/SP34/FW4/21 | S. K. Enterprise | Flooring Work at Block 13 Flat - 2C (Sample Work) | Flooring Work at Block 13 Flat - 2C (Sample Work) |  | 0 | 0 | Amended & Approved
SOUTHWINDS PROJECT LLP (PHASE - III & IV) | FINISHING PHASE - IV | Flooring Work |  | WO/SP34/FW4/21 | S. K. Enterprise | Floor Vitrified Tiles at Bed Room, Living-Dinning Room | Providing & Fixing Charges of Floor Vitrified Tiles at Bed Room, Living-Dinning Room for all levels over a bed of 35-45 mm thick cement mortar (1:4) , joints filled with white cement grout pigmented to match after acid washing including all finishing & Cleaning as per drawing and direction of Engineer-In-Charge. Tiles, Cement will be supplied by Client. | Sq.Ft. | 777.247 | 33.5 | Approved
SOUTHWINDS PROJECT LLP (PHASE - III & IV) | FINISHING PHASE - IV | Flooring Work |  | WO/SP34/FW4/21 | S. K. Enterprise | Skirting/Windowsill of Bed Room, Living-Dinning Room | Providing & Fixing Charges of Tiles Vitrified at Skirting/Windowsill of Bed Room, Living-Dinning Room for all levels over a bed of 35-45 mm thick cement mortar (1:4) , joints filled with white cement grout pigmented to match after acid washing including all finishing & Cleaning as per drawing and direction of Engineer-In-Charge. Tiles , Cement will be supplied by Client. | Rft | 249.116 | 27 | Approved
SOUTHWINDS PROJECT LLP (PHASE - III & IV) | FINISHING PHASE - IV | Flooring Work |  | WO/SP34/FW4/21 | S. K. Enterprise | Skirting/Windowsill of Balcony & Kitchen | Providing & Fixing Charges of Tiles (Vitrified/Antiskid) at Skirting/Windowsill of Balcony & Kitchen for all levels over a bed of 35-45 mm thick cement mortar (1:4) , joints filled with polymer based grout pigmented to match after acid washing including all finishing & Cleaning as per drawing and direction of Engineer-In-Charge. Tiles , Cement will be supplied by Client. (Wet Zone) | Rft | 35.391 | 27 | Approved
SOUTHWINDS PROJECT LLP (PHASE - III & IV) | FINISHING PHASE - IV | Flooring Work |  | WO/SP34/FW4/21 | S. K. Enterprise | Floor Matt Finish/Antiskid Virtrified Tiles at Toilet and Kitchen | Providing & Fixing Charges of Floor Matt Finish/Antiskid Virtrified Tiles at Toilet and Kitchen for all levels over a bed of 35-45 mm thick cement mortar (1:4) , joints filled with polymer based grout pigmented to match after acid washing including all finishing & Cleaning as per drawing and direction of Engineer-In-Charge. Tiles , Cement will be supplied by Client. (Wet Zone) | Sq.Ft. | 219.607 | 33.5 | Approved
SOUTHWINDS PROJECT LLP (PHASE - III & IV) | FINISHING PHASE - IV | Flooring Work |  | WO/SP34/FW4/21 | S. K. Enterprise | Toilet and Kitchen Wall/Dado | Providing & Fixing Charges of Matt Finish/Antiskid Virtrified at Toilet and Kitchen Wall/Dado for all levels over a bed of35-45 mm thick cement mortar (1:6) , joints filled with polymer based grout pigmented to match after acid washing including all finishing & Cleaning as per drawing and direction of Engineer-In-Charge. Tiles, Cement will be supplied by Client. (Wet Zone) | Sq.Ft. | 616.777 | 35 | Approved
SOUTHWINDS PROJECT LLP (PHASE - III & IV) | FINISHING PHASE - IV | Flooring Work |  | WO/SP34/FW4/21 | S. K. Enterprise | Granite Slab on Counter Top | Providing & Fixing Charges for of Fixing of Granite Slab on Counter Top as per showing in the drawing & joints filled with polymer based grout pigmented to match including TINEX,ARALDITE,OXIDE,PUTTY all finishing & Cleaning as per drawing and direction of Engineer-In-Charge. Granite Slab , Cement will be supplied by Client. (Wet Zone) | Sq.Ft. | 34.413 | 51.5 | Approved
SOUTHWINDS PROJECT LLP (PHASE - III & IV) | FINISHING PHASE - IV | Flooring Work |  | WO/SP34/FW4/21 | S. K. Enterprise | Moulding & Polishing of Counter(s) | Labour Charges for Moulding & Polishing of Counter(s) for all levels as per drawing and direction of Engineer-In-Charge | Rft | 9.512 | 30 | Approved
SOUTHWINDS PROJECT LLP (PHASE - III & IV) | FINISHING PHASE - IV | Flooring Work |  | WO/SP34/FW4/21 | S. K. Enterprise | Kitchen counter Granite Patty/Facia | "Fixing of Kitchen counter Granite Patty/Facia" Providing & Fixing Charges of Granite Patty at Kitchen Counter Over a bed of 35-40 mm thick cement mortar(1:4),joints filled with polymer based grout pigmented to match after acid washing including all finishing & cleaning as per Cleaning as per drawing and direction of Engineer-In-Charge.{Granite,Cement will be supplied by Client} (Wet Zone) | Rft | 19.434 | 48.5 | Approved
SOUTHWINDS PROJECT LLP (PHASE - III & IV) | FINISHING PHASE - IV | Flooring Work |  | WO/SP34/FW4/21 | S. K. Enterprise | Black Stone for support & partition | "Fixing of Black stone at support & partition of Granite counter" Providing & Fixing charges for of Fixing of Black Stone for support & partition of Granite Counter Top at Kitchen including skirting at partition wall and brick wall cutting for groove making for all levels as per drawing and direction of Engineer-In-Charge.{Black stone,cement will be supplied by Client} | Sq.Ft. | 52.195 | 41.25 | Approved
SOUTHWINDS PROJECT LLP (PHASE - III & IV) | FINISHING PHASE - IV | Flooring Work |  | WO/SP34/FW4/21 | S. K. Enterprise | supply of sand----- | Charges for supply of sand to be used in mortar (1:4) for fixing of two adjacent Black Stone/Kadappa Stones to act as single partition beneath the Kitchen Counter. The mortar thickness shall be of 10 mm to 12 mm thk.. | Sq.Ft. | 52.195 | 6 | Approved
SOUTHWINDS PROJECT LLP (PHASE - III & IV) | FINISHING PHASE - IV | Flooring Work |  | WO/SP34/FW4/21 | S. K. Enterprise | V-Groove making at Kitchen granite vertical facia | Labour Charges of V-Groove making at Kitchen granite vertical facia (Typical Floor) for all levels as per drawing and direction of Engineer-In-Charge. | Rft | 19.024 | 25 | Approved
SOUTHWINDS PROJECT LLP (PHASE - III & IV) | FINISHING PHASE - IV | Flooring Work |  | WO/SP34/FW4/21 | S. K. Enterprise | V-Groove making of at Wall Tiles | Labour Charges of V-Groove making of at Wall Tiles (Typ Floor) for all levels as per drawing and direction of Engineer-In-Charge. | Rft | 61.008 | 14.5 | Approved
SOUTHWINDS PROJECT LLP (PHASE - III & IV) | FINISHING PHASE - IV | Flooring Work |  | WO/SP34/FW4/21 | S. K. Enterprise | Chipping work | Labour Charges for Chipping work in floor for fixing of Tiles, Marble and Granite at all levels as per drawing and direction of Engineer-In-Charge. | Sq.Ft. | 869.591 | 1.8 | Approved
SOUTHWINDS PROJECT LLP (PHASE - III & IV) | FINISHING PHASE - IV | Flooring Work |  | WO/SP34/FW4/21 | S. K. Enterprise | Screed Conc.At Toilet,Kitchen & Balcony | "Screed Conc.At Toilet,Kitchen & Balcony(50mm-60mm)" Providing and Fixing charges for Laying of 1:3:6 rough casting over the waterproofing coating,thickness varies from 50mm to 60mm on the floor of Toilet,Kitchen,Balcony at all levels including curing in all respect,all lead and lift of the material as per drawing and direction of Engineer-In-Charge. {Cement will be supplied by client,but subjected to reconciliation} | Sq.Ft. | 131.342 | 49 | Approved
SOUTHWINDS PROJECT LLP (PHASE - III & IV) | OVERHEAD PHASE - III & IV | Housekeeping |  | WO/SP34/OP34/30 | INA TechFM Global Solution Pvt Ltd | Providing Housekeeping | Providing 04 (Four) Nos. Housekeeping Boy @8.5 hr per day for 26/27 days in a month basis, including management fees, from 15-Feb-2024 to 30-April-2024 | Head | 10 | 13767.28 | Approved
SOUTHWINDS PROJECT LLP (PHASE - III & IV) | COMMON INFRASTRUCTURE - PHASE III & IV | Boundary Wall |  | WO/SP34/CI34/55 | Manju Furniture | Charges for supplying & fixing of GI double twisted barbed wire fencing at Balance boundary wall for Phase- 3 | "Charges of Fencing work for Phase-III with ""I"" shaped angle iron post (50 x 50 x 6 mm - Length-750 mm / nos-Total no approx.- 122 nos ) placed at required distance ( 3 mtr to 3.5 mtr interval or as directed by the EIC as per site condition) embedded in RCC columns of existing boundary wall, last but one end post and corner post shall be strutted on both sides and end post on one side only, using GI Double twisted type barbed wire ( 12 SWG ) , between the two posts fitted and fixed with at least 5 nos horizontal GI Double twisted type barbed wire ( 12 SWG ), G.I Staples, turn buckles etc. all complete.The rate is inclusive of all materials, red oxide primer applying on angel , labour, scaffolding, if required while fixing the wire or embedding the post , dismantling of top of boundary wall where angle to be embedded etc. all except Cement for embedding of angles. Cement would be supplied by the Employer free of cost but subjected to reconciliation. " | RMT | 138 | 210 | Approved
SOUTHWINDS PROJECT LLP (PHASE - III & IV) | COMMON INFRASTRUCTURE - PHASE III & IV | Boundary Wall |  | WO/SP34/CI34/55 | Manju Furniture | Transportation Charges | Transportation Charges for Supply of Materials | Lump Sum | 1 | 1000 | Approved
SOUTHWINDS PROJECT LLP (PHASE - III & IV) | COMMON INFRASTRUCTURE - PHASE III & IV | Boundary Wall |  | WO/SP34/CI34/55 | Manju Furniture | Loading Unloading | Charges for Loading Unloading and hire charges for machinery as per direction of EIC | Lump Sum | 1 | 1216 | Approved
SOUTHWINDS PROJECT LLP (PHASE - III & IV) | MEP PHASE - IV | Sewage Treatment Plant | Electro Mechanical | WO/SP34/MW4/37 | M.A. ENTERPRISE | Fixing of 150 mm x 50 mm Perforated Type Cable Tray | Fixing of 150 mm x 50 mm Perforated Type Cable Tray including necessary supports & anchor fasteners, M.S Supports for Wall Support & Anchor Fasteners/ Tie rods for Celling Support. As per drawing and direction of Engineer-in-charge. | RMT | 45 | 160 | Approved
SOUTHWINDS PROJECT LLP (PHASE - III & IV) | MEP PHASE - IV | Sewage Treatment Plant | Electro Mechanical | WO/SP34/MW4/37 | M.A. ENTERPRISE | Receiving & Laying of Copper Armoured A2XFY cable | Receiving & Laying of following size 1.1 KV grade PVC / XLPE insulated and sheathed power cable on Surface, existing trench / pipe / conduit etc. including supply of GI saddle,clamp, screw etc as required to complete in all respect. As per drawing and direction of Engineer-in-charge. |  | 0 | 0 | Approved
SOUTHWINDS PROJECT LLP (PHASE - III & IV) | MEP PHASE - IV | Sewage Treatment Plant | Electro Mechanical | WO/SP34/MW4/37 | M.A. ENTERPRISE | 4/3 Core 1.5 Sqmm Copper Armoured A2XFY cable | 4/3 Core 1.5 Sqmm Copper Armoured A2XFY cable | RMT | 50 | 14 | Approved
SOUTHWINDS PROJECT LLP (PHASE - III & IV) | MEP PHASE - IV | Sewage Treatment Plant | Electro Mechanical | WO/SP34/MW4/37 | M.A. ENTERPRISE | 4 Core 6.0 Sqmm Copper Armoured A2XFY cable | 4 Core 6.0 Sqmm Copper Armoured A2XFY cable | RMT | 30 | 25 | Approved
SOUTHWINDS PROJECT LLP (PHASE - III & IV) | MEP PHASE - IV | Sewage Treatment Plant | Electro Mechanical | WO/SP34/MW4/37 | M.A. ENTERPRISE | 4 Core 2.5 Sqmm Copper Armoured A2XFY cable | 4 Core 2.5 Sqmm Copper Armoured A2XFY cable | RMT | 90 | 14 | Approved
SOUTHWINDS PROJECT LLP (PHASE - III & IV) | MEP PHASE - IV | Sewage Treatment Plant | Electro Mechanical | WO/SP34/MW4/37 | M.A. ENTERPRISE | Supply & Making end termination with DC brass compression gland and aluminium crimping type lugs of Copper Armoured cable | Supply & Making end termination with DC brass compression gland and aluminium crimping type lugs of following size XLPE/PVC insulated & sheathedAL/CU conductor cable complete as required to complete in all respect. Extra holes made in gland plate to be closed. As per drawing and direction of Engineer-in-charge. |  | 0 | 0 | Approved
SOUTHWINDS PROJECT LLP (PHASE - III & IV) | MEP PHASE - IV | Sewage Treatment Plant | Electro Mechanical | WO/SP34/MW4/37 | M.A. ENTERPRISE | 4C x 2.5 sq.mm. Copper Armoured cable | 4C x 2.5 sq.mm. Copper Armoured cable | RMT | 8 | 130 | Approved
SOUTHWINDS PROJECT LLP (PHASE - III & IV) | MEP PHASE - IV | Sewage Treatment Plant | Electro Mechanical | WO/SP34/MW4/37 | M.A. ENTERPRISE | 4C x 6.0 sq.mm. copper Armoured cable | 4C x 6.0 sq.mm. copper Armoured cable | RMT | 2 | 160 | Approved
SOUTHWINDS PROJECT LLP (PHASE - III & IV) | MEP PHASE - IV | Sewage Treatment Plant | Electro Mechanical | WO/SP34/MW4/37 | M.A. ENTERPRISE | 4 C x 95.0 sq.mm. Aluminium Armoured cable | 4 C x 95.0 sq.mm. Aluminium Armoured cable | RMT | 4 | 310 | Approved
SOUTHWINDS PROJECT LLP (PHASE - III & IV) | MEP PHASE - IV | Sewage Treatment Plant | Electro Mechanical | WO/SP34/MW4/37 | M.A. ENTERPRISE | Installation, Testing , Commissioning of 8 way VTPN DB | Installation, Testing , Commissioning of 8 way VTPN DB 415 V, on surface / recess, complete with tinned copper bus bar, neutral bus bar, earth bar, din bar etc as required to complete in all respect. As per drawing and direction of Engineer-in-charge. | Nos | 1 | 800 | Approved
SOUTHWINDS PROJECT LLP (PHASE - III & IV) | MEP PHASE - IV | Sewage Treatment Plant | Electro Mechanical | WO/SP34/MW4/37 | M.A. ENTERPRISE | Supply & Installation of G.I. pipe | Supply & Installation of G.I. pipe type earth station complete with supply of 50mm dia 3 mtrs. Long G.I. pipe, salt charcoal, watering chamber and pipe and all other materials as per enclosed drawing and IS 3043. Construction of pit chamber including supply of Sand, Bricks, Stonechips etc ( Cement Supplied by Client). As per drawing and direction of Engineer-in-charge. | Nos | 2 | 4400 | Approved
SOUTHWINDS PROJECT LLP (PHASE - III & IV) | MEP PHASE - IV | Sewage Treatment Plant | Electro Mechanical | WO/SP34/MW4/37 | M.A. ENTERPRISE | Supply & Fixing of 25 X 6 MM GI strip | Supply & Fixing of 25 X 6 MM GI strip from earth pit to main distribution panel earth bus including G.I. bar saddles located at a distance not less than 600mm from each other and all hardwares. As per drawing and direction of Engineer-in-charge. | RMT | 100 | 130 | Approved
SOUTHWINDS PROJECT LLP (PHASE - III & IV) | MEP PHASE - IV | Sewage Treatment Plant | Electro Mechanical | WO/SP34/MW4/37 | M.A. ENTERPRISE | Supply & Fixing of 8 swg. GI wire | Supply & Fixing of 8 swg. GI wire from earth bar to panels including G.I. bar saddles and all hardwares. As per drawing and direction of Engineer-in-charge. | RMT | 50 | 21 | Approved
Primarc Chambers | OVERHEAD | Pest Control |  | WO/PCH/PC05/9 | Secura Infra Services Pvt. Ltd. | Mosquito Control Treatment | Mosquito Control Treatment-(Work Period- Feb' 2024-March 2024) | Months | 0 | 0 | Amended & Approved
Primarc Chambers | OVERHEAD | Pest Control |  | WO/PCH/PC05/9 | Secura Infra Services Pvt. Ltd. | Mosquito Control Treatment | Mosquito Control treatment at Site Premises: I. Larvae Control Treatment Spraying Chemical (Temiphos/Sumilarv) 3 times in Month. II. Adult Mosquito Control Treatment a. Spraying Chemical (CyphenothrinMalathion) 15 times in Month. b. Smoke Fogging (Cyphenothrin 5% EC/Deltamethrin 1.25% ULV) 15 times in Month at Project premises (Security Post, Marketing office, Site office, Store, Contractor office, Labour Hutment area & other necessary area at site where may be applicable) as per direction of Engineer in Charge | Months | 2 | 10500 | Approved
Primarc Chambers | OVERHEAD | Pest Control |  | WO/PCH/PC05/9 | Secura Infra Services Pvt. Ltd. | Labour Hutment | Mosquito Control treatment at Labour Hutment: I. Adult Mosquito Control Treatment a. Spraying Chemical (Landa-Cyhalothrin) 2 times in Month. at Labour Hutment as per direction of Engineer in Charge | Months | 2 | 1800 | Approved
SOUTHWINDS PROJECT LLP (PHASE - III & IV) | FINISHING PHASE - IV | Flooring Work |  | WO/SP34/FW4/22 | JYOTI TILES LLP | Flooring Work at Block 15 | Flooring Work at Block 15 |  | 0 | 0 | Amended & Approved
SOUTHWINDS PROJECT LLP (PHASE - III & IV) | FINISHING PHASE - IV | Flooring Work |  | WO/SP34/FW4/22 | JYOTI TILES LLP | Floor Vitrified Tiles at Bed Room, Living-Dinning Room | Providing & Fixing Charges for Floor Vitrified Tiles at Bed Room, Living-Dinning Room for all levels over a bed of 35-45 mm thick cement mortar (1:4) , joints filled with white cement grout pigmented to match after acid washing including all finishing & Cleaning as per drawing and direction of Engineer-In-Charge. Tiles, Cement will be supplied by Client. | Sq.Ft. | 53970.21 | 32.8 | Approved
SOUTHWINDS PROJECT LLP (PHASE - III & IV) | FINISHING PHASE - IV | Flooring Work |  | WO/SP34/FW4/22 | JYOTI TILES LLP | Floor Vitrified Tiles at Balcony | Providing & Fixing Charges for Floor Vitrified Tiles at Balcony for all levels over a bed of 35-45 mm thick cement mortar (1:4) , joints filled with polymer based grout pigmented to match after acid washing including all finishing & Cleaning as per drawing and direction of Engineer-In-Charge. Tiles, Cement will be supplied by Client. | Sq.Ft. | 3246.29 | 33.3 | Approved
SOUTHWINDS PROJECT LLP (PHASE - III & IV) | FINISHING PHASE - IV | Flooring Work |  | WO/SP34/FW4/22 | JYOTI TILES LLP | Skirting/Windowsill of Bed Room, Living-Dinning Room | Providing & Fixing Charges for Tiles (Vitrified/Antiskid) at Skirting/Windowsill of Bed Room, Living-Dinning Room for all levels over a bed of 35-45 mm thick cement mortar (1:4) , joints filled with white cement grout pigmented to match after acid washing including all finishing & Cleaning as per drawing and direction of Engineer-In-Charge. Tiles , Cement will be supplied by Client. | Rft | 15957.16 | 27.25 | Approved
SOUTHWINDS PROJECT LLP (PHASE - III & IV) | FINISHING PHASE - IV | Flooring Work |  | WO/SP34/FW4/22 | JYOTI TILES LLP | Skirting/Windowsill of Balcony & Kitchen | Providing & Fixing Charges for Tiles (Vitrified/Antiskid) at Skirting/Windowsill of Balcony & Kitchen for all levels over a bed of 35-45 mm thick cement mortar (1:4) , joints filled with polymer based grout pigmented to match after acid washing including all finishing & Cleaning as per drawing and direction of Engineer-In-Charge. Tiles , Cement will be supplied by Client. | Rft | 4366.74 | 27.25 | Approved
SOUTHWINDS PROJECT LLP (PHASE - III & IV) | FINISHING PHASE - IV | Flooring Work |  | WO/SP34/FW4/22 | JYOTI TILES LLP | Toilet and Kitchen Floor | Providing & Fixing Charges for Floor (Vitrified/Antiskid) Tiles at Toilet and Kitchen for all levels over a bed of 35-45 mm thick cement mortar (1:4) , joints filled with Polymer based grout pigmented to match after acid washing including all finishing & Cleaning as per drawing and direction of Engineer-In-Charge. Tiles , Cement will be supplied by Client. | Sq.Ft. | 12007.59 | 33.3 | Approved
SOUTHWINDS PROJECT LLP (PHASE - III & IV) | FINISHING PHASE - IV | Flooring Work |  | WO/SP34/FW4/22 | JYOTI TILES LLP | Toilet and Kitchen Wall/Dado | Providing & Fixing Charges for (Vitrified/Antiskid) Tiles at Toilet and Kitchen Wall/Dado for all levels over a bed of35-45 mm thick cement mortar (1:6) , joints filled with Polymer based grout pigmented to match after acid washing including all finishing & Cleaning as per drawing and direction of Engineer-In-Charge. Tiles, Cement will be supplied by Client. | Sq.Ft. | 36208.55 | 34.5 | Approved
SOUTHWINDS PROJECT LLP (PHASE - III & IV) | FINISHING PHASE - IV | Flooring Work |  | WO/SP34/FW4/22 | JYOTI TILES LLP | Granite Slab on Counter Top | Providing & Fixing Charges for Fixing of Granite Slab on Counter Top as per showing in the drawing & joints filled with Polymer based grout pigmented to match including TINEX,ARALDITE,OXIDE,PUTTY all finishing & Cleaning as per drawing and direction of Engineer-In-Charge. Granite Slab , Cement will be supplied by Client. | Sq.Ft. | 2254.81 | 54 | Approved
SOUTHWINDS PROJECT LLP (PHASE - III & IV) | FINISHING PHASE - IV | Flooring Work |  | WO/SP34/FW4/22 | JYOTI TILES LLP | Moulding & Polishing of Counter(s) | Labour Charges for Moulding & Polishing of Counter(s) for all levels as per drawing and direction of Engineer-In-Charge | Rft | 915.94 | 33 | Approved
SOUTHWINDS PROJECT LLP (PHASE - III & IV) | FINISHING PHASE - IV | Flooring Work |  | WO/SP34/FW4/22 | JYOTI TILES LLP | Granite Patty/Facia | "Fixing of Kitchen counter Granite Patty/Facia" Providing & Fixing Charges of Granite Patty at Kitchen Counter Over a bed of 35-40 mm thick cement mortar(1:4),joints filled with Polymer based grout pigmented to match after acid washing including all finishing & cleaning as per Cleaning as per drawing and direction of Engineer-In-Charge.{Granite,Cement will be supplied by Client} | Rft | 1420.9 | 50 | Approved
SOUTHWINDS PROJECT LLP (PHASE - III & IV) | FINISHING PHASE - IV | Flooring Work |  | WO/SP34/FW4/22 | JYOTI TILES LLP | Black Stone for support & partition | "Fixing of Black stone at support & partition of Granite counter" Providing & Fixing charges for of Fixing of Black Stone for support & partition of Granite Counter Top at Kitchen including skirting at partition wall and brick wall cutting for groove making for all levels as per drawing and direction of Engineer-In-Charge.{Black stone,cement will be supplied by Client} | Sq.Ft. | 4251.57 | 43 | Approved
SOUTHWINDS PROJECT LLP (PHASE - III & IV) | FINISHING PHASE - IV | Flooring Work |  | WO/SP34/FW4/22 | JYOTI TILES LLP | V-Groove making of at Wall Tiles (Typ Floor) | Labour Charges of V-Groove making of at Wall Tiles (Typ Floor) for all levels as per drawing and direction of Engineer-In-Charge. | Rft | 3936.04 | 15 | Approved
SOUTHWINDS PROJECT LLP (PHASE - III & IV) | FINISHING PHASE - IV | Flooring Work |  | WO/SP34/FW4/22 | JYOTI TILES LLP | Floor Vitrified Tiles at lobby area | Providing & Fixing Charges for Fixing of Floor Vitrified Tiles at lobby area for all levels over a bed of 35-45 mm thick cement mortar (1:4) , joints filled with white cement grout pigmented to match after acid washing including all finishing & Cleaning as per drawing and direction of Engineer-In-Charge. Tiles , Cement will be supplied by Client. | Sq.Ft. | 9038.54 | 32.8 | Approved
SOUTHWINDS PROJECT LLP (PHASE - III & IV) | FINISHING PHASE - IV | Flooring Work |  | WO/SP34/FW4/22 | JYOTI TILES LLP | Floor Vitrified Tiles at Skirting of lobby area | Providing & Fixing Charges of Floor Vitrified Tiles at Skirting of lobby area for all levels over a bed of 35-45 mm thick cement mortar (1:4) , joints filled with white cement grout pigmented to match after acid washing including all finishing & Cleaning as per drawing and direction of Engineer-In-Charge. Tiles, Cement will be supplied by Client. | Rft | 2666.25 | 27.25 | Approved
SOUTHWINDS PROJECT LLP (PHASE - III & IV) | FINISHING PHASE - IV | Flooring Work |  | WO/SP34/FW4/22 | JYOTI TILES LLP | Chipping work in floor | Labour Charges for Chipping work in floor for fixing of Tiles, Marble and Granite at all levels as per drawing and direction of Engineer-In-Charge. | Sq.Ft. | 71249.36 | 1.75 | Approved
SOUTHWINDS PROJECT LLP (PHASE - III & IV) | FINISHING PHASE - IV | Flooring Work |  | WO/SP34/FW4/22 | JYOTI TILES LLP | Sink Cutting at kitchen & Gas Hole Cutting at Kitchen Slab | "Sink Cutting at kitchen & Gas Hole Cutting at Kitchen Slab" Charges for Sink & Gas Hole Cutting Granite counter Top as per Drawing & Direction of EIC. | Nos | 89 | 375 | Approved
SOUTHWINDS PROJECT LLP (PHASE - III & IV) | FINISHING PHASE - IV | Flooring Work |  | WO/SP34/FW4/22 | JYOTI TILES LLP | Screed Conc.At Toilet,Kitchen & Balcony( | "Screed Conc.At Toilet,Kitchen & Balcony(50mm-60mm)" Providing and Fixing charges for Laying of 1:3:6 rough casting over the waterproofing coating,thickness varies from 50mm to 60mm on the floor of Toilet,Kitchen,Balcony at all levels including curing in all respect,all lead and lift of the material as per drawing and direction of Engineer-In-Charge. {Cement will be supplied by client,but subjected to reconciliation} | Sq.Ft. | 12887.92 | 44.5 | Approved
SOUTHWINDS PROJECT LLP (PHASE - III & IV) | FINISHING PHASE - IV | Flooring Work |  | WO/SP34/FW4/22 | JYOTI TILES LLP | Tiles at Stair Tread & Landing | "Fixing Tiles at Stair Tread & Landing" Providing & Fixing Charges for of Floor Tiles at Tread & Landing Portion of Stair and Fire Slab for all levels over a bed of 35-45 mm thick cement mortar(1:4),joints filled with polymer based grout pigmented to match after acid washing including all finishing & cleaning as per drawing and direction of Engineer-In-Charge.{Tiles ,Cement will be Supplied by Client} | Sq.Ft. | 0 | 32.8 | Approved
SOUTHWINDS PROJECT LLP (PHASE - III & IV) | FINISHING PHASE - IV | Flooring Work |  | WO/SP34/FW4/22 | JYOTI TILES LLP | Stair riser & skirting | Fixing Tiles at Stair riser & skirting" Providing & Fixing Charges for of Floor Tiles at Riser & Skirting Portion of Stair and Fire Slab for all levels over a bed of 35-45 mm thick cement mortar(1:4),joints filled with polymer based grout pigmented to match after acid washing including all finishing & cleaning as per drawing and direction of Engineer-In-Charge.{Tiles ,Cement will be Supplied by Client} | Rft | 0 | 27.25 | Approved
SOUTHWINDS PROJECT LLP (PHASE - III & IV) | FINISHING PHASE - IV | Flooring Work |  | WO/SP34/FW4/22 | JYOTI TILES LLP | Tiles at Lift Facia(Typ Floor) | "Fixing of Tiles at Lift Facia(Typ Floor)" Providing & Fixing Charges of Tiles at Lift Facia for all levels over a bed of 25-45 mm thick cement mortar(1:4),after acid washing including all finishing & Cleaning,and groove making 4mm(W) x 10mm(D) and applying and filling with polymer based grout upto 5mm and balance 5mm by Cement grout in Lift Facia as per drawing and direction of Engineer-In-Charge.{Tiles,Cement will be supplied by Client-Typical Floor} | Sq.Ft. | 1999.32 | 48 | Approved
SOUTHWINDS PROJECT LLP (PHASE - III & IV) | FINISHING PHASE - IV | Flooring Work |  | WO/SP34/FW4/22 | JYOTI TILES LLP | Granite at Lift Facia - 35-45 mm thick cement mortar (1:4) | Providing & Fixing Charges of Granite at Lift Facia, for all levels over a bed of 35-45 mm thick cement mortar (1:4) , joints filled with polymer based grout pigmented to match after acid washing including all finishing & Cleaning as per drawing and direction of Engineer-In-Charge. Granite, Cement will be supplied by Client.-Typical Floor | Sq.Ft. | 0 | 55 | Approved
SOUTHWINDS PROJECT LLP (PHASE - III & IV) | FINISHING PHASE - IV | Flooring Work |  | WO/SP34/FW4/22 | JYOTI TILES LLP | Granite at Lift Facia - 25-45 mm thick cement mortar (1:4) | Providing & Fixing Charges of Granite at Lift Facia for all levels over a bed of 25-45 mm thick cement mortar (1:4) , joints filled with polymer based grout pigmented to match after acid washing including all finishing & Cleaning ,as per drawing and direction of Engineer-In-Charge. Tiles, Cement will be supplied by Client.-Ground Floor | Rft | 1137.41 | 45 | Approved
SOUTHWINDS PROJECT LLP (PHASE - III & IV) | FINISHING PHASE - IV | Flooring Work |  | WO/SP34/FW4/22 | JYOTI TILES LLP | Moulding & Polishing of Lift facia | Labour Charges for Moulding & Polishing of Lift facia for all levels as per drawing and direction of Engineer-In-Charge | Rft | 908.04 | 33 | Approved
SOUTHWINDS PROJECT LLP (PHASE - III & IV) | FINISHING PHASE - IV | Flooring Work |  | WO/SP34/FW4/22 | JYOTI TILES LLP | Floor Vitrified Tiles at Ground Floor Lobby | Providing & Fixing Charges for of Floor Vitrified Tiles at Ground Floor Lobby over a bed of 35-45 mm thick cement mortar (1:4) , joints filled with polymer based grout pigmented to match after acid washing including all finishing & Cleaning as per drawing and direction of Engineer-In-Charge. Tiles, Cement will be supplied by Client. | Sq.Ft. | 485.25 | 32.8 | Approved
SOUTHWINDS PROJECT LLP (PHASE - III & IV) | FINISHING PHASE - IV | Flooring Work |  | WO/SP34/FW4/22 | JYOTI TILES LLP | Vitrified Tiles at Ground Floor Lobby Wall/Dado | Providing & Fixing Charges for of Vitrified Tiles at Ground Floor Lobby Wall/Dado over a bed of 35-45 mm thick cement mortar (1:4) , joints filled with polymer based grout pigmented to match after acid washing including all finishing & Cleaning as per drawing and direction of Engineer-In-Charge. Tiles, Cement will be supplied by Client. | Sq.Ft. | 1189.98 | 34 | Approved
SOUTHWINDS PROJECT LLP (PHASE - III & IV) | FINISHING PHASE - IV | Flooring Work |  | WO/SP34/FW4/22 | JYOTI TILES LLP | Planter Box - Wall Portion of Planter | "Fixing Tiles at "Planter Box" Providing & Fixing Charges for of Floor Tiles at Wall Portion of Planter for Gr Floor over a bed of 35-45 mm thick cement mortar(1:4),joints filled with polymer based grout pigmented to match after acid washing including all finishing & cleaning as per drawing and direction of Engineer-In-Charge.{Tiles ,Cement will be Supplied by Client} | Sq.Ft. | 0 | 33 | Approved
SOUTHWINDS PROJECT LLP (PHASE - III & IV) | FINISHING PHASE - IV | Flooring Work |  | WO/SP34/FW4/22 | JYOTI TILES LLP | Planter Box - Tops & sides Portion of Planter | "Fixing Tiles at "Planter Box" Providing & Fixing Charges for of Floor Tiles at Tops & sides Portion of Planter for Gr Floor over a bed of 35-45 mm thick cement mortar(1:4),joints filled with polymer based grout pigmented to match after acid washing including all finishing & cleaning as per drawing and direction of Engineer-In-Charge.{Tiles ,Cement will be Supplied by Client} | Rft | 0 | 27.25 | Approved
SOUTHWINDS PROJECT LLP (PHASE - III & IV) | FINISHING PHASE - IV | Flooring Work |  | WO/SP34/FW4/22 | JYOTI TILES LLP | Granite Floor at Ground Floor Lobby | Providing & Fixing Charges of Granite Floor at Ground Floor Lobby over a bed of 35-45mm thick cement mortar (1:4) , joints filled with polymer based grout pigmented to match after acid washing including all finishing & Cleaning as per drawing and direction of Engineer-In-Charge. Granite Slab , Cement will be supplied by Client. | Sq.Ft. | 227.36 | 53 | Approved
SOUTHWINDS PROJECT LLP (PHASE - III & IV) | FINISHING PHASE - IV | Flooring Work |  | WO/SP34/FW4/22 | JYOTI TILES LLP | Granite Skirting and Top at Ground Floor Lobby | Providing & Fixing Charges of Granite Skirting and Top at Ground Floor Lobby over a bed of 35-45mm thick cement mortar (1:4) , joints filled with polymer based grout pigmented to match after acid washing including all finishing & Cleaning as per drawing and direction of Engineer-In-Charge. Granite Slab , Cement will be supplied by Client | Rft | 141.26 | 50 | Approved
SOUTHWINDS PROJECT LLP (PHASE - III & IV) | FINISHING PHASE - IV | Flooring Work |  | WO/SP34/FW4/22 | JYOTI TILES LLP | Moulding & Polishing of Granite at Ground Floor Lobby | Labour Charges for Moulding & Polishing of Granite at Ground Floor Lobby as per drawing and direction of Engineer-In-Charge | Rft | 51.83 | 33 | Approved
SOUTHWINDS PROJECT LLP (PHASE - III & IV) | FINISHING PHASE - IV | Flooring Work |  | WO/SP34/FW4/22 | JYOTI TILES LLP | Granite Stone with adhesive at inside lift floor | Providing & Fixing Labour charges for Granite Stone with adhesive at inside lift floor…..EIC | Sq.Ft. | 56.25 | 54.5 | Approved
SOUTHWINDS PROJECT LLP (PHASE - III & IV) | FINISHING PHASE - IV | Flooring Work |  | WO/SP34/FW4/22 | JYOTI TILES LLP | Floor Tiles at Car Parking | Providing & Fixing Charges for Floor Tiles at Car Parking for all levels over a bed of 35-45 mm thick cement mortar (1:4) , joints filled with polymer based grout pigmented to match after acid washing including all finishing & Cleaning as per drawing and direction of Engineer-In-Charge. Tiles, Cement will be supplied by Client. | Sq.Ft. | 2693.39 | 32.8 | Approved
SOUTHWINDS PROJECT LLP (PHASE - III & IV) | FINISHING PHASE - IV | Flooring Work |  | WO/SP34/FW4/22 | JYOTI TILES LLP | Tiles at Servant Toilet Floor | Providing & Fixing Charges for Tiles at Servant Toilet Floor for all levels over a bed of 35-45 mm thick cement mortar (1:4) , joints filled with polymer based grout pigmented to match after acid washing including all finishing & Cleaning as per drawing and direction of Engineer-In-Charge. Tiles , Cement will be supplied by Client. | Sq.Ft. | 86.12 | 32.8 | Approved
SOUTHWINDS PROJECT LLP (PHASE - III & IV) | FINISHING PHASE - IV | Flooring Work |  | WO/SP34/FW4/22 | JYOTI TILES LLP | Tiles at Servant Toilet Wall/Dado | Providing & Fixing Charges for Tiles at Servant Toilet Wall/Dado for all levels over a bed of 35-45 mm thick cement mortar (1:6) , joints filled with polymer based grout pigmented to match after acid washing including all finishing & Cleaning as per drawing and direction of Engineer-In-Charge. Tiles, Cement will be supplied by Client. | Sq.Ft. | 234.83 | 34 | Approved
SOUTHWINDS PROJECT LLP (PHASE - III & IV) | FINISHING PHASE - IV | Flooring Work |  | WO/SP34/FW4/22 | JYOTI TILES LLP | V-Groove making of at Wall Tiles (Gr Floor) | Labour Charges of V-Groove making of at Wall Tiles (Gr Floor) for all levels as per drawing and direction of Engineer-In-Charge. | Rft | 77.74 | 15 | Approved
SOUTHWINDS PROJECT LLP (PHASE - III & IV) | FINISHING PHASE - IV | Flooring Work |  | WO/SP34/FW4/22 | JYOTI TILES LLP | Black Stone for Ramp patti | Providing and Labour Charges for fixing of Black Stone for Ramp patti of average over a bed of 35-45mm thick cement mortar (1:4)at Car Parking area and Handicapped Ramp area for all levels as per drawing and direction of Engineer-In-Charge. Black Stone , Cement will be supplied by Client. | Rft | 105.69 | 43 | Approved
SOUTHWINDS PROJECT LLP (PHASE - III & IV) | FINISHING PHASE - IV | Flooring Work |  | WO/SP34/FW4/22 | JYOTI TILES LLP | Granite for Ramp patti | Providing and Labour Charges for fixing of Granite for Ramp patti of average over a bed of 35-45mm thick cement mortar (1:4)at Handicapped Ramp area for all levels as per drawing and direction of Engineer-In-Charge. Black Stone , Cement will be supplied by Client. | Rft | 157.69 | 45 | Approved
SOUTHWINDS PROJECT LLP (PHASE - III & IV) | FINISHING PHASE - IV | Flooring Work |  | WO/SP34/FW4/22 | JYOTI TILES LLP | chamfering & Polishing of Granite for Ramp patti for Handicapped Ramp area | Labour Charges for chamfering & Polishing of Granite for Ramp patti for Handicapped Ramp area as per drawing and direction of Engineer-In-Charge | Rft | 315.38 | 33 | Approved
SOUTHWINDS PROJECT LLP (PHASE - III & IV) | FINISHING PHASE - IV | Flooring Work |  | WO/SP34/FW4/22 | JYOTI TILES LLP | Chipping work in Ground floor | Labour Charges for Chipping work in Ground floor for fixing of Tiles, Marble and Granite for Car parking, Entrance lobby, Gr floor lobby, Ground stair area as per drawing and direction of Engineer-In-Charge. | Sq.Ft. | 3472.88 | 1.75 | Approved
SOUTHWINDS PROJECT LLP (PHASE - III & IV) | FINISHING PHASE - IV | Flooring Work |  | WO/SP34/FW4/22 | JYOTI TILES LLP | V-Groove making at Kitchen granite vertical facia (Typical Floor) | Labour Charges of V-Groove making at Kitchen granite vertical facia (Typical Floor) for all levels as per drawing and direction of Engineer-In-Charge. | Rft | 1317.42 | 25 | Approved
SOUTHWINDS PROJECT LLP (PHASE - III & IV) | FINISHING PHASE - IV | Flooring Work |  | WO/SP34/FW4/22 | JYOTI TILES LLP | SRI Tiles (300x300) at Roof | Fixing Charges for of SRI Tiles (300x300) at Roof floor and over a bed 35-45 mm thick cement mortar (1:4) with 3mm(W) X 8mm (D) groove and filled with polymer based grout pigmented to match after acid washing including all finishing and Cleaning at all levels as per drawing and direction of Engineer-In-Charge. This rates includes Chipping (If required) Tiles, Cement will be supplied by client but subjected to reconciliation. Bl-15 |  | 0 | 0 | Approved
SOUTHWINDS PROJECT LLP (PHASE - III & IV) | FINISHING PHASE - IV | Flooring Work |  | WO/SP34/FW4/22 | JYOTI TILES LLP | Tiles laying | Charges of Tiles laying including the cost of material lifting, acid wash including all finishing and Cleaning at all levels as per drawing and direction of Engineer-In-Charge. | Sq.Ft. | 4516.17 | 33.7 | Approved
SOUTHWINDS PROJECT LLP (PHASE - III & IV) | FINISHING PHASE - IV | Flooring Work |  | WO/SP34/FW4/22 | JYOTI TILES LLP | Skirting | Charges of Skirting including the cost of material lifting, acid wash including all finishing and Cleaning at all levels as per drawing and direction of Engineer-In-Charge. | Rft | 1070.92 | 27.25 | Approved
SOUTHWINDS PROJECT LLP (PHASE - III & IV) | FINISHING PHASE - IV | Flooring Work |  | WO/SP34/FW4/22 | JYOTI TILES LLP | Groove making 3mm (W) X 8mm (D) | Charges for Groove making 3mm (W) X 8mm (D) and filling with polymer based grout ( pigmented) including the cost of material at all level as per drawing & direction of Engineer-In-Charge. Grouting Chemical ( Brand : Kerakoll) Grouting Powder Fugabella 0-5 Porcelana Grouting Admixture : Fugaflex Eco | Rft | 9174.43 | 6.25 | Approved
SOUTHWINDS PROJECT LLP (PHASE - III & IV) | FINISHING PHASE - IV | Flooring Work |  | WO/SP34/FW4/22 | JYOTI TILES LLP | Chipping work in floor and Skirting | Labour Charges for Chipping work in floor and Skirting for fixing of Tiles at Roof as per drawing and direction of Engineer-In-Charge. | Sq.Ft. | 4516.17 | 1.75 | Approved
SOUTHWINDS PROJECT LLP (PHASE - III & IV) | BLOCK PHASE - III | PROFESSIONAL FEES FOR CC (BLK-11&12) |  | WO/SP34/BP34/24 | Primarc Projects Pvt. Ltd. | Professional Fees for Block 11 & 12 Completion Certificate | Professional Fees for Block 11 & 12 Completion Certificate | Lump Sum | 1 | 4500000 | Approved
SOUTHWINDS PROJECT LLP (PHASE - III & IV) | FINISHING PHASE - III | Grill / Steel Work |  | WO/SP34/FW34/40 | PROTECH ENGINEERS | Providing and Fixing for Height Extension of M.S Work at Bl-11 as per B.O.Q & direction of EIC. | Providing and Fixing for Height Extension of M.S. Balcony Railing made with 50x50x3.0 mm thick Hollow Section Handrail and Vertical 25x25x2.6 mm thick as vertical as per drawing including one coat of Epoxy based primer, transporting, lifting to places and erection as per direction of EIC |  | 0 | 0 | Amended & Approved
SOUTHWINDS PROJECT LLP (PHASE - III & IV) | FINISHING PHASE - III | Grill / Steel Work |  | WO/SP34/FW34/40 | PROTECH ENGINEERS | Projected M.S. Balcony Railing Height Extension at Block 11 (G+13) | Projected M.S. Balcony Railing Height Extension at Block 11 (G+13) | Kgs | 978.75 | 106 | Approved
SOUTHWINDS PROJECT LLP (PHASE - III & IV) | FINISHING PHASE - III | Grill / Steel Work |  | WO/SP34/FW34/40 | PROTECH ENGINEERS | Boundary Wall Grill Railing near Block-12 | Boundary Wall Grill Railing near Block-12 | Kgs | 255.675 | 104 | Approved
Primarc Chambers | BLOCK | Mechanical Car Parking |  | WO/PCH/PC01/47 | Park Smart Solutions Limited | Supply, Installation, Testing & Commissioning of Mechanical Car Parking System | Supply, Installation, Testing & Commissioning of Mechanical Car Parking System |  | 0 | 0 | Approved
Primarc Chambers | BLOCK | Mechanical Car Parking |  | WO/PCH/PC01/47 | Park Smart Solutions Limited | MLCP-Type-1 | Entire work for the supply, installation, testing and commissioning of Multilevel Mechanical Car Parking System as per the approved GA Drawing, design, specification and requirements & as per the direction of the EIC. Detailed Specification as per attached Annexure-1. (Rate includes all materials, labours, tools & tackles, machineries and necessary arrangements for the work. Loading, unloading, shifting & lifting of all materials & machineries are in contractor's scope) | Nos. | 67 | 156000 | Approved
Primarc Chambers | BLOCK | Mechanical Car Parking |  | WO/PCH/PC01/47 | Park Smart Solutions Limited | MLCP-Type-2 | Entire work for the supply, installation, testing and commissioning of Multilevel Mechanical Car Parking System as per the approved GA Drawing, design, specification and requirements & as per the direction of the EIC. Detailed Specification as per attached Annexure-1. (Rate includes all materials, labours, tools & tackles, machineries and necessary arrangements for the work. Loading, unloading, shifting & lifting of all materials & machineries are in contractor's scope) | Nos. | 4 | 312000 | Approved
Primarc Chambers | COMMON INFRASTRUCTURE | Civil | Misc Civil Work | WO/PCH/PC04/22 | NEW L. N. CONSTRUCTION | Misc Civil Work-Cable trech / Boundary wall / Security cabin / Entrance Gate / IPS flooring / Equipment Foundation | Misc Civil Work-Cable Trench / Boundary wall / Security cabin / Entrance Gate / IPS flooring / Equipment Foundation |  | 0 | 0 | Approved
Primarc Chambers | COMMON INFRASTRUCTURE | Civil | Misc Civil Work | WO/PCH/PC04/22 | NEW L. N. CONSTRUCTION | EARTH WORK IN EXCAVATION | "EARTH WORK IN EXCAVATION" General earthwork excavation in all types of soil, any kind of backfilled material for levelling & lowering the ground level up to the PCC bottom ( As shown in the drawing ), stacking the excavated earth & disposable material where ever indicated in site, up to a lead of 50m including filling depressions wherever necessary, watering, consolidating, etc. complete. Contractor shall get acquainted with site conditions, nature of soil and adopt suitable adequate dewatering system as deemed fit for the nature of soil, prevailing water table and water collected by runoff or rain to get the surface reasonably dry for laying PCC at the time of execution, provide necessary soring system so that execution will not be hampered or delayed. etc. all finishes & complete including all labours, tools & tackles, machineries & as per the instruction of EIC. (Excavation up to 1.50 Meter from EGL) | Cum. | 279.3 | 200 | Approved
Primarc Chambers | COMMON INFRASTRUCTURE | Civil | Misc Civil Work | WO/PCH/PC04/22 | NEW L. N. CONSTRUCTION | EARTH WORK IN EXCAVATION | "MANNUAL EARTH WORK IN EXCAVATION General earthwork excavation in all types of soil, any kind of backfilled material for levelling & lowering the ground level up to the PCC bottom ( As shown in the drawing ), stacking the excavated earth & disposable material where ever indicated in site, up to a lead of 50m including filling depressions wherever necessary, watering, consolidating, etc. complete. Contractor shall get acquainted with site conditions, nature of soil and adopt suitable adequate dewatering system as deemed fit for the nature of soil, prevailing water table and water collected by runoff or rain to get the surface reasonably dry for laying PCC at the time of execution, provide necessary soring system so that execution will not be hampered or delayed. etc. all finishes & complete including all labours, tools & tackles, machineries & as per the instruction of EIC. (Excavation up to 1.50 Meter from EGL) | Cum. | 0 | 300 | Approved
Primarc Chambers | COMMON INFRASTRUCTURE | Civil | Misc Civil Work | WO/PCH/PC04/22 | NEW L. N. CONSTRUCTION | Back Filling with Excavated Earth | "Filling in foundation ( Up to plinth level ) with selected earth in layers (Height should be as per Specification ) including watering, ramming, consolidation etc. as directed. The rates are inclusive of all labours, tools/tackles, pumps, vibratory roller/earth compactor temporary works, etc. complete [ Measurement should be as per specification. ] Filling with excavated earth available at site." | Cum. | 131.6 | 130 | Approved
Primarc Chambers | COMMON INFRASTRUCTURE | Civil | Misc Civil Work | WO/PCH/PC04/22 | NEW L. N. CONSTRUCTION | BRICK FLAT SOLING | "BRICK FLAT SOLING All charges for SINGLE LAYER BRICK FLAT SOLING including preparation of soil / sand filling bed and filling the joints with available sand / earth, watering etc. complete as per drawing, specification & as directed by E-I-C inclduing all materials, tools & tackles, labours all finishes and complete." | Sq.Mtr. | 124.3 | 440 | Approved
Primarc Chambers | COMMON INFRASTRUCTURE | Civil | Misc Civil Work | WO/PCH/PC04/22 | NEW L. N. CONSTRUCTION | PLAIN CEMENT CONCRETE | "PLAIN CEMENT CONCRETE Providing, mixing and laying in position Plain cement concrete as applicable including necessary manpower, plant, machinary, tools, tackles and whatsoever for placing, spreading, compacting by tamping /mechanical vibrator,, levelling concrete to any depth and for all leads including curing of concrete, supply of all water and necessary piping, dewatering and keeping the area dry to receive the concrete, protecting the newly placed concrete from rain with PVC sheets, as per the instructions of the Engineer, clearing the area of debris, any other ancillary works related to this activity etc complete to the satisfaction of the Engineer. The rate shall also include for all centering, shuttering required to complete the work as per the instruction and satisfaction of Engineer. [Measurement should be as per specification. ] CEMENT WILL BE SUPPLIED BY CLIENT " | Cum. | 30.28 | 6350 | Approved
Primarc Chambers | COMMON INFRASTRUCTURE | Civil | Misc Civil Work | WO/PCH/PC04/22 | NEW L. N. CONSTRUCTION | "REINFORCED CEMENT CONCRETE. (AT GFL.)" | "REINFORCED CEMENT CONCRETE. Providing, mixing and laying in position Cement Concrete of appropriate grade to all type of R .C.C. work with 20 mm down graded machine crushed stone aggregates and coarse sand of approved grade including mixing admixture of any kind with concrete wherever specified for all types of R .C.C. work in foundations, footing, column base, strip foundation, raft, slab, machine foundations, cable trenches. column of all sizes and shapes, all types of beams (plinth beams, tie beam) and all types of slabs (at GFL only), walls etc. The rate shall include for Placing, laying and compacting the concrete of various grades in position at all levels, depths and in all required shapes/profiles/inclinations as per specification/I.S. codes or as directed by the Engineer In Charge. The rate shall also include the cost of necessary labour, plant and machineries, cover block in PVC / cement mortar 1:1, curing pipes / hessian cloth, required water and necessary piping, tools and tackles, making the surface good to receive the finishes, dewatering and keeping the area dry to receive the concrete, making and placing concrete cover blocks of same grade/ PVC Cover blocks, making provision of stand-by vibrators and needles, buttering with cement slurry, removing laitance from surface, providing the construction joints, openings, application of cementitious bonding agents at the construction joints, protecting the newly placed concrete from rain / heat with PVC sheets, marking the date of concreting, collecting concrete samples in cube moulds making necessary arrangements for curing and ponding, clearing the area of debris etc. complete as directed and to the satisfaction by the Engineer In Charge. (Shuttering and reinforcement work will be measured and paid separately). CEMENT WILL BE SUPPLIED BY CLIENT AT GFL LVL. GRADE - M25" | Cum. | 217.27 | 6100 | Approved
Primarc Chambers | COMMON INFRASTRUCTURE | Civil | Misc Civil Work | WO/PCH/PC04/22 | NEW L. N. CONSTRUCTION | Formwork / Shuttering | "Providing, fabricating and fixing of formwork made of plywood 12mm Thk. (weighing not less than 34 kg/m2); wooden batten, steel plates as approved by Engineer in charge for vertical, horizontal or sloping for all R.C.C. works below ground level at all heights up to 4.5m floor to floor , including all leads with necessary supporting arrangement, applying shuttering oil ( Like ' REBOL' from FOSROC or any other approved ) on the form work, keeping the form work in position after concreting for a period as specified in the relevant I .S. Code and removing the form work after expiry of the specified period, complete with all materials, labour, tools & tackles etc. all as per drawing and specification. The form work shall be water tight ( Seal the joints with heavy duty brown self adhesive tape ) and shall be free from warping, denting and unevenness. The rates shall include cost of forming champers, copings, drip moulds, rounding's, grooves, cut outs, opening, corbels, arches etc. and fixing of pipe sleeves, insert plates, rung ladders, manhole covers for water reservoirs etc as shown in the drawings. [ Measurement shall be as per specification ] (Pipe Sleeves, insert plates, rung ladders, manhole covers will be supplied by client) a) Cleaning concrete from the formwork after removal. b) Proper care during de-shuttering to avoid any damage to existing facilities. FORM & SHUTTERING AT GFL" | Sq.Mtr. | 1123.28 | 420 | Approved
Primarc Chambers | COMMON INFRASTRUCTURE | Civil | Misc Civil Work | WO/PCH/PC04/22 | NEW L. N. CONSTRUCTION | REINFORCEMENT WORK - AT GFL | unloading, handling, storing and hoisting into place at all levels and then straightening, cutting to length, bending hooked ends, binding in position of reinforcement bars to shape and size as detailed in drawing and approved bar bending schedules, including welding wherever necessary as per drawing in all kinds of works at all heights & depths as specified including approved cover blocks spaces and binding wire of 18 gauge, annealed wire hooks if required and such other works that are required to make it complete as per drawing. No payment to be made for Rolling Merging. Laps, chairs and spacers will be measured and counted in pour cards and paid in addition to the quantities in BBS. REINFORCEMENT WILL BE SUPPLIED BY CLIENT AT GFL " | MT | 16.62 | 7280 | Approved
Primarc Chambers | COMMON INFRASTRUCTURE | Civil | Misc Civil Work | WO/PCH/PC04/22 | NEW L. N. CONSTRUCTION | 200/250TH BRICK WORK WITH FLYASH BRICKS-AT GFL | "all charges for constructing 190/200/230/250mm thk. brick masonry in cm 1:6 at all levels with flyash bricks of required sizes as per manufacturer's guidance complete in all respect and for all levels including v- groove jointing on both faces, as per drawing and as specified in relevant is codes, necessary curing, scaffolding, staging, all leads and lifts from any point to any point inside the site in all structures such as walls / pillars / stub / supports / drains etc including cleaning of accumulated debris as per drawing and specifications and as directed by the project manager. (cement will be supplied by client on reconciliation basis) at gfl" | Cum. | 16.9 | 7144 | Approved
Primarc Chambers | COMMON INFRASTRUCTURE | Civil | Misc Civil Work | WO/PCH/PC04/22 | NEW L. N. CONSTRUCTION | 90/100/125TH BRICK WORK WITH FLYASH BRICKS | "all charges for constructing 125mm thk. brick masonry in cm 1:4 at ground floor levels with flyash bricks of required sizes as per manufacturer's guidance complete in all respect and for all levels including v- groove jointing on both faces, providing & fixing of hb net at every 3rd layer, as per drawing and as specified in relevant is codes, necessary curing, scaffolding, staging, all leads and lifts from any point to any point inside the site in all structures such as walls / pillars / stub / supports / drains etc including cleaning of accumulated debris as per drawing and specifications and as directed by the project manager. (cement will be supplied by client on reconciliation basis) at gfl" | Sq.Mtr. | 133.65 | 834 | Approved
Primarc Chambers | COMMON INFRASTRUCTURE | Civil | Misc Civil Work | WO/PCH/PC04/22 | NEW L. N. CONSTRUCTION | INTERNAL WALL PLASTER | "internal wall plaster all charges for providing & applying internal plaster using cm (1:6) of average 12mm thick to all internal wall surfaces with cement and sand mortar including necessary scaffolding, rounding off or chamfering corners putting wire / fibre mesh 6 to 8 inches wide at every flush joint of brickwork and concrete as directed and raking out joints & roughening of concrete surface( including chipping and cutting of bulged concrete if any), including throating, nosing , curing, chipping of excess mortar fromfloor, cleaning of debris etc.complete as per the drawings and specifications / as directed by the project manager and mending the junction of skirting good after the skirting is fixed or finished by the flooring contractor. cement will be supplied by client at gfl" | Sq.Mtr. | 109.24 | 195 | Approved
Primarc Chambers | COMMON INFRASTRUCTURE | Civil | Misc Civil Work | WO/PCH/PC04/22 | NEW L. N. CONSTRUCTION | EXTERNAL WALL PLASTER | "external wall plaster all charges for providing & applying external plaster using cm (1:6) of average 15mm thick to all external wall surfaces with cement and sand mortar mixing with integral water proofing compound & polyester fibre (recron 3s) in recomended proportion with cement including necessary scaffolding, rounding off or chamfering corners putting wire / fibre mesh 6 to 8 inches wide at every flush joint of brickwork and concrete as directed and raking out joints & roughening of concrete surface( including chipping and cutting of bulged concrete if any), including throating, nosing , curing, chipping of excess mortar fromfloor, cleaning of debris etc.complete as per the drawings and specifications / as directed by the project manager and mending the junction of skirting good after the skirting is fixed or finished by the flooring contractor. cement, integral waterproofing compound & polyester fibre will be supplied by client. at gfl" | Sq.Mtr. | 423.5 | 250 | Approved
Primarc Chambers | COMMON INFRASTRUCTURE | Civil | Misc Civil Work | WO/PCH/PC04/22 | NEW L. N. CONSTRUCTION | 65MM THICK IPS FLOORING AT ALL LEVELS | "avg 65mm thick ips flooring at all levels all charges for providing & laying ips floor with cement concrete of mix 1:2:4 in average 65mm thickness (with a minimum of 40mm at the drain-out locations) at all levels in panels not more than 3500 x 3500 mm with one layer of chicken wire mesh, with mixing of sika chapdur (qty as per recomendation) including of all materials, labours, preparation of surface, cleaning and maintaning proper slope , necessary finishing ( as per requirement ), curing, tool & tackles etc. all necessary work complete in all respect as per drawing and direction of e-i-c. (only cement & sika chapdur will be supplied by client free of cost on reconciliation basis)" | Sq.Mtr. | 2360.75 | 610 | Approved
Primarc Chambers | COMMON INFRASTRUCTURE | Civil | Misc Civil Work | WO/PCH/PC04/22 | NEW L. N. CONSTRUCTION | 50MM THICK IPS FLOORING | "50mm thick ips flooring at service room all charges for providing & laying ips floor with cement concrete of mix 1:2:4 in average 65mm thickness (with a minimum of 40mm at the drain-out locations) at all levels in panels not more than 3500 x 3500 mm with one layer of chicken wire mesh, with mixing of sika chapdur (qty as per recomendation) including of all materials, labours, preparation of surface, cleaning and maintaning proper slope , necessary finishing ( as per requirement ), curing, tool & tackles etc. all necessary work complete in all respect as per drawing and direction of e-i-c. (only cement & sika chapdur will be supplied by client free of cost on reconciliation basis)" | Sq.Mtr. | 103.9 | 465 | Approved
Primarc Chambers | COMMON INFRASTRUCTURE | Civil | Misc Civil Work | WO/PCH/PC04/22 | NEW L. N. CONSTRUCTION | IPS STRIP 150mm X 65mm IN RAMP | "150 x 65mm ips strip in ramp flooring at all levels all charges for providing & laying ips floor with cement concrete of mix 1:2:4 in average 65mm thickness at all levels in strips of 150mm width, with mixing of sika chapdur (qty as per recomendation) including of all materials, labours, preparation of surface, cleaning and maintaning proper slope , necessary finishing ( as per requirement ), curing, tool & tackles etc. all necessary work complete in all respect as per drawing and direction of e-i-c. (only cement & sika chapdur will be supplied by client free of cost on reconciliation basis) " | RMT | 7508.2 | 140 | Approved
SOUTHWINDS PROJECT LLP (PHASE - III & IV) | PRE-CONSTRUCTION PHASE - III & IV | Fire Fighting |  | WO/SP34/PC34/58 | FIRESAFE SAFETY ENTERPRISES | Fire Extinguisher re-filling Work as per BOQ and direction of EIC. | Fire Extinguisher re-filling Work as per BOQ and direction of EIC. |  | 0 | 0 | Approved
SOUTHWINDS PROJECT LLP (PHASE - III & IV) | PRE-CONSTRUCTION PHASE - III & IV | Fire Fighting |  | WO/SP34/PC34/58 | FIRESAFE SAFETY ENTERPRISES | ABC type Fire Extinguisher | Charges for refilling of ABC type Fire Extinguisher capacity: 06 Kg. | Nos | 36 | 320 | Approved
SOUTHWINDS PROJECT LLP (PHASE - III & IV) | PRE-CONSTRUCTION PHASE - III & IV | Fire Fighting |  | WO/SP34/PC34/58 | FIRESAFE SAFETY ENTERPRISES | CO 2 Type Fire Extinguisher | Charges for refilling of CO 2 Type Fire Extinguisher capacity: 4.5 Kg. | Nos | 4 | 320 | Approved
SOUTHWINDS PROJECT LLP (PHASE - III & IV) | PRE-CONSTRUCTION PHASE - III & IV | Fire Fighting |  | WO/SP34/PC34/58 | FIRESAFE SAFETY ENTERPRISES | M.Foam Type Fire Extinguisher | Charges for refilling of M.Foam Type Fire Extinguisher capacity: 09 Kg. | Nos | 4 | 320 | Approved
The Ramdulari | BLOCK | Plumbing/Sanitory | Internal Plumbing | WO/RP/RP02/34 | Bdcon Engineers Pvt. Ltd. | Internal Plumbing Work | Internal Plumbing Work |  | 0 | 0 | Approved
The Ramdulari | BLOCK | Plumbing/Sanitory | Internal Plumbing | WO/RP/RP02/34 | Bdcon Engineers Pvt. Ltd. | Internal Drainage (Soil, Waste, Vent, & Fittings) | Internal Drainage (Soil, Waste, Vent, & Fittings) Supply and Fixing of Silencio PP pipes (DN 110X3.4 PP-MD-ML UNE EN-1451 B SKZ A -676 DIN-4102 B2) for Soil , waste and vent and AC drainage in Shaft Location including all fittings with / without access door of any degree, Single / Double / Equal / Unequal junctions, bends, offsets, Cowls, Collars, Access / door pieces, insertions, rubber washer 3 mm thick, bolts & nuts , GI Holder bats and clamps of approved design and jointing with drip seal joints including cutting holes in Walls & floors and making good the same wherever required. All work to be completed as per the requirement & specification all finishes and complete as per the direction of EIC.- for 50mm dia pipe | RMT | 0 | 752 | Approved
The Ramdulari | BLOCK | Plumbing/Sanitory | Internal Plumbing | WO/RP/RP02/34 | Bdcon Engineers Pvt. Ltd. | Internal Drainage (Soil, Waste, Vent, & Fittings) | Internal Drainage (Soil, Waste, Vent, & Fittings) Supply and Fixing of Silencio PP pipes (DN 110X3.4 PP-MD-ML UNE EN-1451 B SKZ A -676 DIN-4102 B2) for Soil , waste and vent and AC drainage in Shaft Location including all fittings with / without access door of any degree, Single / Double / Equal / Unequal junctions, bends, offsets, Cowls, Collars, Access / door pieces, insertions, rubber washer 3 mm thick, bolts & nuts , GI Holder bats and clamps of approved design and jointing with drip seal joints including cutting holes in Walls & floors and making good the same wherever required. All work to be completed as per the requirement & specification all finishes and complete as per the direction of EIC.- for 75mm dia ASP | RMT | 579 | 1060 | Approved
The Ramdulari | BLOCK | Plumbing/Sanitory | Internal Plumbing | WO/RP/RP02/34 | Bdcon Engineers Pvt. Ltd. | Internal Drainage (Soil, Waste, Vent, & Fittings) | Internal Drainage (Soil, Waste, Vent, & Fittings) Supply and Fixing of Silencio PP pipes (DN 110X3.4 PP-MD-ML UNE EN-1451 B SKZ A -676 DIN-4102 B2) for Soil , waste and vent and AC drainage in Shaft Location including all fittings with / without access door of any degree, Single / Double / Equal / Unequal junctions, bends, offsets, Cowls, Collars, Access / door pieces, insertions, rubber washer 3 mm thick, bolts & nuts , GI Holder bats and clamps of approved design and jointing with drip seal joints including cutting holes in Walls & floors and making good the same wherever required. All work to be completed as per the requirement & specification all finishes and complete as per the direction of EIC.- for 110 dia | RMT | 1514 | 1295 | Approved
The Ramdulari | BLOCK | Plumbing/Sanitory | Internal Plumbing | WO/RP/RP02/34 | Bdcon Engineers Pvt. Ltd. | Internal Drainage (Soil, Waste, Vent, & Fittings) | Internal Drainage (Soil, Waste, Vent, & Fittings) Supply and Fixing of Silencio PP pipes (DN 110X3.4 PP-MD-ML UNE EN-1451 B SKZ A -676 DIN-4102 B2) for Soil , waste and vent and AC drainage in Shaft Location including all fittings with / without access door of any degree, Single / Double / Equal / Unequal junctions, bends, offsets, Cowls, Collars, Access / door pieces, insertions, rubber washer 3 mm thick, bolts & nuts , GI Holder bats and clamps of approved design and jointing with drip seal joints including cutting holes in Walls & floors and making good the same wherever required. All work to be completed as per the requirement & specification all finishes and complete as per the direction of EIC.- for 160mm dia | RMT | 62 | 2150 | Approved
The Ramdulari | BLOCK | Plumbing/Sanitory | Internal Plumbing | WO/RP/RP02/34 | Bdcon Engineers Pvt. Ltd. | Internal Drainage (Soil, Waste, Vent, & Fittings) | Internal Drainage (Soil, Waste, Vent, & Fittings) Supply and Fixing of Silencio PP pipes (DN 110X3.4 PP-MD-ML UNE EN-1451 B SKZ A -676 DIN-4102 B2) for Soil , waste and vent and AC drainage in Shaft Location including all fittings with / without access door of any degree, Single / Double / Equal / Unequal junctions, bends, offsets, Cowls, Collars, Access / door pieces, insertions, rubber washer 3 mm thick, bolts & nuts , GI Holder bats and clamps of approved design and jointing with drip seal joints including cutting holes in Walls & floors and making good the same wherever required. All work to be completed as per the requirement & specification all finishes and complete as per the direction of EIC.- for 200mm dia | RMT | 25 | 2371 | Approved
The Ramdulari | BLOCK | Plumbing/Sanitory | Internal Plumbing | WO/RP/RP02/34 | Bdcon Engineers Pvt. Ltd. | Internal Drainage (Rain Water Pipe & Fittings) | Internal Drainage (Rain Water Pipe & Fittings) Supply and Fixing of Silencio PP pipes (DN 110X3.4 PP-MD-ML UNE EN-1451 B SKZ A -676 DIN-4102 B2) for Rain Water pipe in Shaft Location including all fittings with / without access door of any degree, Single / Double / Equal / Unequal junctions, bends, offsets, Cowls, Collars, Access / door pieces, insertions, rubber washer 3 mm thick, bolts & nuts , GI Holder bats and clamps of approved design and jointing with drip seal joints including cutting holes in Walls & floors and making good the same wherever required. All work to be completed as per the requirement & specification all finishes and complete as per the direction of EIC.- for 75mm dia | RMT | 0 | 1060 | Approved
The Ramdulari | BLOCK | Plumbing/Sanitory | Internal Plumbing | WO/RP/RP02/34 | Bdcon Engineers Pvt. Ltd. | Internal Drainage (Rain Water Pipe & Fittings) | Internal Drainage (Rain Water Pipe & Fittings) Supply and Fixing of Silencio PP pipes (DN 110X3.4 PP-MD-ML UNE EN-1451 B SKZ A -676 DIN-4102 B2) for Rain Water pipe in Shaft Location including all fittings with / without access door of any degree, Single / Double / Equal / Unequal junctions, bends, offsets, Cowls, Collars, Access / door pieces, insertions, rubber washer 3 mm thick, bolts & nuts , GI Holder bats and clamps of approved design and jointing with drip seal joints including cutting holes in Walls & floors and making good the same wherever required. All work to be completed as per the requirement & specification all finishes and complete as per the direction of EIC.- for 110mm dia | RMT | 1250 | 1295 | Approved
The Ramdulari | BLOCK | Plumbing/Sanitory | Internal Plumbing | WO/RP/RP02/34 | Bdcon Engineers Pvt. Ltd. | Internal Drainage (Rain Water Pipe & Fittings) | Internal Drainage (Rain Water Pipe & Fittings) Supply and Fixing of Silencio PP pipes (DN 110X3.4 PP-MD-ML UNE EN-1451 B SKZ A -676 DIN-4102 B2) for Rain Water pipe in Shaft Location including all fittings with / without access door of any degree, Single / Double / Equal / Unequal junctions, bends, offsets, Cowls, Collars, Access / door pieces, insertions, rubber washer 3 mm thick, bolts & nuts , GI Holder bats and clamps of approved design and jointing with drip seal joints including cutting holes in Walls & floors and making good the same wherever required. All work to be completed as per the requirement & specification all finishes and complete as per the direction of EIC.- for 160mm dia | RMT | 50 | 2150 | Approved
The Ramdulari | BLOCK | Plumbing/Sanitory | Internal Plumbing | WO/RP/RP02/34 | Bdcon Engineers Pvt. Ltd. | Internal Drainage (Rain Water Pipe & Fittings) | Internal Drainage (Rain Water Pipe & Fittings) Supply and Fixing of Silencio PP pipes (DN 110X3.4 PP-MD-ML UNE EN-1451 B SKZ A -676 DIN-4102 B2) for Rain Water pipe in Shaft Location including all fittings with / without access door of any degree, Single / Double / Equal / Unequal junctions, bends, offsets, Cowls, Collars, Access / door pieces, insertions, rubber washer 3 mm thick, bolts & nuts , GI Holder bats and clamps of approved design and jointing with drip seal joints including cutting holes in Walls & floors and making good the same wherever required. All work to be completed as per the requirement & specification all finishes and complete as per the direction of EIC.- for 110mm dia for sub soil drain pipe at basement level | RMT | 120 | 1315 | Approved
The Ramdulari | BLOCK | Plumbing/Sanitory | Internal Plumbing | WO/RP/RP02/34 | Bdcon Engineers Pvt. Ltd. | Basin waste line pipe & fittings | Supply and Fixing of PVC (I.S.-4985) 6 Kg. Pipe and fittings for 32mm dia Basin waste line laying at floor with cutting the chase, fixing the pipe at trap point and mending good the floor with cement mortar, All work to be completed as per the requirement & specification all finishes and complete as per the direction of EIC at 1st and ground floor. | RMT | 4 | 251 | Approved
The Ramdulari | BLOCK | Plumbing/Sanitory | Internal Plumbing | WO/RP/RP02/34 | Bdcon Engineers Pvt. Ltd. | Sink waste line pipe & fittings | Supply and Fixing of PVC (I.S.-4985) 6 Kg. Pipe and fittings for 40mm dia Sink waste line laying at floor with cutting the chase, fixing the pipe at trap point and mending good the floor with cement mortar, all work to be completed as per the requirement & specification all finishes and complete as per the direction of EIC at 1st and ground floor. | RMT | 2 | 276 | Approved
The Ramdulari | BLOCK | Plumbing/Sanitory | Internal Plumbing | WO/RP/RP02/34 | Bdcon Engineers Pvt. Ltd. | Floor drain pipe & fittings | Supply and Fixing of PVC (I.S.-4985) 6 Kg. Pipe and fittings for 50mm dia for floor drain pipe line at WC area laying at floor with cutting the chase, fixing the pipe at trap point and mending good the floor with cement mortar, all work to be completed as per the requirement & specification all finishes and complete as per the direction of EIC at 1st and ground floor. | RMT | 12 | 395 | Approved
The Ramdulari | BLOCK | Plumbing/Sanitory | Internal Plumbing | WO/RP/RP02/34 | Bdcon Engineers Pvt. Ltd. | Perforated Pipes at Swimming pool area | Entire work for fixing of 110mm dia Perforated Pipes at 1st Floor Swimming pool area as per the specification & requirement including all labours, tools & tackles, ancillary materials all finishes and complete as per the direction of the EIC. | RMT | 40 | 540 | Approved
The Ramdulari | BLOCK | Plumbing/Sanitory | Internal Plumbing | WO/RP/RP02/34 | Bdcon Engineers Pvt. Ltd. | 110mm floor cleanout plug | Entire work for supply & fixing of 110mm floor cleanout plug at 1st floor as per the specification & requirement including all labours, materials, fittings, tools & tackles, all finishes and complete as per the direction of the EIC. | Nos. | 3 | 1332 | Approved
The Ramdulari | BLOCK | Plumbing/Sanitory | Internal Plumbing | WO/RP/RP02/34 | Bdcon Engineers Pvt. Ltd. | 110mm floor cleanout plug | Entire work for supply & fixing of 110mm cleanout plug at basement as per the specification & requirement including all labours, materials, fittings, tools & tackles, all finishes and complete as per the direction of the EIC. | Nos. | 12 | 1332 | Approved
The Ramdulari | BLOCK | Plumbing/Sanitory | Internal Plumbing | WO/RP/RP02/34 | Bdcon Engineers Pvt. Ltd. | PVC Mushroom Drain | Entire work for fixing PVC Mushroom drain of approved quality complete in all respects including all labours, tools & tackles, all finishes & complete as per the direction of the EIC at 1st Floor. (For Planter Drain) | RMT | 6 | 121 | Approved
The Ramdulari | BLOCK | Plumbing/Sanitory | Internal Plumbing | WO/RP/RP02/34 | Bdcon Engineers Pvt. Ltd. | 20mm dia uPVC pipe | Entire work for Supply and Fixing for laying, fitting and fixing 20mm dia uPVC pipe SCH 80 as per IS: 4984 various dia as shown in drawing complete with all sorts of fittings ( e.g tee, bends, elbows, coupler, unions, reducers, flanges etc.) as required jointed with heavy duty solvent cement as per manufacturers specification or threaded joint wherever required and as per instruction of EIC. (Domestic/Flu.at Terrace, Down takes ,Risers, Overflow drain and vent pipe for OHT etc.). | RMT | 112 | 313 | Approved
The Ramdulari | BLOCK | Plumbing/Sanitory | Internal Plumbing | WO/RP/RP02/34 | Bdcon Engineers Pvt. Ltd. | 25mm dia uPVC pipe | Entire work for Supply and Fixing for laying, fitting and fixing 25mm dia uPVC pipe SCH 80 as per IS: 4984 various dia as shown in drawing complete with all sorts of fittings ( e.g tee, bends, elbows, coupler, unions, reducers, flanges etc.) as required jointed with heavy duty solvent cement as per manufacturers specification or threaded joint wherever required and as per instruction of EIC. (Domestic/Flu.at Terrace, Down takes ,Risers, Overflow drain and vent pipe for OHT etc.). | RMT | 524 | 372 | Approved
The Ramdulari | BLOCK | Plumbing/Sanitory | Internal Plumbing | WO/RP/RP02/34 | Bdcon Engineers Pvt. Ltd. | 32mm dia uPVC pipe | Entire work for Supply and Fixing for laying, fitting and fixing 32mm dia uPVC pipe SCH 80 as per IS: 4984 various dia as shown in drawing complete with all sorts of fittings ( e.g tee, bends, elbows, coupler, unions, reducers, flanges etc.) as required jointed with heavy duty solvent cement as per manufacturers specification or threaded joint wherever required and as per instruction of EIC. (Domestic/Flu.at Terrace, Down takes ,Risers, Overflow drain and vent pipe for OHT etc.). | RMT | 413 | 417 | Approved
The Ramdulari | BLOCK | Plumbing/Sanitory | Internal Plumbing | WO/RP/RP02/34 | Bdcon Engineers Pvt. Ltd. | 40mm dia uPVC pipe | Entire work for Supply and Fixing for laying, fitting and fixing 40mm dia uPVC pipe SCH 80 as per IS: 4984 various dia as shown in drawing complete with all sorts of fittings ( e.g tee, bends, elbows, coupler, unions, reducers, flanges etc.) as required jointed with heavy duty solvent cement as per manufacturers specification or threaded joint wherever required and as per instruction of EIC. (Domestic/Flu.at Terrace, Down takes ,Risers, Overflow drain and vent pipe for OHT etc.). | RMT | 328 | 466 | Approved
The Ramdulari | BLOCK | Plumbing/Sanitory | Internal Plumbing | WO/RP/RP02/34 | Bdcon Engineers Pvt. Ltd. | 50mm dia uPVC pipe | Entire work for Supply and Fixing for laying, fitting and fixing 50mm dia uPVC pipe SCH 80 as per IS: 4984 various dia as shown in drawing complete with all sorts of fittings ( e.g tee, bends, elbows, coupler, unions, reducers, flanges etc.) as required jointed with heavy duty solvent cement as per manufacturers specification or threaded joint wherever required and as per instruction of EIC. (Domestic/Flu.at Terrace, Down takes ,Risers, Overflow drain and vent pipe for OHT etc.). | RMT | 444 | 648 | Approved
The Ramdulari | BLOCK | Plumbing/Sanitory | Internal Plumbing | WO/RP/RP02/34 | Bdcon Engineers Pvt. Ltd. | 65mm dia uPVC pipe | Entire work for Supply and Fixing for laying, fitting and fixing 65mm dia uPVC pipe SCH 80 as per IS: 4984 various dia as shown in drawing complete with all sorts of fittings ( e.g tee, bends, elbows, coupler, unions, reducers, flanges etc.) as required jointed with heavy duty solvent cement as per manufacturers specification or threaded joint wherever required and as per instruction of EIC. (Domestic/Flu.at Terrace, Down takes ,Risers, Overflow drain and vent pipe for OHT etc.). | RMT | 245 | 833 | Approved
The Ramdulari | BLOCK | Plumbing/Sanitory | Internal Plumbing | WO/RP/RP02/34 | Bdcon Engineers Pvt. Ltd. | 80mm dia uPVC pipe | Entire work for Supply and Fixing for laying, fitting and fixing 80mm dia uPVC pipe SCH 80 as per IS: 4984 various dia as shown in drawing complete with all sorts of fittings ( e.g tee, bends, elbows, coupler, unions, reducers, flanges etc.) as required jointed with heavy duty solvent cement as per manufacturers specification or threaded joint wherever required and as per instruction of EIC. (Domestic/Flu.at Terrace, Down takes ,Risers, Overflow drain and vent pipe for OHT etc.). | RMT | 40 | 1238 | Approved
The Ramdulari | BLOCK | Plumbing/Sanitory | Internal Plumbing | WO/RP/RP02/34 | Bdcon Engineers Pvt. Ltd. | 100mm dia uPVC pipe | Entire work for Supply and Fixing for laying, fitting and fixing 100mm dia uPVC pipe SCH 80 as per IS: 4984 various dia as shown in drawing complete with all sorts of fittings ( e.g tee, bends, elbows, coupler, unions, reducers, flanges etc.) as required jointed with heavy duty solvent cement as per manufacturers specification or threaded joint wherever required and as per instruction of EIC. (Domestic/Flu.at Terrace, Down takes ,Risers, Overflow drain and vent pipe for OHT etc.). | RMT | 140 | 1328 | Approved
The Ramdulari | BLOCK | Plumbing/Sanitory | Internal Plumbing | WO/RP/RP02/34 | Bdcon Engineers Pvt. Ltd. | 150mm dia uPVC pipe | Entire work for laying, fitting and fixing 150mm dia uPVC pipe SCH 80 as per IS: 4984 various dia as shown in drawing complete with all sorts of fittings ( e.g tee, bends, elbows, coupler, unions, reducers, flanges etc.) as required jointed with heavy duty solvent cement as per manufacturers specification or threaded joint wherever required and as per instruction of EIC. (Domestic/Flu.at Terrace, Down takes ,Risers, Overflow drain and vent pipe for OHT etc.). | RMT | 0 | 858 | Approved
The Ramdulari | BLOCK | Plumbing/Sanitory | Internal Plumbing | WO/RP/RP02/34 | Bdcon Engineers Pvt. Ltd. | 65mm dia uPVC pipe for garden hydrant line | Entire work for supply and fixing for laying, fitting and fixing 65mm dia uPVC pipe SCH 80 as per IS: 4984 various dia as shown in drawing complete with all sorts of fittings ( e.g tee, bends, elbows, coupler, unions, reducers, flanges etc.) as required jointed with heavy duty solvent cement as per manufacturers specification or threaded joint wherever required and as per instruction of EIC. (for Graden Hydrant Line.). | RMT | 0 | 751 | Approved
The Ramdulari | BLOCK | Plumbing/Sanitory | Internal Plumbing | WO/RP/RP02/34 | Bdcon Engineers Pvt. Ltd. | 20mm dia CPVC Pipe | Supply and Fixing for Laying, fitting and fixing CPVC pipe (SDR 11/13) of 20mm dia as shown in drawing complete with all sorts of fittings ( e.g tee, bends, elbows, coupler, unions, reducers, flanges etc.) as required jointed with heavy duty solvent cement as per manufacturers specification or threaded joint wherever required and as per instruction of EIC. (for the above, Groove Cutting, mending good the damages, CPVC Pipe concealed inside of the Toilet (Required) for Hot & Cold Line including their necessary fittings as Elbows, Tees, Sockets) | RMT | 180 | 311 | Approved
The Ramdulari | BLOCK | Plumbing/Sanitory | Internal Plumbing | WO/RP/RP02/34 | Bdcon Engineers Pvt. Ltd. | 15mm dia ball valve | Supply and Fixing for fixing forged brass nickel plated lever operated 15mm dia ball valve of full flow with forged brass hard chrome plated ball with min. working pressure of 16 Kg/cm2 . Lever should be anti rust coating, complete in all respects including all materials, tools & tackles, labours and as per the direction of EIC(For Domestic/flushing water supply lines at basement , overhead tank etc.) | Nos. | 11 | 509 | Approved
The Ramdulari | BLOCK | Plumbing/Sanitory | Internal Plumbing | WO/RP/RP02/34 | Bdcon Engineers Pvt. Ltd. | 20mm dia ball valve | Supply and Fixing for fixing forged brass nickel plated lever operated 20mm dia ball valve of full flow with forged brass hard chrome plated ball with min. working pressure of 16 Kg/cm2 . Lever should be anti rust coating, complete in all respects including all materials, tools & tackles, labours and as per the direction of EIC(For Domestic/flushing water supply lines at basement , overhead tank etc.) | Nos. | 24 | 715 | Approved
The Ramdulari | BLOCK | Plumbing/Sanitory | Internal Plumbing | WO/RP/RP02/34 | Bdcon Engineers Pvt. Ltd. | 25mm dia ball valve | Supply and Fixing for fixing forged brass nickel plated lever operated 25mm dia ball valve of full flow with forged brass hard chrome plated ball with min. working pressure of 16 Kg/cm2 . Lever should be anti rust coating, complete in all respects including all materials, tools & tackles, labours and as per the direction of EIC(For Domestic/flushing water supply lines at basement , overhead tank etc.) | Nos | 75 | 962 | Approved
The Ramdulari | BLOCK | Plumbing/Sanitory | Internal Plumbing | WO/RP/RP02/34 | Bdcon Engineers Pvt. Ltd. | 32mm dia ball valve | Supply and Fixing for fixing forged brass nickel plated lever operated 32mm dia ball valve of full flow with forged brass hard chrome plated ball with min. working pressure of 16 Kg/cm2 . Lever should be anti rust coating, complete in all respects including all materials, tools & tackles, labours and as per the direction of EIC(For Domestic/flushing water supply lines at basement , overhead tank etc.) | Nos. | 30 | 1649 | Approved
The Ramdulari | BLOCK | Plumbing/Sanitory | Internal Plumbing | WO/RP/RP02/34 | Bdcon Engineers Pvt. Ltd. | 40mm dia ball valve | Supply and Fixing for fixing forged brass nickel plated lever operated 40mm dia ball valve of full flow with forged brass hard chrome plated ball with min. working pressure of 16 Kg/cm2 . Lever should be anti rust coating, complete in all respects including all materials, tools & tackles, labours and as per the direction of EIC(For Domestic/flushing water supply lines at basement , overhead tank etc.) | Nos. | 2 | 2258 | Approved
The Ramdulari | BLOCK | Plumbing/Sanitory | Internal Plumbing | WO/RP/RP02/34 | Bdcon Engineers Pvt. Ltd. | 50mm dia ball valve | Supply and Fixing for fixing forged brass nickel plated lever operated 50mm dia ball valve of full flow with forged brass hard chrome plated ball with min. working pressure of 16 Kg/cm2 . Lever should be anti rust coating, complete in all respects including all materials, tools & tackles, labours and as per the direction of EIC(For Domestic/flushing water supply lines at basement , overhead tank etc.) | Nos. | 36 | 3336 | Approved
The Ramdulari | BLOCK | Plumbing/Sanitory | Internal Plumbing | WO/RP/RP02/34 | Bdcon Engineers Pvt. Ltd. | 65mm dia ball valve | Supply and Fixing for fixing forged brass nickel plated lever operated 65mm dia ball valve of full flow with forged brass hard chrome plated ball with min. working pressure of 16 Kg/cm2 . Lever should be anti rust coating, complete in all respects including all materials, tools & tackles, labours and as per the direction of EIC(For Domestic/flushing water supply lines at basement , overhead tank etc.) | Nos. | 5 | 6307 | Approved
The Ramdulari | BLOCK | Plumbing/Sanitory | Internal Plumbing | WO/RP/RP02/34 | Bdcon Engineers Pvt. Ltd. | 15mm dia. NRV | Supply and Fixing for fixing forged brass nickel plated 15mm dia. NRV of full flow with forged brass hard chrome plated ball with min. working pressure of 16 Kg/cm2 . Lever should be anti rust coating, complete in all respects including all materials, tools and tackles, labours & as per the direction of EIC(For Domestic CWS/FWS Application) | Nos. | 0 | 1290 | Approved
The Ramdulari | BLOCK | Plumbing/Sanitory | Internal Plumbing | WO/RP/RP02/34 | Bdcon Engineers Pvt. Ltd. | 20mm dia. NRV | Supply and Fixing for fixing forged brass nickel plated 20mm dia. NRV of full flow with forged brass hard chrome plated ball with min. working pressure of 16 Kg/cm2 . Lever should be anti rust coating, complete in all respects including all materials, tools and tackles, labours & as per the direction of EIC(For Domestic CWS/FWS Application) | Nos. | 0 | 1332 | Approved
The Ramdulari | BLOCK | Plumbing/Sanitory | Internal Plumbing | WO/RP/RP02/34 | Bdcon Engineers Pvt. Ltd. | 25mm dia. NRV | Supply and Fixing for fixing forged brass nickel plated 25mm dia. NRV of full flow with forged brass hard chrome plated ball with min. working pressure of 16 Kg/cm2 . Lever should be anti rust coating, complete in all respects including all materials, tools and tackles, labours & as per the direction of EIC(For Domestic CWS/FWS Application) | Nos. | 0 | 1920 | Approved
The Ramdulari | BLOCK | Plumbing/Sanitory | Internal Plumbing | WO/RP/RP02/34 | Bdcon Engineers Pvt. Ltd. | 32 mm dia. NRV | Supply and Fixing for fixing forged brass nickel plated 32mm dia. NRV of full flow with forged brass hard chrome plated ball with min. working pressure of 16 Kg/cm2 . Lever should be anti rust coating, complete in all respects including all materials, tools and tackles, labours & as per the direction of EIC(For Domestic CWS/FWS Application) | Nos. | 0 | 2610 | Approved
The Ramdulari | BLOCK | Plumbing/Sanitory | Internal Plumbing | WO/RP/RP02/34 | Bdcon Engineers Pvt. Ltd. | 40 mm dia. NRV | Supply and Fixing for fixing forged brass nickel plated 40mm dia. NRV of full flow with forged brass hard chrome plated ball with min. working pressure of 16 Kg/cm2 . Lever should be anti rust coating, complete in all respects including all materials, tools and tackles, labours & as per the direction of EIC(For Domestic CWS/FWS Application) | Nos. | 0 | 3262 | Approved
The Ramdulari | BLOCK | Plumbing/Sanitory | Internal Plumbing | WO/RP/RP02/34 | Bdcon Engineers Pvt. Ltd. | 50 mm dia. NRV | Supply and Fixing for fixing forged brass nickel plated 50mm dia. NRV of full flow with forged brass hard chrome plated ball with min. working pressure of 16 Kg/cm2 . Lever should be anti rust coating, complete in all respects including all materials, tools and tackles, labours & as per the direction of EIC(For Domestic CWS/FWS Application) | Nos. | 5 | 5148 | Approved
The Ramdulari | BLOCK | Plumbing/Sanitory | Internal Plumbing | WO/RP/RP02/34 | Bdcon Engineers Pvt. Ltd. | 65 mm dia. NRV | Supply and Fixing for fixing forged brass nickel plated 65mm dia. NRV of full flow with forged brass hard chrome plated ball with min. working pressure of 16 Kg/cm2 . Lever should be anti rust coating, complete in all respects including all materials, tools and tackles, labours & as per the direction of EIC(For Domestic CWS/FWS Application) | Nos. | 2 | 8407 | Approved
The Ramdulari | BLOCK | Plumbing/Sanitory | Internal Plumbing | WO/RP/RP02/34 | Bdcon Engineers Pvt. Ltd. | 80 mm dia. NRV | Supply and Fixing for fixing forged brass nickel plated 80mm dia. NRV of full flow with forged brass hard chrome plated ball with min. working pressure of 16 Kg/cm2 . Lever should be anti rust coating, complete in all respects including all materials, tools and tackles, labours & as per the direction of EIC(For Domestic CWS/FWS Application) | Nos. | 2 | 12168 | Approved
The Ramdulari | BLOCK | Plumbing/Sanitory | Internal Plumbing | WO/RP/RP02/34 | Bdcon Engineers Pvt. Ltd. | 100 mm dia. NRV | Supply and Fixing for fixing forged brass nickel plated 100mm dia. NRV of full flow with forged brass hard chrome plated ball with min. working pressure of 16 Kg/cm2 . Lever should be anti rust coating, complete in all respects including all materials, tools and tackles, labours & as per the direction of EIC(For Domestic CWS/FWS Application) | Nos. | 0 | 15381 | Approved
The Ramdulari | BLOCK | Plumbing/Sanitory | Internal Plumbing | WO/RP/RP02/34 | Bdcon Engineers Pvt. Ltd. | 80mm dia Butterfly Valve | Supply and Fixing for fixing 80mm dia. butterfly valve (Body : Grey Cast Iron, Shaft : SS, Disc : SG Iron (Rilson coated), Liner : HT - EPDM) (upto 150mm dia with hand lever operation & above with gear box operation) with a working pressure not less than 16 Kg/Sq.cm. Including rubber gasket, flanges, nuts, bolts, washers & painting complete as required including all materials, tools and tackles, labours & as per the direction of EIC | Nos. | 7 | 4142 | Approved
The Ramdulari | BLOCK | Plumbing/Sanitory | Internal Plumbing | WO/RP/RP02/34 | Bdcon Engineers Pvt. Ltd. | 100mm dia Butterfly Valve | Supply and Fixing for fixing 100mm dia. butterfly valve (Body : Grey Cast Iron, Shaft : SS, Disc : SG Iron (Rilson coated), Liner : HT - EPDM) (upto 150mm dia with hand lever operation & above with gear box operation) with a working pressure not less than 16 Kg/Sq.cm. Including rubber gasket, flanges, nuts, bolts, washers & painting complete as required including all materials, tools and tackles, labours & as per the direction of EIC | Nos. | 4 | 5740 | Approved
The Ramdulari | BLOCK | Plumbing/Sanitory | Internal Plumbing | WO/RP/RP02/34 | Bdcon Engineers Pvt. Ltd. | 150mm dia Butterfly Valve | Supply and Fixing for fixing 150mm dia. butterfly valve (Body : Grey Cast Iron, Shaft : SS, Disc : SG Iron (Rilson coated), Liner : HT - EPDM) (upto 150mm dia with hand lever operation & above with gear box operation) with a working pressure not less than 16 Kg/Sq.cm. Including rubber gasket, flanges, nuts, bolts, washers & painting complete as required including all materials, tools and tackles, labours & as per the direction of EIC | Nos. | 0 | 10081 | Approved
The Ramdulari | BLOCK | Plumbing/Sanitory | Internal Plumbing | WO/RP/RP02/34 | Bdcon Engineers Pvt. Ltd. | CI grating /Jali | Supply and Fixing for fixing to the inlet mouth of rain water pipe CI grating /Jali (KHURRA) of following size including all fitting and accessories including civil work all finishes & complete including all materials, tools and tackles, labours & as per the direction of EIC. (For Rain water)a)450 mm x 450 mm size | Nos. | 6 | 642 | Approved
The Ramdulari | BLOCK | Plumbing/Sanitory | Internal Plumbing | WO/RP/RP02/34 | Bdcon Engineers Pvt. Ltd. | 15mm dia PRV | Supply and Fixing for fixing pressure reducing valve with inbuilt strainer & compensation chamber in forged brass body suitably nickel plated, 3 nos ball valve for incoming,outgoing and bypass line, with 2 nos.pressure gauge as per drawing, NBR nitrile elastomeric diaphragm, EPDM seals and O ring, DZR brass rod, stainless steel AISI 303 seal seat, pressure gauge connection FG 1/4" capable of handling inlet pressure to a maximum of 16 bars and outlet pressure 2.5 bars and adjustable.(PRV ASSEMBLY SET ). All work shall be inclusive of all materials, labours, tools & tackles all complete as per the specification and requirement and as per the direction of the EIC. - 15mm dia PRV | Set | 12 | 5878 | Approved
The Ramdulari | BLOCK | Plumbing/Sanitory | Internal Plumbing | WO/RP/RP02/34 | Bdcon Engineers Pvt. Ltd. | 20mm dia PRV | Supply and Fixing for fixing pressure reducing valve with inbuilt strainer & compensation chamber in forged brass body suitably nickel plated, 3 nos ball valve for incoming,outgoing and bypass line, with 2 nos.pressure gauge as per drawing, NBR nitrile elastomeric diaphragm, EPDM seals and O ring, DZR brass rod, stainless steel AISI 303 seal seat, pressure gauge connection FG 1/4" capable of handling inlet pressure to a maximum of 16 bars and outlet pressure 2.5 bars and adjustable.(PRV ASSEMBLY SET ). All work shall be inclusive of all materials, labours, tools & tackles all complete as per the specification and requirement and as per the direction of the EIC. - 20mm dia PRV | Set | 18 | 7400 | Approved
The Ramdulari | BLOCK | Plumbing/Sanitory | Internal Plumbing | WO/RP/RP02/34 | Bdcon Engineers Pvt. Ltd. | 25mm dia PRV | Supply and Fixing for fixing pressure reducing valve with inbuilt strainer & compensation chamber in forged brass body suitably nickel plated, 3 nos ball valve for incoming,outgoing and bypass line, with 2 nos.pressure gauge as per drawing, NBR nitrile elastomeric diaphragm, EPDM seals and O ring, DZR brass rod, stainless steel AISI 303 seal seat, pressure gauge connection FG 1/4" capable of handling inlet pressure to a maximum of 16 bars and outlet pressure 2.5 bars and adjustable.(PRV ASSEMBLY SET ). All work shall be inclusive of all materials, labours, tools & tackles all complete as per the specification and requirement and as per the direction of the EIC. - 25mm dia PRV | Set | 2 | 9683 | Approved
The Ramdulari | BLOCK | Plumbing/Sanitory | Internal Plumbing | WO/RP/RP02/34 | Bdcon Engineers Pvt. Ltd. | 32mm dia PRV | Supply and Fixing for fixing pressure reducing valve with inbuilt strainer & compensation chamber in forged brass body suitably nickel plated, 3 nos ball valve for incoming,outgoing and bypass line, with 2 nos.pressure gauge as per drawing, NBR nitrile elastomeric diaphragm, EPDM seals and O ring, DZR brass rod, stainless steel AISI 303 seal seat, pressure gauge connection FG 1/4" capable of handling inlet pressure to a maximum of 16 bars and outlet pressure 2.5 bars and adjustable.(PRV ASSEMBLY SET ). All work shall be inclusive of all materials, labours, tools & tackles all complete as per the specification and requirement and as per the direction of the EIC. - 32mm dia PRV | Set | 1 | 13124 | Approved
The Ramdulari | BLOCK | Plumbing/Sanitory | Internal Plumbing | WO/RP/RP02/34 | Bdcon Engineers Pvt. Ltd. | 40mm dia PRV | Supply and Fixing for fixing pressure reducing valve with inbuilt strainer & compensation chamber in forged brass body suitably nickel plated, 3 nos ball valve for incoming,outgoing and bypass line, with 2 nos.pressure gauge as per drawing, NBR nitrile elastomeric diaphragm, EPDM seals and O ring, DZR brass rod, stainless steel AISI 303 seal seat, pressure gauge connection FG 1/4" capable of handling inlet pressure to a maximum of 16 bars and outlet pressure 2.5 bars and adjustable.(PRV ASSEMBLY SET ). All work shall be inclusive of all materials, labours, tools & tackles all complete as per the specification and requirement and as per the direction of the EIC. - 40mm dia PRV | Set | 0 | 16063 | Approved
The Ramdulari | BLOCK | Plumbing/Sanitory | Internal Plumbing | WO/RP/RP02/34 | Bdcon Engineers Pvt. Ltd. | 50mm dia PRV | Supply and Fixing for fixing pressure reducing valve with inbuilt strainer & compensation chamber in forged brass body suitably nickel plated, 3 nos ball valve for incoming,outgoing and bypass line, with 2 nos.pressure gauge as per drawing, NBR nitrile elastomeric diaphragm, EPDM seals and O ring, DZR brass rod, stainless steel AISI 303 seal seat, pressure gauge connection FG 1/4" capable of handling inlet pressure to a maximum of 16 bars and outlet pressure 2.5 bars and adjustable.(PRV ASSEMBLY SET ). All work shall be inclusive of all materials, labours, tools & tackles all complete as per the specification and requirement and as per the direction of the EIC. - 50mm dia PRV | Set | 20 | 21271 | Approved
The Ramdulari | BLOCK | Plumbing/Sanitory | Internal Plumbing | WO/RP/RP02/34 | Bdcon Engineers Pvt. Ltd. | 20 mm. dia A.R.V. : | Supply and Fixing for fixing 20mm dia C.P. Brass Auto Air Release Valve suitable for maximum pressure fixed on water supply line. All work shall be inclusive of all materials, labours, tools & tackles all complete as per the specification and requirement and as per the direction of the EIC. | Nos. | 1 | 2405 | Approved
The Ramdulari | BLOCK | Plumbing/Sanitory | Internal Plumbing | WO/RP/RP02/34 | Bdcon Engineers Pvt. Ltd. | 32 mm. dia A.R.V. : | Supply and Fixing for fixing 32mm dia C.P. Brass Auto Air Release Valve suitable for maximum pressure fixed on water supply line. All work shall be inclusive of all materials, labours, tools & tackles all complete as per the specification and requirement and as per the direction of the EIC. | Nos. | 1 | 4618 | Approved
The Ramdulari | BLOCK | Plumbing/Sanitory | Internal Plumbing | WO/RP/RP02/34 | Bdcon Engineers Pvt. Ltd. | 50 mm. dia A.R.V. : | Supply and Fixing for fixing 50mm dia C.P. Brass Auto Air Release Valve suitable for maximum pressure fixed on water supply line. All work shall be inclusive of all materials, labours, tools & tackles all complete as per the specification and requirement and as per the direction of the EIC. | Nos. | 1 | 7885 | Approved
The Ramdulari | BLOCK | Plumbing/Sanitory | Internal Plumbing | WO/RP/RP02/34 | Bdcon Engineers Pvt. Ltd. | 50mm dia Y-Strainer | Supply and Fixing for fixing 50mm dia Y-strainer of approved quality with all accessories as required for pump line.All work shall be inclusive of all materials, labours, tools & tackles all complete as per the specification and requirement and as per the direction of the EIC. | Nos. | 1 | 4520 | Approved
The Ramdulari | BLOCK | Plumbing/Sanitory | Internal Plumbing | WO/RP/RP02/34 | Bdcon Engineers Pvt. Ltd. | 65mm dia Y-Strainer | Supply and Fixing for fixing 65mm dia Y-strainer of approved quality with all accessories as required for pump line.All work shall be inclusive of all materials, labours, tools & tackles all complete as per the specification and requirement and as per the direction of the EIC. | Nos. | 3 | 6881 | Approved
The Ramdulari | BLOCK | Plumbing/Sanitory | Internal Plumbing | WO/RP/RP02/34 | Bdcon Engineers Pvt. Ltd. | 80mm dia Y-Strainer | Supply and Fixing for fixing 80mm dia Y-strainer of approved quality with all accessories as required for pump line.All work shall be inclusive of all materials, labours, tools & tackles all complete as per the specification and requirement and as per the direction of the EIC. | Nos. | 2 | 7834 | Approved
The Ramdulari | BLOCK | Plumbing/Sanitory | Internal Plumbing | WO/RP/RP02/34 | Bdcon Engineers Pvt. Ltd. | 100mm dia Y-Strainer | Supply and Fixing for fixing 100mm dia Y-strainer of approved quality with all accessories as required for pump line.All work shall be inclusive of all materials, labours, tools & tackles all complete as per the specification and requirement and as per the direction of the EIC. | Nos. | 2 | 11303 | Approved
The Ramdulari | BLOCK | Plumbing/Sanitory | Internal Plumbing | WO/RP/RP02/34 | Bdcon Engineers Pvt. Ltd. | EPWC wall hung set with concealed cistern | Labour Charges for Handling, lifting, Fitting, fixing, & testing EPWC wall hung set with concealed cistern, seat cover, health faucet, angular, CP floor gratings and and also The scope includes the following works Valves etc complete with all accessories of approved make, shape and type and all labour charges including cutting holes , grouting with sealing compound etc and necessary materials ( Pipe ,CP connector pipe as required length and dia, CP screw, PVC fastener , applying two coats of synthetic enamel paint of approved colour matched with the sanitary ware etc ) complete in all respect. (PIPE, Fittings, CP angular stop cock, health faucet set, EPWC, seat cover, concealed cistern, CP gratings, cement shall be supplied by CLIENT and Other Loose Materials as Screws, Nail, Fastener, MS Hooks, Rubber Insulated GI U- Clamp, Solvent Cement, Jute, White Zinc, Teflon tape, White Cement, MS Angle / Bracket, Universal clamp.) sand & stone (if required) shall be under the scope of contractor ) | Nos. | 12 | 1420 | Approved
The Ramdulari | BLOCK | Plumbing/Sanitory | Internal Plumbing | WO/RP/RP02/34 | Bdcon Engineers Pvt. Ltd. | Wash Basin Set | Labour Charges for Handling, lifting, Fitting, fixing, & testing wash basin set ( approved brand / make ) with Angular stop cock, Basin waste, Bottle trap, Sensor type basin mixture / pillar cock Anchor fastner all accessories of approved make, all labour charges including cutting holes , grouting with sealing compound etc and necessary materials, mending good damages and if required painting the brackets with two coats of approved paint complete in all respect.( PIPE, Fittings, Wash Basin , CP Bottle-trap, CP Waste, Basin Mixer - Pillar Cock (Sensor type), cement shall be supplied by CLIENT , Solvent cement, Clamp, sand & stone (if required) shall be under the scope of contractor ) | Nos. | 4 | 850 | Approved
The Ramdulari | BLOCK | Plumbing/Sanitory | Internal Plumbing | WO/RP/RP02/34 | Bdcon Engineers Pvt. Ltd. | Urinal | Labour Charges for Handling, lifting, Fitting, fixing, & testing of Urinal / Sensor type approved brand / make in position including other accessories CP Angular stop cock, CP waste, CP wall flange, CP extension pieces ,bottle trap, and all accessories of approved make, and all labour charges including for cutting holes / chase and making good the same with mortar / concrete as require to complete the work as per the direction of in-charge. (PIPE, Fittings, Angular stop cock, Bottle trap Urinal Set, Cement shall be supplied by CLIENT and Other Loose Materials as Screws, Nail, Fastener, MS Hooks, Rubber Insulated GI U- Clamp, Solvent Cement, Jute, White Zinc, Teflon tape, White Cement, MS Angle / Bracket, Universal clamp.) sand & stone (if required) shall be under the scope of contractor ) | Nos. | 4 | 650 | Approved
The Ramdulari | BLOCK | Plumbing/Sanitory | Internal Plumbing | WO/RP/RP02/34 | Bdcon Engineers Pvt. Ltd. | Urinal divisional plates | Labour Charges for Handling, lifting, Fitting, fixing of white vitreous china urinal divisional plates at ground floor of size 600mm x 300mm including fixing the same with necessary CP Brass screws, all complete as per specification and directions of the Engineer-in-charge. (white vitreous china urinal divisional plates shall be supplied by CLIENT and others all material shall be under the scope of contractor.) | Nos. | 1 | 220 | Approved
The Ramdulari | BLOCK | Plumbing/Sanitory | Internal Plumbing | WO/RP/RP02/34 | Bdcon Engineers Pvt. Ltd. | Toilet Paper Holder | Labour Charges for Handling, lifting, Fitting, fixing of C.P. open type Toilet paper holder recessed type 200 x 150mm, including fixing the same with C.P. screws complete. (Toilet paper holder recessed type 200 x 150mm shall be supplied by CLIENT and others all material shall be under the scope of contractor.) | Nos. | 12 | 110 | Approved
The Ramdulari | BLOCK | Plumbing/Sanitory | Internal Plumbing | WO/RP/RP02/34 | Bdcon Engineers Pvt. Ltd. | Robe Hooks | Labour Charges for Handling, lifting, Fitting, fixing of Robe hooks (double) including fixing the same with CP screws complete including all labours, tools & tackles as per the direection of the EIC. (Robe hooks (double) shall be supplied by CLIENT and others all material shall be under the scope of contractor.) | Nos. | 16 | 90 | Approved
The Ramdulari | BLOCK | Plumbing/Sanitory | Internal Plumbing | WO/RP/RP02/34 | Bdcon Engineers Pvt. Ltd. | Soap Dispenser | Labour Charges for Handling, lifting, Fitting, fixing of off-white vitreous china recessed type Soap dispenser including making the necessary cut-outs for recessing, grouting the soap dispenser complete including all labours, tools & tackles as per the direection of the EIC. (Off white vitreous china recessed type soap dish shall be supplied by PSPLLP and others all material shall be under the scope of contractor.) | Nos. | 8 | 110 | Approved
The Ramdulari | BLOCK | Plumbing/Sanitory | Internal Plumbing | WO/RP/RP02/34 | Bdcon Engineers Pvt. Ltd. | 125 mm. dia Grating | Labour Charges for Fitting, fixing of 125mm dia C.P. Doom Shape Grating at waste trap with proper cutting the floor and fixing with cement morter, mending good the same. All work shall be inclusive of all labours, tools & tackles all complete as per the specification and requirement and as per the direction of the EIC. | Nos. | 20 | 80 | Approved
The Ramdulari | BLOCK | Plumbing/Sanitory | Internal Plumbing | WO/RP/RP02/34 | Bdcon Engineers Pvt. Ltd. | 65 mm. dia Grating | Labour Charges for Fitting, fixing of 65mm dia C.P. Doom Shape Grating at waste trap with proper cutting the floor and fixing with cement morter, mending good the same. All work shall be inclusive of all labours, tools & tackles all complete as per the specification and requirement and as per the direction of the EIC. | Nos. | 6 | 70 | Approved
The Ramdulari | BLOCK | Plumbing/Sanitory | Internal Plumbing | WO/RP/RP02/34 | Bdcon Engineers Pvt. Ltd. | eyser Connection | Labour Charges for Fitting, fixing of Geyser of desired Capacity including all labours, tools & tackles, all finishes and complete as per the specification and requirement and as per the direction of the EIC at 1st floor and ground floor. | Nos. | 0 | 350 | Approved
Primarc Chambers | BLOCK | Signages and Art Work | Signage Work | WO/PCH/PC01/48 | INIZIO SIGN SYSTEMS PVT. LTD. | Sky Signage at Primarc Chambers | Sky Signage at Primarc Chambers |  | 0 | 0 | Approved
Primarc Chambers | BLOCK | Signages and Art Work | Signage Work | WO/PCH/PC01/48 | INIZIO SIGN SYSTEMS PVT. LTD. | Signage-Primarc Logo | Entire work for the Supply and Installation of Signage- Primarc Logo- Letter height-5 Ft.- Letter top made of 3mm Imported Acrylic with side raising of 100mm Aluminium Channel. Letter back made of 3mm exterior grade ACP. Lighting with 1.5 watt IP67 grade waterproof Lens LED module with adequate rainproof 400 watt power supply each. Warranty of 1 year will be provided on site only on power supply and LED module along with the Acrrylic Top. All wiring will be done with branded ISI marked wires & conduits. Entire scope of work shall be completed including supply of materials required for the completion of entire scope of work, labours, tools & tackles, lead & lifts, shifting, all finishes and complete as per the specfication and requirement and as per the direction and satisfaction of the EIC. Location- On Parapet facing Science City | Lump Sum | 1 | 245000 | Approved
SOUTHWINDS PROJECT LLP (PHASE - III & IV) | HARDSCAPE & LANDSCAPE PHASE - III | Softscape |  | WO/SP34/HL34/10 | Bharat Resource Solutions | VERTICAL GARDEN | Vertical Garden - Supply, Installation & Commissioning and 3-month Maintenance with drip irrigation system. |  | 0 | 0 | Amended & Approved
SOUTHWINDS PROJECT LLP (PHASE - III & IV) | HARDSCAPE & LANDSCAPE PHASE - III | Softscape |  | WO/SP34/HL34/10 | Bharat Resource Solutions | Supply, Installation & Commissioning of Structured Framework | Supply, installation and commissioning of MS Structure with one coat Epoxy primer with one coats of synthetic enamel paint including scraping, sand papering of 50mm X 25mm X 2.0mm @1.5 m C/C as verticals & 7 layers as horizontals (500 mm C/C) for frame work, 3 Nos 80mm X 40mm X 3.2mm as Post where back wall is not available, 50mm X 25mm X 2.0mm as support 3 nos at each vertical from wall by base plate(Flat) with fastner, 40mm X 5mm Flat for support of drain,base of support and wherever required . Hollow open mouth must to be filled by plates/Flat as end cap. | Sq.Ft. | 320.33 | 210 | Approved
SOUTHWINDS PROJECT LLP (PHASE - III & IV) | HARDSCAPE & LANDSCAPE PHASE - III | Softscape |  | WO/SP34/HL34/10 | Bharat Resource Solutions | Supply, Installation & Commissioning of Vertical Wall Garden with Live Plant, Pots | Supply, Installation & Commissioning of Vertical Wall Garden with Live Plant, Pots and Drip Irrigation System all Complete as per BOQ, Drawings and Direction of Engineer-in-Charge | Sq.Ft. | 320.33 | 270 | Approved
SOUTHWINDS PROJECT LLP (PHASE - III & IV) | COMMON INFRASTRUCTURE - PHASE III & IV | Boundary Wall | Painting | WO/SP34/CI34/50 | ARTISAN | water proof primer coating, Location - Wall / Elevation | Providing & Applying of Two coat of water proof primer coating (Aquatech_Roof_Waterproof) up to 1000mm height from Tie beam level complete including surface preparation with all materials & Labour etc. all complete as per drawing and direction of Engineer-in-Charge. Brand: ICI/ Berger/ Dulux Location - Wall / Elevation | Sq.Ft. | 1713.134 | 22 | Approved
SOUTHWINDS PROJECT LLP (PHASE - III & IV) | COMMON INFRASTRUCTURE - PHASE III & IV | Boundary Wall | Painting | WO/SP34/CI34/50 | ARTISAN | Epoxy primer with two coats of synthetic enamel paint, Location: Boundary wall grill railing | Providing and applying of one coat Epoxy primer with two coats of synthetic enamel paint including scraping, sand papering with all finishing work at Boundary wall grill railing (Glossy Finish) as per direction of Engineer-in-Charge. Note: Material shall be applied after approval of Engineer-in-Charge. Brand: (Asian Paints/ICI/Berger) Location: Boundary wall grill railing | Sq.Ft. | 144.636 | 15 | Approved
SOUTHWINDS PROJECT LLP (PHASE - III & IV) | COMMON INFRASTRUCTURE - PHASE III & IV | Boundary Wall | Painting | WO/SP34/CI34/50 | ARTISAN | Boundary wall Angle post adjacent to barbed wire | Providing and applying of one coat Epoxy primer with two coats of synthetic enamel paint including rust-off,scraping, sand papering with all finishing work at Boundary wall Angle post adjacent to barbed wire as per direction of Engineer-in-Charge. Note: Material shall be applied after approval of Engineer-in-Charge. Brand: (Asian Paints/ICI/Berger) Location: Boundary wall Angle post adjacent to barbed wire | Nos | 131 | 40 | Approved
SOUTHWINDS PROJECT LLP (PHASE - III & IV) | MEP PHASE - III | External Electrical | Civil | WO/SP34/MW34/31 | PRAHALLAD CONSTRUCTION PRIVATE LIMITED | 100mm ( For ELV line) | 100mm ( For ELV line) | RMT | 33.8 | 350 | Approved
SOUTHWINDS PROJECT LLP (PHASE - III & IV) | MEP PHASE - III | External Electrical | Civil | WO/SP34/MW34/31 | PRAHALLAD CONSTRUCTION PRIVATE LIMITED | 160mm ( For ELV line) | 160mm ( For ELV line) | RMT | 33.4 | 594 | Approved
SOUTHWINDS PROJECT LLP (PHASE - III & IV) | MEP PHASE - III | External Electrical | Civil | WO/SP34/MW34/31 | PRAHALLAD CONSTRUCTION PRIVATE LIMITED | 200mm ( For ELV line) | 200mm ( For ELV line) | RMT | 16.65 | 740 | Approved
The Ramdulari | BLOCK | Fire Fighting |  | WO/RP/RP02/36 | Balajee Fire | Pump Room | Pump Room |  | 0 | 0 | Amended & Approved
The Ramdulari | BLOCK | Fire Fighting |  | WO/RP/RP02/36 | Balajee Fire | Electric Motor driven Fire Pump | Installation, testing, commission of Electric Motor (1500 RPM) driven horizontal, centrifugal Multistage, Multi outlet Fire pump of capacity 2850 LPM at Gr. to 13th floor-1st stage 105 MWC & 14th to 26th floor–2nd stage 155 MWC. (Motor shall be provided with space heater) (Approx. 132 kw. Motor)(Client would supply pump only.) | Nos. | 3 | 28500 | Approved
The Ramdulari | BLOCK | Fire Fighting |  | WO/RP/RP02/36 | Balajee Fire | Electric Motor driven Jockey Pump | Installation, testing, commission of Electric Motor driven horizontal centrifugal multistage Multi outlet Jockey pump of Cap. 180 LPM at Gr. to 13th floor-1st stage 105 MWC & 14th to 26th floor–2nd stage 155 MWC. (Motor shall be provided with space heater) (Approx. 18.5 kw. Motor)(Client would supply pump only.) | Nos. | 2 | 19000 | Approved
The Ramdulari | BLOCK | Fire Fighting |  | WO/RP/RP02/36 | Balajee Fire | PUMP SUCTION AND DELIVERY PIPING (M.S. PIPE)-ABOVE GROUND PIPING | Installation, testing, commission of PUMP SUCTION AND DELIVERY PIPING (M.S. PIPE)-ABOVE GROUND PIPING as per Specification/drawing & direction of Engineer-in-charge (Client would supply pipe only.) |  | 0 | 0 | Approved
The Ramdulari | BLOCK | Fire Fighting |  | WO/RP/RP02/36 | Balajee Fire | 250 mm NB (6.35 mm Thk.) | 250 mm NB (6.35 mm Thk.) | Mtrs. | 12 | 1282.5 | Approved
The Ramdulari | BLOCK | Fire Fighting |  | WO/RP/RP02/36 | Balajee Fire | 200 mm NB (6.35 mm Thk.) | 200 mm NB (6.35 mm Thk.) | Mtrs. | 18 | 1007 | Approved
The Ramdulari | BLOCK | Fire Fighting |  | WO/RP/RP02/36 | Balajee Fire | 150 mm NB (Heavy grade) | 150 mm NB (Heavy grade) | Mtrs. | 26 | 869.25 | Approved
The Ramdulari | BLOCK | Fire Fighting |  | WO/RP/RP02/36 | Balajee Fire | 80 mm NB (Heavy grade) | 80 mm NB (Heavy grade) | Mtrs. | 24 | 451.25 | Approved
The Ramdulari | BLOCK | Fire Fighting |  | WO/RP/RP02/36 | Balajee Fire | 50 mm NB (Heavy grade) ( Jocky Pump discharge) | 50 mm NB (Heavy grade) ( Jockey Pump discharge) | Mtrs. | 12 | 356.25 | Approved
The Ramdulari | BLOCK | Fire Fighting |  | WO/RP/RP02/36 | Balajee Fire | 25 mm NB (Heavy grade) ( Pump gland water drain line) | 25 mm NB (Heavy grade) ( Pump gland water drain line) | Mtrs. | 12 | 190 | Approved
The Ramdulari | BLOCK | Fire Fighting |  | WO/RP/RP02/36 | Balajee Fire | GATE VALVE AND SPECIALITIES (INSIDE FIRE WATER PUMP HOUSE) | Installation, testing & commissioning of GATE VALVE AND SPECIALITIES (INSIDE FIRE WATER PUMP HOUSE) as per Specification/drawing & direction of Engineer-in-charge. |  | 0 | 0 | Approved
The Ramdulari | BLOCK | Fire Fighting |  | WO/RP/RP02/36 | Balajee Fire | CAST IRON GATE VALVE IS:14846 (PN 1.6) 250 mm NB (SUCTION) | CAST IRON GATE VALVE IS:14846 (PN 1.6) 250 mm NB (SUCTION) | Nos. | 2 | 3000 | Approved
The Ramdulari | BLOCK | Fire Fighting |  | WO/RP/RP02/36 | Balajee Fire | CAST IRON GATE VALVE IS:14846 (PN 1.6) 200 mm NB (SUCTION) | CAST IRON GATE VALVE IS:14846 (PN 1.6) 200 mm NB (SUCTION) | Nos. | 3 | 2565 | Approved
The Ramdulari | BLOCK | Fire Fighting |  | WO/RP/RP02/36 | Balajee Fire | CAST IRON GATE VALVE IS:14846 (PN 1.6) 200 mm NB (DELIVERY)Low Zone | CAST IRON GATE VALVE IS:14846 (PN 1.6) 200 mm NB (DELIVERY)Low Zone | Nos. | 2 | 2565 | Approved
The Ramdulari | BLOCK | Fire Fighting |  | WO/RP/RP02/36 | Balajee Fire | CAST IRON GATE VALVE (PN 1.6) 150 mm NB (DELIVERY) Low Zone | CAST IRON GATE VALVE (PN 1.6) 150 mm NB (DELIVERY) Low Zone | Nos. | 4 | 2185 | Approved
The Ramdulari | BLOCK | Fire Fighting |  | WO/RP/RP02/36 | Balajee Fire | CAST IRON GATE VALVE IS:14846 (PN 1.6) 80 mm NB (SUCTION) | CAST IRON GATE VALVE IS:14846 (PN 1.6) 80 mm NB (SUCTION) | Nos. | 2 | 1757 | Approved
The Ramdulari | BLOCK | Fire Fighting |  | WO/RP/RP02/36 | Balajee Fire | CAST IRON GATE VALVE (PN 1.6) 50 mm NB (DELIVERY) | CAST IRON GATE VALVE (PN 1.6) 50 mm NB (DELIVERY) | Nos. | 2 | 869 | Approved
The Ramdulari | BLOCK | Fire Fighting |  | WO/RP/RP02/36 | Balajee Fire | CAST STEEL GATE VALVE AND SPECIALITIES (INSIDE FIRE WATER PUMP HOUSE) | Installation, testing & commissioning of GATE VALVE AND SPECIALITIES (INSIDE FIRE WATER PUMP HOUSE) as per Specification/drawing & direction of Engineer-in-charge. |  | 0 | 0 | Approved
The Ramdulari | BLOCK | Fire Fighting |  | WO/RP/RP02/36 | Balajee Fire | CAST STEEL GATE VALVE (API 600, BS 1414,Class 150) 150 mm NB (DELIVERY) High Zone | CAST STEEL GATE VALVE (API 600, BS 1414,Class 150) 150 mm NB (DELIVERY) High Zone | Nos. | 6 | 2185 | Approved
The Ramdulari | BLOCK | Fire Fighting |  | WO/RP/RP02/36 | Balajee Fire | CAST STEEL GATE VALVE (API 600, BS 1414,Class 150) 80 mm NB (DELIVERY) High Zone | CAST STEEL GATE VALVE (API 600, BS 1414,Class 150) 80 mm NB (DELIVERY) High Zone | Nos. | 4 | 1757.5 | Approved
The Ramdulari | BLOCK | Fire Fighting |  | WO/RP/RP02/36 | Balajee Fire | CAST STEEL GATE VALVE (API 600, BS 1414,Class 150) 50 mm NB (DELIVERY) High Zone | CAST STEEL GATE VALVE (API 600, BS 1414,Class 150) 50 mm NB (DELIVERY) High Zone | Nos. | 2 | 869.25 | Approved
The Ramdulari | BLOCK | Fire Fighting |  | WO/RP/RP02/36 | Balajee Fire | 25 mm NB Ball valve for pressure gauge and pressure switch | Supply, Installation, testing & commissioning of 25 mm NB Ball valve for pressure gauge and pressure switch as per Specification/drawing & direction of Engineer-in-charge. | Nos. | 38 | 1425 | Approved
The Ramdulari | BLOCK | Fire Fighting |  | WO/RP/RP02/36 | Balajee Fire | CI NON RETURN VALVE AND SPECIALIST | Installation, testing & commissioning of VALVE AND SPECIALITIES (INSIDE FIRE WATER PUMP HOUSE) as per Specification/drawing & direction of Engineer-in-charge. |  | 0 | 0 | Approved
The Ramdulari | BLOCK | Fire Fighting |  | WO/RP/RP02/36 | Balajee Fire | CAST IRON NON-RETURN VALVE(Swing Check Type)IS:5312 (PN 1.6) 200 mm NB Low Zone | CAST IRON NON-RETURN VALVE(Swing Check Type)IS:5312 (PN 1.6) 200 mm NB Low Zone | Nos. | 1 | 2565 | Approved
The Ramdulari | BLOCK | Fire Fighting |  | WO/RP/RP02/36 | Balajee Fire | CAST IRON NON-RETURN VALVE (Swing Check Type)IS:5312 (PN 1.6) 150 mm NB Low Zone | CAST IRON NON-RETURN VALVE (Swing Check Type)IS:5312 (PN 1.6) 150 mm NB Low Zone | Nos. | 4 | 2185 | Approved
The Ramdulari | BLOCK | Fire Fighting |  | WO/RP/RP02/36 | Balajee Fire | CAST IRON NON-RETURN VALVE (Swing Check Type)IS:5312 (PN 1.6) 50 mm NB Low Zone | CAST IRON NON-RETURN VALVE (Swing Check Type)IS:5312 (PN 1.6) 50 mm NB Low Zone | Nos. | 2 | 869.25 | Approved
The Ramdulari | BLOCK | Fire Fighting |  | WO/RP/RP02/36 | Balajee Fire | CAST Steel NON-RETURN VALVE AND SPECIALITIES (INSIDE FIRE WATER PUMP HOUSE) | Installation, testing & commissioning of VALVE AND SPECIALITIES (INSIDE FIRE WATER PUMP HOUSE) as per Specification/drawing & direction of Engineer-in-charge. |  | 0 | 0 | Approved
The Ramdulari | BLOCK | Fire Fighting |  | WO/RP/RP02/36 | Balajee Fire | CAST Steel NON-RETURN VALVE (Swing Check Type)(BS 1868,Class 150)150 mm NB High Zone | CAST Steel NON-RETURN VALVE (Swing Check Type)(BS 1868,Class 150)150 mm NB High Zone | Nos. | 5 | 2185 | Approved
The Ramdulari | BLOCK | Fire Fighting |  | WO/RP/RP02/36 | Balajee Fire | CAST Steel NON-RETURN VALVE (Swing Check Type)(BS 1868,Class 150)50 mm NB High Zone | CAST Steel NON-RETURN VALVE (Swing Check Type)(BS 1868,Class 150)50 mm NB High Zone | Nos. | 2 | 869.25 | Approved
The Ramdulari | BLOCK | Fire Fighting |  | WO/RP/RP02/36 | Balajee Fire | VALVE & SPECIALITIES (INSIDE FIRE WATER PUMP HOUSE) | Installation, testing & commissioning of VALVE AND SPECIALITIES (INSIDE FIRE WATER PUMP HOUSE) as per Specification/drawing & direction of Engineer-in-charge. |  | 0 | 0 | Approved
The Ramdulari | BLOCK | Fire Fighting |  | WO/RP/RP02/36 | Balajee Fire | CAST Steel GATE VALVE (API 600, BS 1414,Class 150) 80 mm NB for pump test recirculation | CAST Steel GATE VALVE (API 600, BS 1414,Class 150) 80 mm NB for pump test recirculation | Nos. | 2 | 1757.5 | Approved
The Ramdulari | BLOCK | Fire Fighting |  | WO/RP/RP02/36 | Balajee Fire | SUCTION STRAINER 250 mm NB | SUCTION STRAINER 250 mm NB | Nos. | 2 | 3040 | Approved
The Ramdulari | BLOCK | Fire Fighting |  | WO/RP/RP02/36 | Balajee Fire | 4 Way Fire brigade inlet connection for reservoir with piping | 4 Way Fire brigade inlet connection for reservoir with piping | Nos. | 2 | 1757.5 | Approved
The Ramdulari | BLOCK | Fire Fighting |  | WO/RP/RP02/36 | Balajee Fire | PUMP ROOM INSTRUMENTS | PUMP ROOM INSTRUMENTS |  | 0 | 0 | Approved
The Ramdulari | BLOCK | Fire Fighting |  | WO/RP/RP02/36 | Balajee Fire | SS body Glycerin base Pressure Gauge | Supply, Installation, testing, Commissioning of SS body Glycerin base Pressure Gauge (100/150mm) with half coupling, nipple, root valve(ball type), adapter, vibration dampener as per Sketch enclosed & direction of Engineer-in-charge. | Nos. | 18 | 3515 | Approved
The Ramdulari | BLOCK | Fire Fighting |  | WO/RP/RP02/36 | Balajee Fire | Denfose make Pressure Switch | Supply, Installation, testing, Commissioning of Denfose make Pressure Switch with half coupling, nipple, root valve(ball type), adapter, 3- way gauge cock, vibration dampener as per Sketch enclosed & direction of Engineer-in-charge. | Nos. | 20 | 5225 | Approved
The Ramdulari | BLOCK | Fire Fighting |  | WO/RP/RP02/36 | Balajee Fire | PUMP ROOM ELECTRICAL PANELS & CABLING | PUMP ROOM ELECTRICAL PANELS & CABLING |  | 0 | 0 | Approved
The Ramdulari | BLOCK | Fire Fighting |  | WO/RP/RP02/36 | Balajee Fire | Composite control cum annunciation panel for MCC Elec. Motor driven Fire Pump & Jockey Pump | Supply of Composite control cum annunciation panel for MCC Elec. Motor driven Fire Pump & Jockey Pump For (Cable sizes are indicative only actual size to be selected by bidder based on Motor rating.) (Rating of MCCB, Contractor & All Other components etc. shall be as per type -2 coordination chart. (Sketch enclosed) as per Specification/drawing & direction of Engineer-in-charge. | Nos. | 1 | 427500 | Approved
The Ramdulari | BLOCK | Fire Fighting |  | WO/RP/RP02/36 | Balajee Fire | Installation, testing & commissioning of Composite control cum annunciation panel for MCC Elec. Motor driven Fire Pump & Jockey Pump | Installation, testing & commissioning of Composite control cum annunciation panel for MCC Elec. Motor driven Fire Pump & Jockey Pump For Item No. Above (Cable sizes are indicative only actual size to be selected by bidder based on Motor rating.) (Rating of MCCB, Contractor & All Other components etc. shall be as per type -2 coordination chart. (Sketch enclosed) as per Specification/drawing & direction of Engineer-in-charge. | Nos. | 1 | 19000 | Approved
The Ramdulari | BLOCK | Fire Fighting |  | WO/RP/RP02/36 | Balajee Fire | Power cable and cable tray- ( 3 CORE x 150 mm2 ALPVC / Cu) | Installation, testing & commissioning of Power cable and cable tray- ( 3 CORE x 150 mm2 ALPVC / Cu) as per Specification/drawing & direction of Engineer-in-charge. | Mtrs. | 40 | 285 | Approved
The Ramdulari | BLOCK | Fire Fighting |  | WO/RP/RP02/36 | Balajee Fire | Power cable and cable tray- (3C x 16 mm2 ALPVC / Cu) | Installation, testing & commissioning of Power cable and cable tray- (3C x 16 mm2 ALPVC / Cu) as per Specification/drawing & direction of Engineer-in-charge. | Mtrs. | 45 | 237.5 | Approved
The Ramdulari | BLOCK | Fire Fighting |  | WO/RP/RP02/36 | Balajee Fire | (3C x 2.5 mm2 CU PVC) (For Motor Space Heater) | Supply, Installation, testing & commissioning of (3C x 2.5 mm2 CU PVC) (For Motor Space Heater) as per Specification/drawing & direction of Engineer-in-charge. | Mtrs. | 50 | 308.75 | Approved
The Ramdulari | BLOCK | Fire Fighting |  | WO/RP/RP02/36 | Balajee Fire | ELECTRICAL PANELS & CABLING of Control cable and cable tray with all accessories a) (2C x 1.5 Sq.mm CU PVC) | Supply, Installation, testing & commissioning of ELECTRICAL PANELS & CABLING of Control cable and cable tray with all accessories a) (2C x 1.5 Sq.mm CU PVC) all complete as per Specification/drawing & direction of Engineer-in-charge. | Mtrs. | 150 | 142.5 | Approved
The Ramdulari | BLOCK | Fire Fighting |  | WO/RP/RP02/36 | Balajee Fire | ELECTRICAL PANELS & CABLING for Earthing | Supply, Installation, testing & commissioning of ELECTRICAL PANELS & CABLING for Earthing all complete as per I.E.Rules including earth strips/connection all complete to main bus and testing etc. as per Specification/drawing &amp; direction of Engineer-in-charge. | Lot | 1 | 19950 | Approved
The Ramdulari | BLOCK | Fire Fighting |  | WO/RP/RP02/36 | Balajee Fire | HYDRANT SYSTEM (OUTSIDE PUMP HOUSE) | HYDRANT SYSTEM (OUTSIDE PUMP HOUSE) |  | 0 | 0 | Approved
The Ramdulari | BLOCK | Fire Fighting |  | WO/RP/RP02/36 | Balajee Fire | 200 mm NB (6.35 mm Thk.) (Client would supply pipes only.) | Installation, testing, commission of PIPING (ABOVE GROUND PIPING) as per specification/drawing and direction of Engineer-in-charge. a)200 mm NB (6.35 mm Thk.) (Client would supply pipes only.) | Mtrs. | 234.03 | 1007 | Approved
The Ramdulari | BLOCK | Fire Fighting |  | WO/RP/RP02/36 | Balajee Fire | 150 mm NB (Medium Grade) (Client would supply pipes only.) | Installation, testing, commission of PIPING (ABOVE GROUND PIPING) as per specification/drawing and direction of Engineer-in-charge. a)150 mm NB (Medium Grade) (Client would supply pipes only.) | Mtrs. | 279.775 | 869.25 | Approved
The Ramdulari | BLOCK | Fire Fighting |  | WO/RP/RP02/36 | Balajee Fire | 100 mm NB (Medium Grade) (Client would supply pipes only.) | Installation, testing, commission of PIPING (ABOVE GROUND PIPING) as per specification/drawing and direction of Engineer-in-charge. a)100 mm NB (Medium Grade) (Client would supply pipes only.) | Mtrs. | 18 | 655.5 | Approved
The Ramdulari | BLOCK | Fire Fighting |  | WO/RP/RP02/36 | Balajee Fire | 80 mm NB (Medium Grade) (Client would supply pipes only.) | Installation, testing, commission of PIPING (ABOVE GROUND PIPING) as per specification/drawing and direction of Engineer-in-charge. a)80 mm NB (Medium Grade) (Client would supply pipes only.) | Mtrs. | 18 | 451.25 | Approved
The Ramdulari | BLOCK | Fire Fighting |  | WO/RP/RP02/36 | Balajee Fire | 25 mm NB (Heavy grade) for Hose reel & Air release Valve. (Client would supply pipes only.) | Installation, testing, commission of PIPING (ABOVE GROUND PIPING) as per specification/drawing and direction of Engineer-in-charge. a)25 mm NB (Heavy grade) for Hose reel & Air release Valve. (Client would supply pipes only.) | Mtrs. | 36 | 190 | Approved
The Ramdulari | BLOCK | Fire Fighting |  | WO/RP/RP02/36 | Balajee Fire | 80 mm NB (Heavy grade) including earth cutting (Client would supply pipes only.) | Installation, testing, commission of PIPING (UNDER GROUND PIPING) as per specification/drawing and direction of Engineer-in-charge. a)80 mm NB (Heavy grade) including earth cutting (Client would supply pipes only.) | Mtrs. | 54 | 869.25 | Approved
The Ramdulari | BLOCK | Fire Fighting |  | WO/RP/RP02/36 | Balajee Fire | CAST IRON GATE VALVE (PN 1.6) 200 mm NB(INTERNAL & EXTERNAL HYD. LINE) Low Zone | Installation, testing, commission of VALVE AND SPECIALITIES as per specification/drawing and direction of Engineer-in-charge. a) CAST IRON GATE VALVE (PN 1.6) 200 mm NB(INTERNAL & EXTERNAL HYD. LINE) Low Zone | Nos. | 3 | 2565 | Approved
The Ramdulari | BLOCK | Fire Fighting |  | WO/RP/RP02/36 | Balajee Fire | CAST IRON GATE VALVE (PN 1.6) 150 mm NB (INTERNAL WET RISER) Low Zone | Installation, testing, commission of VALVE AND SPECIALITIES as per specification/drawing and direction of Engineer-in-charge. a) CAST IRON GATE VALVE (PN 1.6) 150 mm NB (INTERNAL WET RISER) Low Zone | Nos. | 1 | 2185 | Approved
The Ramdulari | BLOCK | Fire Fighting |  | WO/RP/RP02/36 | Balajee Fire | CAST IRON GATE VALVE (PN 1.6) 150 mm NB (FOR F.B CONNECTION) Low Zone | Installation, testing, commission of VALVE AND SPECIALITIES as per specification/drawing and direction of Engineer-in-charge. a) CAST IRON GATE VALVE (PN 1.6) 150 mm NB (FOR F.B CONNECTION) Low Zone | Nos. | 1 | 2185 | Approved
The Ramdulari | BLOCK | Fire Fighting |  | WO/RP/RP02/36 | Balajee Fire | CAST Steel GATE VALVE (Class 150) 150 mm NB (INTERNAL WET RISER) High Zone | Installation, testing, commission of VALVE AND SPECIALITIES as per specification/drawing and direction of Engineer-in-charge. a) CAST Steel GATE VALVE (Class 150) 150 mm NB (INTERNAL WET RISER) High Zone | Nos. | 2 | 2185 | Approved
The Ramdulari | BLOCK | Fire Fighting |  | WO/RP/RP02/36 | Balajee Fire | CAST STEEL GATE VALVE (Class 150) 150 mm NB (FOR F.B CONNECTION) High Zone | Installation, testing, commission of VALVE AND SPECIALITIES as per specification/drawing and direction of Engineer-in-charge. a) CAST STEEL GATE VALVE (Class 150) 150 mm NB (FOR F.B CONNECTION) High Zone | Nos. | 1 | 2185 | Approved
The Ramdulari | BLOCK | Fire Fighting |  | WO/RP/RP02/36 | Balajee Fire | CAST IRON NON RETURN VALVE (Duel plate Wafer Type) (PN 1.6)-150 mm NB Low Zone | Installation, testing, commission of VALVE AND SPECIALITIES as per specification/drawing and direction of Engineer-in-charge. a) CAST IRON NON RETURN VALVE (Duel plate Wafer Type) (PN 1.6)-150 mm NB Low Zone | Nos. | 1 | 2185 | Approved
The Ramdulari | BLOCK | Fire Fighting |  | WO/RP/RP02/36 | Balajee Fire | CAST Steel NON RETURN VALVE (Duel plate Wafer Type) (BS 1868,Class 150)-150 mm NB High Zone | Installation, testing, commission of VALVE AND SPECIALITIES as per specification/drawing and direction of Engineer-in-charge. a) CAST Steel NON RETURN VALVE (Duel plate Wafer Type) (BS 1868,Class 150)-150 mm NB High Zone | Nos. | 1 | 2185 | Approved
The Ramdulari | BLOCK | Fire Fighting |  | WO/RP/RP02/36 | Balajee Fire | Hydrant Valve with stand pipe and bend for outdoor hydrants (Single headed) | Installation, testing, commission of HYDRANT SYS. ACCESSORIES as per specification/drawing and direction of Engineer-in-charge. a) Hydrant Valve with stand pipe and bend for outdoor hydrants (Single headed) | Nos. | 6 | 1615 | Approved
The Ramdulari | BLOCK | Fire Fighting |  | WO/RP/RP02/36 | Balajee Fire | Landing valve for indoor hydrants | Installation, testing, commission of HYDRANT SYS. ACCESSORIES as per specification/drawing and direction of Engineer-in-charge. a) Landing valve for indoor hydrants | Nos. | 60 | 1615 | Approved
The Ramdulari | BLOCK | Fire Fighting |  | WO/RP/RP02/36 | Balajee Fire | 15 M long Hose with couplings | Installation, testing, commission of HYDRANT SYS. ACCESSORIES as per specification/drawing and direction of Engineer-in-charge. a) 15 M long Hose with couplings | Nos. | 76 | 142.5 | Approved
The Ramdulari | BLOCK | Fire Fighting |  | WO/RP/RP02/36 | Balajee Fire | Jet Nozzle with branch pipe | Installation, testing, commission of HYDRANT SYS. ACCESSORIES as per specification/drawing and direction of Engineer-in-charge. a) Jet Nozzle with branch pipe | Nos. | 38 | 142.5 | Approved
The Ramdulari | BLOCK | Fire Fighting |  | WO/RP/RP02/36 | Balajee Fire | Hose cabinet with support and foundation for outdoor hydrants. | Installation, testing, commission of HYDRANT SYS. ACCESSORIES as per specification/drawing and direction of Engineer-in-charge. a) Hose cabinet with support and foundation for outdoor hydrants. | Nos. | 6 | 142.5 | Approved
The Ramdulari | BLOCK | Fire Fighting |  | WO/RP/RP02/36 | Balajee Fire | Hose cabinet with support for indoor hydrants. | Installation, testing, commission of HYDRANT SYS. ACCESSORIES as per specification/drawing and direction of Engineer-in-charge. a) Hose cabinet with support for indoor hydrants. | Nos. | 32 | 142.5 | Approved
The Ramdulari | BLOCK | Fire Fighting |  | WO/RP/RP02/36 | Balajee Fire | Swinging Hose reel drum & S.S. bend pipe with 20 mm dia 30M long rubber hose including shut of nozzle. | Installation, testing, commission of HYDRANT SYS. ACCESSORIES as per specification/drawing and direction of Engineer-in-charge. a) Swinging Hose reel drum & S.S. bend pipe with 20 mm dia 30M long rubber hose including shut of nozzle. | Nos. | 32 | 475 | Approved
AARANYA | EXPERIENCE CENTER | Civil | Sub & Super Structure Work | WO/PKB/PKX/4 | DEEPSUN INDUSTRIAL CORPORATION | E/W up to 3 m | All Charges for earth work in excavation (including lifting & shifting) of foundation of structure, in all sorts of soil (including mixed soil, laterite or sandstone) including setting out, removing, spreading or stacking of soils within a lead of 150 m as per drawing, specification and direction of EIC. The item includes necessary dismantling of foundation (if any) made with brick, PCC, RCC, trimming the sides of trenches, levelling, dressing and ramming the bottom, bailing out water, barricading the area providing caution board, including all labour, materials, machinery, tools & tackles for all lead & lift to the entire satisfaction of EIC. The Contractor shall be paid only for excavation as actual / as per IS 1200 / discretion of EIC. For, Depth up to 3 m | Cum. | 95.65 | 255 | Approved
AARANYA | EXPERIENCE CENTER | Civil | Sub & Super Structure Work | WO/PKB/PKX/4 | DEEPSUN INDUSTRIAL CORPORATION | B.F.S | "All charges for providing and laying single brick flat soling of picked jhama bricks below foundation floor, pile cap, tie beam etc. or any other location till Plinth level including ramming dressing and bringing to proper level and filling joints with sand including all materials, labour, tools and plants etc. complete below foundation as per specification, drawing and direction of Engineering-in-Charge" | Sq.Mtr. | 100.45 | 466 | Approved
AARANYA | EXPERIENCE CENTER | Civil | Sub & Super Structure Work | WO/PKB/PKX/4 | DEEPSUN INDUSTRIAL CORPORATION | 100mm/125mm brickwork | "All charges for Providing and erecting 100 mm/125 mm thick brick work with 1st class Coneventional bricks for walls of specified thickness in sand cement mortar (4 :1) including the cost of all material, labour, tools, tackles, scaffolding, curing etc. complete as per direction of Engineer-in-Charge and technical specification. | Sq.Mtr. | 57.3 | 1030 | Approved
AARANYA | EXPERIENCE CENTER | Civil | Sub & Super Structure Work | WO/PKB/PKX/4 | DEEPSUN INDUSTRIAL CORPORATION | Well pile | "All charges for Providing and erecting Bored Cast-in-situ R.C.C. Well pile in position as per specifications in all kinds of soil including cost of boring using drilling mud to stabilize the bore and flushing the bore of excess mud with freshly prepared drilling fluid by using pumps prior to placing concrete by tremie pipe in one continuous operation and including the cost of all materials and labour for placing of concrete and also including the cost of mobilization and hire charges of all equipment necessary for boring, welding of reinforcement cage as necessary and lowering of reinforcement cage, preparation and placing of concrete, including cost of concrete but excluding the cost of reinforcement and labour for bending binding of reinforcement etc. complete as per Drawing and Technical Specifications and removal of excavated earth with all lifts and lead upto 1000 m. Work to be executed as per IS: 2911 (Part II Sec 2). Using tripod, winches. Pile diameter -Avg. 675 mm , Concrete Grade: M25 | RMT | 84 | 3870 | Approved
AARANYA | EXPERIENCE CENTER | Civil | Sub & Super Structure Work | WO/PKB/PKX/4 | DEEPSUN INDUSTRIAL CORPORATION | PCC | All charges for providing & laying M15 (1:2:4) plain cement concrete (PCC) of required thickness at all levels and leads coming above Plinth level using 20 mm nominal size well-graded approved quality aggregate including vibrating / compacting as required establishing dewatering system by pumping / bailing out water, cleaning, preparing surfaces, junctions etc. including shuttering, curing complete as per drawing and direction of Engineer-in-Charge. Source of concrete will be RMC/SMC. | Cum. | 12.2 | 7498 | Approved
AARANYA | EXPERIENCE CENTER | Civil | Sub & Super Structure Work | WO/PKB/PKX/4 | DEEPSUN INDUSTRIAL CORPORATION | RCC | All charges for Providing & laying M25 grade cement concrete/reinforced cement concrete (including cost of shuttering but excluding cost of reinforcement ) at all levels and leads for all items e.g. Pile cap, Footing, RCC wall, tie beam, column, slab, beam etc. all profile coming below & above Plinth level using 20 mm nominal size & down graded good quality aggregate as per design mix approved by PMC/Consultant including vibrating / compacting, curing, scaffolding as required, dewatering (if any), cleaning, preparing surfaces, junctions etc. including curing complete as per drawing , technical specification and direction of Engineer-in-Charge. Cement concrete should have an ultimate crushing strength of not less than 250 Kg/sq.cm for Grade M25 on 15cm X 15cm X 15cm cube at 28 days and source of concrete will be RMC/SMC. | Cum. | 79.66 | 11622 | Approved
AARANYA | EXPERIENCE CENTER | Civil | Sub & Super Structure Work | WO/PKB/PKX/4 | DEEPSUN INDUSTRIAL CORPORATION | Steel R/f for Piling work | All charges for Providing & fixing steel reinforcement (Tor Steel as per IS-1786, Fe 500) for Piling work including transporting, decoiling, straightening, removing loose rust, cutting, bending and placing for all profile and for all lead & lift till Plinth level and binding with 18 gauge annealed wire as per drawing and direction of Engineer-in-Charge. Payment of steel shall be made as per drawing and approved bar bending schedule with permissible laps and paid on the basis of the sectional weights of bar as per relevant I.S. Code. The rate shall include cost of binding wire, chairs, spacers, pins, cover blocks which will not be measured separately for payment. | MT | 1.305 | 65620 | Approved
AARANYA | EXPERIENCE CENTER | Civil | Sub & Super Structure Work | WO/PKB/PKX/4 | DEEPSUN INDUSTRIAL CORPORATION | Steel R/f for Sub Super-structure | All charges for Providing & fixing steel reinforcement (Tor Steel as per IS-1786, Fe 500) for Sub & Super-Structure work including transporting, decoiling, straightening, removing loose rust, cutting, bending and placing for all profile and for all lead & lift till Plinth level & above Plinth level and binding with 18 gauge annealed wire as per drawing and direction of Engineer-in-Charge. Payment of steel shall be made as per drawing and approved bar bending schedule with permissible laps and paid on the basis of the sectional weights of bar as per relevant I.S. Code. The rate shall include cost of binding wire, chairs, spacers, pins, cover blocks which will not be measured separately for payment. | MT | 6.88 | 64640 | Approved
AARANYA | EXPERIENCE CENTER | Civil | Sub & Super Structure Work | WO/PKB/PKX/4 | DEEPSUN INDUSTRIAL CORPORATION | M.S. structural works | Charges for Supply, Fabrication & Erection of MS structural work in columns, beams etc. with simple rolled structural members (e.g. joists, angle, channel sections plate for ramp etc conforming to IS: 226, IS: 808 & SP (6)- 1964 connected to one another with bracket, gussets, cleats as per design, direction of Engineer-incharge complete including cutting to requisite shape and length, fabrication with necessary bolting, metal arc welding conforming to IS: 816- 1956 & IS: 1995 using electrodes of approved make and brand conforming to IS:814- 1957, haulage, hoisting and erection all complete as per drawing confirming to relevant IS code as per approved design & drawing with all complete and direction of Engineer-in-Charge. . The rate includes the cost of rolled steel section, consumables such as electrodes, gas and hire charge of all tools and plants and labour required for the work and including cost of One coat Zinc Chromate Primer. (MS Make - Jindal, Sail or equivalent ). | MT | 16.35 | 108840 | Approved
AARANYA | EXPERIENCE CENTER | Civil | Sub & Super Structure Work | WO/PKB/PKX/4 | DEEPSUN INDUSTRIAL CORPORATION | M.S Railing | Providing and Fixing of M.S Railing made with M.S section as per approved drawing including one coat of Zinc Chromate primer, transporting, lifting to places and erection as per direction of EIC. | Kg | 0 | 118 | Approved
AARANYA | EXPERIENCE CENTER | Civil | Sub & Super Structure Work | WO/PKB/PKX/4 | DEEPSUN INDUSTRIAL CORPORATION | M.S Chequered Plate | Providing and Fixing of 10 mm thickness M.S Chequered Plate conforms to standard specification such as IS 3502 or equivalent as per approved drawing including one coat of Zinc Chromate primer, transporting, lifting to places and erection as per direction of EIC. | MT | 3.5 | 80360 | Approved
AARANYA | EXPERIENCE CENTER | Civil | Sub & Super Structure Work | WO/PKB/PKX/4 | DEEPSUN INDUSTRIAL CORPORATION | Polycarbonate sheet | Providing and Fixing of 10 mm thk Polycarbonate sheet according to IS 16530 or equivalent, UV stabilized, impact resistant, fire retardant with high light transmission as per approved drawing including transporting, lifting to places and fixing as per direction of EIC. | Sq.Mtr. | 0 | 972 | Approved
AARANYA | EXPERIENCE CENTER | Civil | Sub & Super Structure Work | WO/PKB/PKX/4 | DEEPSUN INDUSTRIAL CORPORATION | PUF Sheet | Providing and Fixing of 50 mm thk PUF sheet according to IS 16530 or equivalent, UV stabilized, impact resistant, fire retardant with high light transmission as per approved drawing including transporting, lifting to places and fixing as per direction of EIC. | Sq.Mtr. | 328.45 | 1794 | Approved
AARANYA | EXPERIENCE CENTER | Civil | Sub & Super Structure Work | WO/PKB/PKX/4 | DEEPSUN INDUSTRIAL CORPORATION | MS Bracket | Providing , fitting & fixing of MS bracket as per approved drawing and direction of EIC. | Nos. | 0 | 4410 | Approved
AARANYA | EXPERIENCE CENTER | Civil | Sub & Super Structure Work | WO/PKB/PKX/4 | DEEPSUN INDUSTRIAL CORPORATION | Deck Sheet | Providing and Fixing of 0.8 mm thk Deck sheet in position true to line and level, steel grade 550 MPA as per approved drawing including one coat of Zinc Chromate primer, transporting, lifting to places and erection as per direction of EIC. | Sq.Mtr. | 124.4 | 1548 | Approved
AARANYA | EXPERIENCE CENTER | Civil | Sub & Super Structure Work | WO/PKB/PKX/4 | DEEPSUN INDUSTRIAL CORPORATION | Stud | Providing , fitting & fixing of Stud in position true to line and level as per approved drawing and direction of EIC. | Lump Sum | 0 | 49000 | Approved
The Ramdulari | BLOCK | Fire Fighting |  | WO/RP/RP02/36 | Balajee Fire | 80 mm NB on upstream of hydrant valves (As required) | Supply, Installation, testing, commission of ORIFICE PLATE (SS 304) (6 mm thk.) as per specification/drawing and direction of Engineer-in-charge. a) 80 mm NB on upstream of hydrant valves (As required) | Lot | 1 | 9500 | Approved
The Ramdulari | BLOCK | Fire Fighting |  | WO/RP/RP02/36 | Balajee Fire | 25 NB Ball Valve for swing Hose reel | Installation, testing, commission of 25 NB Ball Valve for swing Hose reel as per specification/drawing and direction of Engineer-in-charge. | Nos. | 32 | 1425 | Approved
The Ramdulari | BLOCK | Fire Fighting |  | WO/RP/RP02/36 | Balajee Fire | 25mm NB with one no. root valve & Vent valve (Ball type) on top of each risers for Hydrant system | Supply, Installation, testing, commission of AIR RELEASE VALVE as per specification/drawing and direction of Engineer-in-charge. a) 25mm NB with one no. root valve & Vent valve (Ball type) on top of each risers for Hydrant system (Refer scetch Enclosed) | Nos. | 2 | 5035 | Approved
The Ramdulari | BLOCK | Fire Fighting |  | WO/RP/RP02/36 | Balajee Fire | Pressure Gauge with half Coupling, nipple, root valve (Globe type), adapter, vibration damper For AIR RELEASE VALVE | Supply, Installation, testing, commission of a) Pressure Gauge with half Coupling, nipple, root valve (Globe type), adapter, vibration damper For AIR RELEASE VALVE as per sketch enclosed. | Nos. | 2 | 3515 | Approved
The Ramdulari | BLOCK | Fire Fighting |  | WO/RP/RP02/36 | Balajee Fire | 4 Way Fire brigade inlet connection | 4 Way Fire brigade inlet connection for HYDRANT RISER with piping | Nos. | 2 | 1757.5 | Approved
The Ramdulari | BLOCK | Fire Fighting |  | WO/RP/RP02/36 | Balajee Fire | MISCELLANEOUS ITEMS | Installation, testing, commission of MISCELLANEOUS ITEMS as per specification/drawing and direction of Engineer-in-charge. Fire notice & Instruction Board in all floor of each tower as required by WBFES / NBC. | Lot | 1 | 19000 | Approved
The Ramdulari | BLOCK | Fire Fighting |  | WO/RP/RP02/36 | Balajee Fire | MISCELLANEOUS ITEMS | Installation, testing, commission of MISCELLANEOUS ITEMS as per specification/drawing and direction of Engineer-in-charge. a) Exit sign, Floor indication board, Evacuation sign of suitable size near each stairs as required by WBFES / NBC for all the Towers. | Lot | 1 | 19000 | Approved
The Ramdulari | BLOCK | Fire Fighting |  | WO/RP/RP02/36 | Balajee Fire | MISCELLANEOUS ITEMS | Installation, testing, commission of MISCELLANEOUS ITEMS as per specification/drawing and direction of Engineer-in-charge b) Evacuation sign near turning places & as required as per site condition as per NBC/WBFES. C) Floor plan with exit location sign board for each floor as per NBC/WBFES. D) In case of Fire do not use Lift, use Stairs. E) Floor no. infront of each stair & lift. f) FHC- FireWet riser and sprinkler duct. g) Refuge area where applicable. | Lot | 1 | 28500 | Approved
The Ramdulari | BLOCK | Fire Fighting |  | WO/RP/RP02/36 | Balajee Fire | MISCELLANEOUS ITEMS | PUMP ROOM Supply, Installation, testing, commission of MISCELLANEOUS ITEMS as per specification/drawing and direction of Engineer-in-charge. a) Instruction Board B) Pipe line identification mark / flow mark c) Pump room signage etc. in Fire Water Pump House | Lot | 1 | 14250 | Approved
The Ramdulari | BLOCK | Fire Fighting |  | WO/RP/RP02/36 | Balajee Fire | SPRINKLER SYSTEM | SPRINKLER SYSTEM |  | 0 | 0 | Approved
The Ramdulari | BLOCK | Fire Fighting |  | WO/RP/RP02/36 | Balajee Fire | 150 mm NB (Medium Grade) INTERNAL (Client would supply pipes only.) | Installation, testing, commission of PIPING (ABOVE GROUND PIPING) as per specification/drawing and direction of Engineer-in-charge. a)150 mm NB (Medium Grade) INTERNAL (Client would supply pipes only.) | Mtrs. | 359.45 | 902.5 | Approved
The Ramdulari | BLOCK | Fire Fighting |  | WO/RP/RP02/36 | Balajee Fire | 100 mm NB (Medium Grade) | Installation, testing, commission of SPRINKLER SYSTEM for ABOVE GROUND PIPING - as per specification/drawing and direction of Engineer-in-charge. (Pipes be supplied by client only.) a) 100 mm NB (Medium Grade) | Mtrs. | 102.8 | 655.5 | Approved
The Ramdulari | BLOCK | Fire Fighting |  | WO/RP/RP02/36 | Balajee Fire | 80 mm NB (Medium Grade) | Installation, testing, commission of SPRINKLER SYSTEM for ABOVE GROUND PIPING - as per specification/drawing and direction of Engineer-in-charge. (Pipes be supplied by client only.) a) 80 mm NB (Medium Grade) | Mtrs. | 178.225 | 451.25 | Approved
The Ramdulari | BLOCK | Fire Fighting |  | WO/RP/RP02/36 | Balajee Fire | 65 mm NB (Medium Grade) | Installation, testing, commission of SPRINKLER SYSTEM for ABOVE GROUND PIPING - as per specification/drawing and direction of Engineer-in-charge. (Pipes be supplied by client only.) a) 65 mm NB (Medium Grade) | Mtrs. | 356.755 | 384.75 | Approved
The Ramdulari | BLOCK | Fire Fighting |  | WO/RP/RP02/36 | Balajee Fire | 50 mm NB (Medium Grade) | Installation, testing, commission of SPRINKLER SYSTEM for ABOVE GROUND PIPING - as per specification/drawing and direction of Engineer-in-charge. (Pipes be supplied by client only.) a) 50 mm NB (Medium Grade) | Mtrs. | 384.523 | 327.75 | Approved
The Ramdulari | BLOCK | Fire Fighting |  | WO/RP/RP02/36 | Balajee Fire | 40 mm NB (Heavy Grade) | Installation, testing, commission of SPRINKLER SYSTEM for ABOVE GROUND PIPING - as per specification/drawing and direction of Engineer-in-charge. (Pipes be supplied by client only.) a) 40 mm NB (Heavy Grade) | Mtrs. | 416.727 | 332.5 | Approved
The Ramdulari | BLOCK | Plumbing/Sanitory | Internal Plumbing | WO/RP/RP02/35 | Bdcon Engineers Pvt. Ltd. | Internal Drainage (Soil, Waste, Vent, & Fittings) | Internal Drainage (Soil, Waste, Vent, & Fittings)-Supply and Fixing for fixing Astral Silencio 1.9 pipe for Soil , waste and vent and AC drainage in Shaft Location including all fittings with / without access door of any degree, Single / Double / Equal / Unequal junctions, bends, offsets, Cowls, Collars, Access / door pieces, insertions, rubber washer 3 mm thick, bolts & nuts , GI Holder bats and clamps of approved design and jointing with drip seal joints including cutting holes in Walls & floors and making good the same wherever required |  | 0 | 0 | Amended & Approved
The Ramdulari | BLOCK | Plumbing/Sanitory | Internal Plumbing | WO/RP/RP02/35 | Bdcon Engineers Pvt. Ltd. | Internal Drainage (Rain Water Pipe & Fittings) | Internal Drainage (Rain Water Pipe & Fittings)-Supply and Fixing for fixing Silencio PP pipes (DN 110X3.4 PP-MD-ML UNE EN-1451 B SKZ A -676 DIN-4102 B2) for Rain Water pipe in Shaft Location including all fittings with / without access door of any degree, Single / Double / Equal / Unequal junctions, bends, offsets, Cowls, Collars, Access / door pieces, insertions, rubber washer 3 mm thick, bolts & nuts , GI Holder bats and clamps of approved design and jointing with drip seal joints including cutting holes in Walls & floors and making good the same wherever required. (Application: For Rain Water Pipes) |  | 0 | 0 | Approved
The Ramdulari | BLOCK | Plumbing/Sanitory | Internal Plumbing | WO/RP/RP02/35 | Bdcon Engineers Pvt. Ltd. | Supply and Fixing for fixing PVC | Supply and Fixing for fixing PVC (I.S.-4985) 6 Kg. Pipe and fittings for Basin,urinal & floor drain line and Sink waste line laying at floor with cutting the chese fixing the pipe at trap point and mending good the floor with cement morter at 1st and ground floor. |  | 0 | 0 | Approved
The Ramdulari | BLOCK | Plumbing/Sanitory | Internal Plumbing | WO/RP/RP02/35 | Bdcon Engineers Pvt. Ltd. | Swimming pool area | Supply and Fixing for fixing Perforated Pipes at 1st Floor Swimming pool area |  | 0 | 0 | Approved
The Ramdulari | BLOCK | Plumbing/Sanitory | Internal Plumbing | WO/RP/RP02/35 | Bdcon Engineers Pvt. Ltd. | 110mm floor cleanout 1ST Floor | Supply and Fixing for fixing 110mm floor cleanout plug at 1st floor area | Nos | 3 | 1332 | Approved
The Ramdulari | BLOCK | Plumbing/Sanitory | Internal Plumbing | WO/RP/RP02/35 | Bdcon Engineers Pvt. Ltd. | 110mm floor cleanout basement | Supply and Fixing for fixing 110mm cleanout plug at basement | Nos | 12 | 1332 | Approved
The Ramdulari | BLOCK | Plumbing/Sanitory | Internal Plumbing | WO/RP/RP02/35 | Bdcon Engineers Pvt. Ltd. | PVC Mashroom drain | Charges for fixing PVC Mashroom drain of approved quality complete in all respects at 1st Floor. (For Planter Drain) | RMT | 6 | 121 | Approved
The Ramdulari | BLOCK | Plumbing/Sanitory | Internal Plumbing | WO/RP/RP02/35 | Bdcon Engineers Pvt. Ltd. | 50 mm dia | 50 mm dia | RMT | 0 | 752 | Approved
The Ramdulari | BLOCK | Plumbing/Sanitory | Internal Plumbing | WO/RP/RP02/35 | Bdcon Engineers Pvt. Ltd. | 75mm dia ASP | 75mm dia ASP | RMT | 579 | 1060 | Approved
The Ramdulari | BLOCK | Plumbing/Sanitory | Internal Plumbing | WO/RP/RP02/35 | Bdcon Engineers Pvt. Ltd. | 110 mm dia | 110 mm dia | RMT | 1514 | 1295 | Approved
The Ramdulari | BLOCK | Plumbing/Sanitory | Internal Plumbing | WO/RP/RP02/35 | Bdcon Engineers Pvt. Ltd. | 160 mm dia | 160 mm dia | RMT | 62 | 2150 | Approved
The Ramdulari | BLOCK | Plumbing/Sanitory | Internal Plumbing | WO/RP/RP02/35 | Bdcon Engineers Pvt. Ltd. | 200mm dia | 200mm dia | RMT | 25 | 2371 | Approved
The Ramdulari | BLOCK | Plumbing/Sanitory | Internal Plumbing | WO/RP/RP02/35 | Bdcon Engineers Pvt. Ltd. | 75 mm dia | 75 mm dia | RMT | 0 | 1060 | Approved
The Ramdulari | BLOCK | Plumbing/Sanitory | Internal Plumbing | WO/RP/RP02/35 | Bdcon Engineers Pvt. Ltd. | 110 mm dia | 110 mm dia | RMT | 1250 | 1295 | Approved
The Ramdulari | BLOCK | Plumbing/Sanitory | Internal Plumbing | WO/RP/RP02/35 | Bdcon Engineers Pvt. Ltd. | 160 mm dia | 160 mm dia | RMT | 50 | 2150 | Approved
The Ramdulari | BLOCK | Plumbing/Sanitory | Internal Plumbing | WO/RP/RP02/35 | Bdcon Engineers Pvt. Ltd. | 110 mm dia for Sub soil drain pipe at basement level | 110 mm dia for Sub soil drain pipe at basement level | RMT | 120 | 1315 | Approved
The Ramdulari | BLOCK | Plumbing/Sanitory | Internal Plumbing | WO/RP/RP02/35 | Bdcon Engineers Pvt. Ltd. | 32 mm dia for basin waste line | 32 mm dia for basin waste line | RMT | 4 | 251 | Approved
The Ramdulari | BLOCK | Plumbing/Sanitory | Internal Plumbing | WO/RP/RP02/35 | Bdcon Engineers Pvt. Ltd. | 40 mm dia for sink waste line | 40 mm dia for sink waste line | RMT | 2 | 276 | Approved
The Ramdulari | BLOCK | Plumbing/Sanitory | Internal Plumbing | WO/RP/RP02/35 | Bdcon Engineers Pvt. Ltd. | 50 mm dia for floor drain pipe at WC area | 50 mm dia for floor drain pipe at WC area | RMT | 12 | 395 | Approved
The Ramdulari | BLOCK | Plumbing/Sanitory | Internal Plumbing | WO/RP/RP02/35 | Bdcon Engineers Pvt. Ltd. | 110mm dia | 110mm dia | RMT | 40 | 540 | Approved
The Ramdulari | BLOCK | Fire Fighting |  | WO/RP/RP02/36 | Balajee Fire | 32 mm NB (Heavy Grade) | Installation, testing, commission of SPRINKLER SYSTEM for ABOVE GROUND PIPING - as per specification/drawing and direction of Engineer-in-charge. (Pipes be supplied by client only.) a) 32 mm NB (Heavy Grade) | Mtrs. | 490.705 | 308.75 | Approved
The Ramdulari | BLOCK | Fire Fighting |  | WO/RP/RP02/36 | Balajee Fire | 25 mm NB (Heavy Grade) | Installation, testing, commission of SPRINKLER SYSTEM for ABOVE GROUND PIPING - as per specification/drawing and direction of Engineer-in-charge. (Pipes be supplied by client only.) a) 25 mm NB (Heavy Grade) | Mtrs. | 1848.665 | 190 | Approved
The Ramdulari | BLOCK | Fire Fighting |  | WO/RP/RP02/36 | Balajee Fire | 32 mm NB (Medium Grade) for Drain Riser | Installation, testing, commission of SPRINKLER SYSTEM for ABOVE GROUND PIPING - as per specification/drawing and direction of Engineer-in-charge. (Pipes be supplied by client only.) a) 32 mm NB (Medium Grade) for Drain Riser | Mtrs. | 168 | 308.75 | Approved
The Ramdulari | BLOCK | Fire Fighting |  | WO/RP/RP02/36 | Balajee Fire | 25 mm NB (Medium Grade) for Drain. | Installation, testing, commission of SPRINKLER SYSTEM for ABOVE GROUND PIPING - as per specification/drawing and direction of Engineer-in-charge. (Pipes be supplied by client only.) a) 25 mm NB (Medium Grade) for Drain. | Mtrs. | 60 | 190 | Approved
The Ramdulari | BLOCK | Fire Fighting |  | WO/RP/RP02/36 | Balajee Fire | Inflow contol valve (ICV)150 mm ACCESSORIES | Installation, testing, commission of Inflow contol valve (ICV)150 mm ACCESSORIES as per specification/drawing and direction of Engineer-in-charge. a) ICV with gong Bell. | Nos. | 2 | 2185 | Approved
The Ramdulari | BLOCK | Fire Fighting |  | WO/RP/RP02/36 | Balajee Fire | CAST IRON GATE VALVE (PN 1.6) 150 mm NB (INTERNAL RISER) Low Zone | Installation, testing, commission of VALVE AND SPECIALITIES as per specification/drawing and direction of Engineer-in-charge. a) CAST IRON GATE VALVE (PN 1.6) 150 mm NB (INTERNAL RISER) Low Zone | Nos. | 1 | 2185 | Approved
The Ramdulari | BLOCK | Fire Fighting |  | WO/RP/RP02/36 | Balajee Fire | CAST STEEL GATE VALVE (PN 1.6) 150 mm NB (INTERNAL RISER) High Zone | Installation, testing, commission of VALVE AND SPECIALITIES as per specification/drawing and direction of Engineer-in-charge. a) CAST STEEL GATE VALVE (PN 1.6) 150 mm NB (INTERNAL RISER) High Zone | Nos. | 1 | 2185 | Approved
The Ramdulari | BLOCK | Fire Fighting |  | WO/RP/RP02/36 | Balajee Fire | CAST IRON NON RETURN VALVE (Duel plate Wafer Type) (PN 1.6) - 150 mm NB | Installation, testing, commission of VALVE AND SPECIALITIES - as per specification/drawing and direction of Engineer-in-charge. a) CAST IRON NON RETURN VALVE (Duel plate Wafer Type) (PN 1.6) - 150 mm NB | Nos. | 1 | 2185 | Approved
The Ramdulari | BLOCK | Fire Fighting |  | WO/RP/RP02/36 | Balajee Fire | CAST IRON NON RETURN VALVE (Duel plate Wafer Type) (PN 1.6) - 80 mm NB | Installation, testing, commission of VALVE AND SPECIALITIES - as per specification/drawing and direction of Engineer-in-charge. a) CAST IRON NON RETURN VALVE (Duel plate Wafer Type) (PN 1.6) - 80 mm NB | Nos. | 26 | 1757 | Approved
The Ramdulari | BLOCK | Fire Fighting |  | WO/RP/RP02/36 | Balajee Fire | CAST IRON NON RETURN VALVE (Duel plate Wafer Type) (PN 1.6) - 50 mm NB | Installation, testing, commission of VALVE AND SPECIALITIES - as per specification/drawing and direction of Engineer-in-charge. a) CAST IRON NON RETURN VALVE (Duel plate Wafer Type) (PN 1.6) - 50 mm NB | Nos. | 1 | 869.25 | Approved
The Ramdulari | BLOCK | Fire Fighting |  | WO/RP/RP02/36 | Balajee Fire | CAST IRON BUTTERFLY VALVE (PN 1.6) (At terrace OHT Connection) -100 mm NB | Installation, testing, commission of VALVE AND SPECIALITIES as per specification/drawing and direction of Engineer-in-charge. a) CAST IRON BUTTERFLY VALVE (PN 1.6) (At terrace OHT Connection) -100 mm NB | Nos. | 5 | 1757.5 | Approved
The Ramdulari | BLOCK | Fire Fighting |  | WO/RP/RP02/36 | Balajee Fire | CAST IRON NON RETURN VALVE (Duel plate Wafer Type) (PN 1.6)(At terrace OHT Connection) - 100 mm NB | Installation, testing, commission of VALVE AND SPECIALITIES as per specification/drawing and direction of Engineer-in-charge. a) CAST IRON NON RETURN VALVE (Duel plate Wafer Type) (PN 1.6)(At terrace OHT Connection) - 100 mm NB | Nos. | 2 | 1995 | Approved
The Ramdulari | BLOCK | Fire Fighting |  | WO/RP/RP02/36 | Balajee Fire | CAST IRON BUTTERFLY VALVE (PN 1.6)-150mm NB | Installation, testing, commission of VALVE AND SPECIALITIES - as per specification/drawing and direction of Engineer-in-charge. a) CAST IRON BUTTERFLY VALVE (PN 1.6)-150mm NB | Nos. | 1 | 2185 | Approved
The Ramdulari | BLOCK | Fire Fighting |  | WO/RP/RP02/36 | Balajee Fire | CAST IRON BUTTERFLY VALVE (PN 1.6)-80mm NB | Installation, testing, commission of VALVE AND SPECIALITIES - as per specification/drawing and direction of Engineer-in-charge. a) CAST IRON BUTTERFLY VALVE (PN 1.6)-80mm NB | Nos. | 26 | 1995 | Approved
The Ramdulari | BLOCK | Fire Fighting |  | WO/RP/RP02/36 | Balajee Fire | CAST IRON BUTTERFLY VALVE (PN 1.6)-50mm NB | Installation, testing, commission of VALVE AND SPECIALITIES - as per specification/drawing and direction of Engineer-in-charge. a) CAST IRON BUTTERFLY VALVE (PN 1.6)-50mm NB | Nos. | 1 | 869.25 | Approved
The Ramdulari | BLOCK | Fire Fighting |  | WO/RP/RP02/36 | Balajee Fire | S.S. GATE VALVE- 25 mm NB (For drain connection at branch) | Installation, testing, commission of VALVE AND SPECIALITIES - as per specification/drawing and direction of Engineer-in-charge. a) S.S. GATE VALVE- 25 mm NB (For drain connection at branch) | Nos. | 28 | 1425 | Approved
The Ramdulari | BLOCK | Fire Fighting |  | WO/RP/RP02/36 | Balajee Fire | S.S. Ball VALVE- 15 mm NB (For drain connection at End of the Sprinkler) | Installation, testing, commission of VALVE AND SPECIALITIES - as per specification/drawing and direction of Engineer-in-charge. a) S.S. Ball VALVE- 15 mm NB (For drain connection at End of the Sprinkler) | Nos. | 31 | 1250 | Approved
The Ramdulari | BLOCK | Fire Fighting |  | WO/RP/RP02/36 | Balajee Fire | FAST RESPONSE SPRINKLER HEAD K-81, 680C RATING (Fast response)-Pendent type Sprinkler without escutcheon plate | Installation, testing, commission of VALVE AND SPECIALITIES - as per specification/drawing and direction of Engineer-in-charge. a) FAST RESPONSE SPRINKLER HEAD K-81, 680C RATING (Fast response)-Pendent type Sprinkler without escutcheon plate | Nos. | 517 | 104.5 | Approved
The Ramdulari | BLOCK | Fire Fighting |  | WO/RP/RP02/36 | Balajee Fire | FAST RESPONSE SPRINKLER HEAD K-81, 680C RATING (Fast response)-Side wall type Sprinkler | Installation, testing, commission of VALVE AND SPECIALITIES - as per specification/drawing and direction of Engineer-in-charge. a) FAST RESPONSE SPRINKLER HEAD K-81, 680C RATING (Fast response)-Side wall type Sprinkler | Nos. | 685 | 104.5 | Approved
The Ramdulari | BLOCK | Fire Fighting |  | WO/RP/RP02/36 | Balajee Fire | Flow switch with all accessories -150 mm NB | Installation, testing, commission of VALVE AND SPECIALITIES - as per specification/drawing and direction of Engineer-in-charge. a) Flow switch with all accessories -150 mm NB | Nos. | 1 | 570 | Approved
The Ramdulari | BLOCK | Fire Fighting |  | WO/RP/RP02/36 | Balajee Fire | Flow switch with all accessories -80 mm NB | Installation, testing, commission of VALVE AND SPECIALITIES - as per specification/drawing and direction of Engineer-in-charge. a) Flow switch with all accessories -80 mm NB | Nos. | 26 | 570 | Approved
The Ramdulari | BLOCK | Fire Fighting |  | WO/RP/RP02/36 | Balajee Fire | Flow switch with all accessories -50 mm NB | Installation, testing, commission of VALVE AND SPECIALITIES - as per specification/drawing and direction of Engineer-in-charge. a) Flow switch with all accessories -50 mm NB | Nos. | 1 | 570 | Approved
The Ramdulari | BLOCK | Fire Fighting |  | WO/RP/RP02/36 | Balajee Fire | 25mm NB with one no. root valve & Vent valve (Ball type) on top of each risers for Hydrant system | Supply, Installation, testing, commission of AIR RELEASE VALVE as per specification/drawing and direction of Engineer-in-charge. a) 25mm NB with one no. root valve & Vent valve (Ball type) on top of each risers for Hydrant system (Refer sketch Enclosed) | Nos. | 2 | 5035 | Approved
The Ramdulari | BLOCK | Fire Fighting |  | WO/RP/RP02/36 | Balajee Fire | Pressure Gauge with half Coupling, nipple, root valve (Globe type), adapter, vibration damper For AIR RELEASE VALVE | Pressure Gauge with half Coupling, nipple, root valve (Globe type), adapter, vibration damper For AIR RELEASE VALVE | Nos. | 29 | 3515 | Approved
The Ramdulari | BLOCK | Fire Fighting |  | WO/RP/RP02/36 | Balajee Fire | ORIFICE PLATE (SS 304) (6 mm thk.) | Supply, Installation, testing, commission of ORIFICE PLATE (SS 304) (6 mm thk.) as per specification/drawing and direction of Engineer-in-charge. a) 80 mm NB on upstream of Sprinkler (As required) | Lot | 1 | 9500 | Approved
The Ramdulari | BLOCK | Fire Fighting |  | WO/RP/RP02/36 | Balajee Fire | PORTABLE FIRE EXTINGUISHERS | PORTABLE FIRE EXTINGUISHERS |  | 0 | 0 | Approved
The Ramdulari | BLOCK | Fire Fighting |  | WO/RP/RP02/36 | Balajee Fire | 6 Kg ABC type Fire Extinguisher | Installation, testing, commissioning of PORTABLE FIRE EXTINGUISHERS for (i) 6 Kg ABC type Fire Extinguishers as per specification/drawing and direction of Engineer in charge. | Nos. | 120 | 190 | Approved
The Ramdulari | BLOCK | Fire Fighting |  | WO/RP/RP02/36 | Balajee Fire | 4.5 Kg CO2 type Fire Extinguishers | Installation, testing, commissioning of PORTABLE FIRE EXTINGUISHERS for (i) 4.5 Kg CO2 type Fire Extinguishers as per specification/drawing and direction of Engineer in charge. | Nos. | 120 | 190 | Approved
The Ramdulari | BLOCK | Fire Fighting |  | WO/RP/RP02/36 | Balajee Fire | 9 Ltrs Mechanical Foam | Installation, testing, commissioning of PORTABLE FIRE EXTINGUISHERS for (i) 9 Ltrs Mechanical Foam Extinguishers as per specification/drawing and direction of Engineer in charge. | Nos. | 30 | 190 | Approved
The Ramdulari | BLOCK | Plumbing/Sanitory |  |  |  | Supply and Fixing for Laying, fitting and fixing uPVC pipe | Supply and Fixing for Laying, fitting and fixing uPVC pipe SCH 80 as per IS: 4984 various dia as shown in drawing complete with all sorts of fittings ( e.g tee, bends, elbows, coupler, unions, reducers, flanges etc.) as required jointed with heavy duty solvent cement as per manufacturers specification or threaded joint wherever required and as per instruction of EIC. (Domestic/Flu.at Terrace, Down takes ,Risers, Overflow drain and vent pipe for OHT etc.). |  |  |  | Amended & Approved
The Ramdulari | BLOCK | Plumbing/Sanitory |  |  |  | 20 mm dia | 20 mm dia | RMT |  |  | Approved
The Ramdulari | BLOCK | Plumbing/Sanitory |  |  |  | 25 mm dia | 25 mm dia | RMT |  |  | Approved
The Ramdulari | BLOCK | Plumbing/Sanitory |  |  |  | 32 mm dia | 32 mm dia | RMT |  |  | Approved
The Ramdulari | BLOCK | Plumbing/Sanitory |  |  |  | 40 mm dia | 40 mm dia | RMT |  |  | Approved
The Ramdulari | BLOCK | Plumbing/Sanitory |  |  |  | 50 mm dia | 50 mm dia | RMT |  |  | Approved
The Ramdulari | BLOCK | Plumbing/Sanitory |  |  |  | 65 mm dia | 65 mm dia | RMT |  |  | Approved
The Ramdulari | BLOCK | Plumbing/Sanitory |  |  |  | 80 mm dia | 80 mm dia | RMT |  |  | Approved
The Ramdulari | BLOCK | Plumbing/Sanitory |  |  |  | 100 mm dia | 100 mm dia | RMT |  |  | Approved
The Ramdulari | BLOCK | Plumbing/Sanitory |  |  |  | 150 mm dia | 150 mm dia | RMT |  |  | Approved
The Ramdulari | BLOCK | Plumbing/Sanitory |  |  |  | 65mm dia for garden hydrant line | 65mm dia for garden hydrant line | RMT |  |  | Approved
The Ramdulari | BLOCK | Plumbing/Sanitory | Internal Plumbing | WO/RP/RP02/35 | Bdcon Engineers Pvt. Ltd. | Supply and Fixing for Laying, fitting and fixing uPVC pipe | Supply and Fixing for Laying, fitting and fixing uPVC pipe SCH 80 as per IS: 4984 various dia as shown in drawing complete with all sorts of fittings ( e.g tee, bends, elbows, coupler, unions, reducers, flanges etc.) as required jointed with heavy duty solvent cement as per manufacturers specification or threaded joint wherever required and as per instruction of EIC. (Domestic/Flu.at Terrace, Down takes ,Risers, Overflow drain and vent pipe for OHT etc.). |  | 0 | 0 | Amended & Approved
The Ramdulari | BLOCK | Plumbing/Sanitory | Internal Plumbing | WO/RP/RP02/35 | Bdcon Engineers Pvt. Ltd. | 20 mm dia | 20 mm dia | RMT | 75 | 313 | Approved
The Ramdulari | BLOCK | Plumbing/Sanitory | Internal Plumbing | WO/RP/RP02/35 | Bdcon Engineers Pvt. Ltd. | 25 mm dia | 25 mm dia | RMT | 125 | 372 | Approved
The Ramdulari | BLOCK | Plumbing/Sanitory | Internal Plumbing | WO/RP/RP02/35 | Bdcon Engineers Pvt. Ltd. | 32 mm dia | 32 mm dia | RMT | 111 | 417 | Approved
The Ramdulari | BLOCK | Plumbing/Sanitory | Internal Plumbing | WO/RP/RP02/35 | Bdcon Engineers Pvt. Ltd. | 40 mm dia | 40 mm dia | RMT | 527 | 466 | Approved
The Ramdulari | BLOCK | Plumbing/Sanitory | Internal Plumbing | WO/RP/RP02/35 | Bdcon Engineers Pvt. Ltd. | 50 mm dia | 50 mm dia | RMT | 363 | 648 | Approved
The Ramdulari | BLOCK | Plumbing/Sanitory | Internal Plumbing | WO/RP/RP02/35 | Bdcon Engineers Pvt. Ltd. | 65 mm dia | 65 mm dia | RMT | 242 | 833 | Approved
The Ramdulari | BLOCK | Plumbing/Sanitory | Internal Plumbing | WO/RP/RP02/35 | Bdcon Engineers Pvt. Ltd. | 80 mm dia | 80 mm dia | RMT | 40 | 1238 | Approved
The Ramdulari | BLOCK | Plumbing/Sanitory | Internal Plumbing | WO/RP/RP02/35 | Bdcon Engineers Pvt. Ltd. | 100 mm dia | 100 mm dia | RMT | 140 | 1328 | Approved
The Ramdulari | BLOCK | Plumbing/Sanitory | Internal Plumbing | WO/RP/RP02/35 | Bdcon Engineers Pvt. Ltd. | 150 mm dia | 150 mm dia | RMT | 0 | 858 | Approved
The Ramdulari | BLOCK | Plumbing/Sanitory | Internal Plumbing | WO/RP/RP02/35 | Bdcon Engineers Pvt. Ltd. | 65mm dia for garden hydrant line | 65mm dia for garden hydrant line | RMT | 0 | 751 | Approved
The Ramdulari | BLOCK | Plumbing/Sanitory | Internal Plumbing | WO/RP/RP02/35 | Bdcon Engineers Pvt. Ltd. | Supply and Fixing for Laying, fitting and fixing CPVC pipe | Supply and Fixing for Laying, fitting and fixing CPVC pipe (SDR 11/13) various dia as shown in drawing complete with all sorts of fittings ( e.g tee, bends, elbows, coupler, unions, reducers, flanges etc.) as required jointed with heavy duty solvent cement as per manufacturers specification or threaded joint wherever required and as per instruction of EIC. (for the above, Groove Cutting, mending good the damages, CPVC Pipe concealed inside of the Toilet (Required) for Hot & Cold Line including their necessary fittings as Elbows, Tees, Sockets |  | 0 | 0 | Approved
The Ramdulari | BLOCK | Plumbing/Sanitory | Internal Plumbing | WO/RP/RP02/35 | Bdcon Engineers Pvt. Ltd. | Supply and Fixing for fixing forged brass nickel plated lever operated ball valve | Supply and Fixing for fixing forged brass nickel plated lever operated ball valve of full flow with forged brass hard chrome plated ball with min. working pressure of 16 Kg/cm2 . Lever should be anti rust coating, complete in all respects (For Domestic/flushing water supply lines at basement , overhead tank etc.) |  | 0 | 0 | Amended & Approved
The Ramdulari | BLOCK | Plumbing/Sanitory | Internal Plumbing | WO/RP/RP02/35 | Bdcon Engineers Pvt. Ltd. | Supply and Fixing for fixing forged brass nickel plated NRV | Supply and Fixing for fixing forged brass nickel plated NRV of full flow with forged brass hard chrome plated ball with min. working pressure of 16 Kg/cm2 . Lever should be anti rust coating, complete in all respects (For Domestic CWS/FWS Application) |  | 0 | 0 | Approved
The Ramdulari | BLOCK | Plumbing/Sanitory | Internal Plumbing | WO/RP/RP02/35 | Bdcon Engineers Pvt. Ltd. | Supply and Fixing for fixing butterfly valve | Supply and Fixing for fixing butterfly valve (Body : Grey Cast Iron, Shaft : SS, Disc : SG Iron (Rilson coated), Liner : HT - EPDM) (upto 150mm dia with hand lever operation & above with gear box operation) with a working pressure not less than 16 Kg/Sq.cm. Including rubber gasket, flanges, nuts, bolts, washers & painting complete as required. |  | 0 | 0 | Amended & Approved
The Ramdulari | BLOCK | Plumbing/Sanitory | Internal Plumbing | WO/RP/RP02/35 | Bdcon Engineers Pvt. Ltd. | Supply and Fixing for fixing to the inlet mouth of rain water pipe | Supply and Fixing for fixing to the inlet mouth of rain water pipe CI grating /Jali (KHURRA) of following size including all fitting and accessories including civil work. (For Rain water)a)450 mm x 450 mm size | Nos | 6 | 642 | Approved
The Ramdulari | BLOCK | Plumbing/Sanitory | Internal Plumbing | WO/RP/RP02/35 | Bdcon Engineers Pvt. Ltd. | Supply and Fixing for fixing pressure reducing valve with inbuilt strainer | Supply and Fixing for fixing pressure reducing valve with inbuilt strainer & compensation chamber in forged brass body suitably nickel plated, 3 nos ball valve for incoming,outgoing and bypass line, with 2 nos.pressure gauge as per drawing, NBR nitrile elastomeric diaphragm, EPDM seals and O ring, DZR brass rod, stainless steel AISI 303 seal seat, pressure gauge connection FG 1/4" capable of handling inlet pressure to a maximum of 16 bars and outlet pressure 2.5 bars and adjustable.(PRV ASSEMBLY SET ) |  | 0 | 0 | Approved
The Ramdulari | BLOCK | Plumbing/Sanitory | Internal Plumbing | WO/RP/RP02/35 | Bdcon Engineers Pvt. Ltd. | Supply and Fixing for fixing C.P. Brass Auto Air Release Valve | Supply and Fixing for fixing C.P. Brass Auto Air Release Valve suitable for maximum pressure fixed on water supply line. |  | 0 | 0 | Amended & Approved
The Ramdulari | BLOCK | Plumbing/Sanitory | Internal Plumbing | WO/RP/RP02/35 | Bdcon Engineers Pvt. Ltd. | Supply and Fixing for fixing Y-strainer | Supply and Fixing for fixing Y-strainer of approved quality with all accessories as required for pump line. |  | 0 | 0 | Amended & Approved
The Ramdulari | BLOCK | Plumbing/Sanitory | Internal Plumbing | WO/RP/RP02/35 | Bdcon Engineers Pvt. Ltd. | EPWC wall hung | Labour Charges for Handling, lifting, Fitting, fixing, & testing EPWC wall hung set with concealed cistern, seat cover, health faucet, angular, CP floor gratings and and also The scope includes the following works Valves etc complete with all accessories of approved make, shape and type and all labour charges including cutting holes , grouting with sealing compound etc and necessary materials ( Pipe ,CP connector pipe as required length and dia, CP screw, PVC fastener , applying two coats of synthetic enamel paint of approved colour matched with the sanitary ware etc ) complete in all respect. (PIPE, Fittings, CP angular stop cock, health faucet set, EPWC, seat cover, concealed cistern, CP gratings, cement shall be supplied by CLIENT and Other Loose Materials as Screws, Nail, Fastener, MS Hooks, Rubber Insulated GI U- Clamp, Solvent Cement, Jute, White Zinc, Teflon tape, White Cement, MS Angle / Bracket, Universal clamp.) sand & stone (if required) shall be under the scope of contractor ) | Nos | 12 | 1420 | Approved
The Ramdulari | BLOCK | Plumbing/Sanitory | Internal Plumbing | WO/RP/RP02/35 | Bdcon Engineers Pvt. Ltd. | wash basin set | Labour Charges for Handling, lifting, Fitting, fixing, & testing wash basin set ( approved brand / make ) with Angular stop cock, Basin waste, Bottle trap, Sensor type basin mixture / pillar cock Anchor fastner all accessories of approved make, all labour charges including cutting holes , grouting with sealing compound etc and necessary materials, mending good damages and if required painting the brackets with two coats of approved paint complete in all respect.( PIPE, Fittings, Wash Basin , CP Bottle-trap, CP Waste, Basin Mixer - Pillar Cock (Sensor type), cement shall be supplied by CLIENT , Solvent cement, Clamp, sand & stone (if required) shall be under the scope of contractor ) | Nos | 4 | 850 | Approved
The Ramdulari | BLOCK | Plumbing/Sanitory | Internal Plumbing | WO/RP/RP02/35 | Bdcon Engineers Pvt. Ltd. | Urinal / Sensor | Labour Charges for Handling, lifting, Fitting, fixing, & testing of Urinal / Sensor type approved brand / make in position including other accessories CP Angular stop cock, CP waste, CP wall flange, CP extension pieces ,bottle trap, and all accessories of approved make, and all labour charges including for cutting holes / chase and making good the same with mortar / concrete as require to complete the work as per the direction of in-charge. (PIPE, Fittings, Angular stop cock, Bottle trap Urinal Set, Cement shall be supplied by CLIENT and Other Loose Materials as Screws, Nail, Fastener, MS Hooks, Rubber Insulated GI U- Clamp, Solvent Cement, Jute, White Zinc, Teflon tape, White Cement, MS Angle / Bracket, Universal clamp.) sand & stone (if required) shall be under the scope of contractor ) | Nos | 4 | 650 | Approved
The Ramdulari | BLOCK | Plumbing/Sanitory | Internal Plumbing | WO/RP/RP02/35 | Bdcon Engineers Pvt. Ltd. | urinal divisional plates | Labour Charges for Handling, lifting, Fitting, fixing of white vitreous china urinal divisional plates at ground floor of size 600mm x 300mm including fixing the same with necessary CP Brass screws, all complete as per specification and directions of the Engineer-in-charge. (white vitreous china urinal divisional plates shall be supplied by CLIENT and others all material shall be under the scope of contractor.) | Nos | 1 | 220 | Approved
The Ramdulari | BLOCK | Plumbing/Sanitory | Internal Plumbing | WO/RP/RP02/35 | Bdcon Engineers Pvt. Ltd. | Toilet paper holder | Labour Charges for Handling, lifting, Fitting, fixing of C.P. open type Toilet paper holder recessed type 200 x 150mm, including fixing the same with C.P. screws complete. (Toilet paper holder recessed type 200 x 150mm shall be supplied by CLIENT and others all material shall be under the scope of contractor.) | Nos | 12 | 110 | Approved
The Ramdulari | BLOCK | Plumbing/Sanitory | Internal Plumbing | WO/RP/RP02/35 | Bdcon Engineers Pvt. Ltd. | Robe hooks | Labour Charges for Handling, lifting, Fitting, fixing of Robe hooks (double) including fixing the same with CP screws complete. (Robe hooks (double) shall be supplied by CLIENT and others all material shall be under the scope of contractor.) | Nos | 16 | 90 | Approved
The Ramdulari | BLOCK | Plumbing/Sanitory | Internal Plumbing | WO/RP/RP02/35 | Bdcon Engineers Pvt. Ltd. | Soap dispenser | Labour Charges for Handling, lifting, Fitting, fixing of off white vitreous china recessed type Soap dispenser including making the necessary cut-outs for recessing, grouting the soap dispenser complete. (Off white vitreous china recessed type soap dish shall be supplied by PSPLLP and others all material shall be under the scope of contractor.) | Nos | 8 | 110 | Approved
The Ramdulari | BLOCK | Plumbing/Sanitory | Internal Plumbing | WO/RP/RP02/35 | Bdcon Engineers Pvt. Ltd. | C.P. Doom Shape Grating | Labour Charges for Fitting, fixing of C.P. Doom Shape Grating at waste trap with proper cutting the floor and fixing with cement morter, mending good the same. |  | 0 | 0 | Approved
The Ramdulari | BLOCK | Plumbing/Sanitory | Internal Plumbing | WO/RP/RP02/35 | Bdcon Engineers Pvt. Ltd. | Geyser of desired Capacity | Labour Charges for Fitting, fixing of Geyser of desired Capacity at 1st floor and ground floor | Nos | 0 | 350 | Approved
The Ramdulari | BLOCK | Plumbing/Sanitory | Internal Plumbing | WO/RP/RP02/35 | Bdcon Engineers Pvt. Ltd. | 20 mm dia | 20 mm dia | RMT | 180 | 311 | Approved
The Ramdulari | BLOCK | Plumbing/Sanitory | Internal Plumbing | WO/RP/RP02/35 | Bdcon Engineers Pvt. Ltd. | 15mm dia | 15mm dia | Nos | 0 | 509 | Approved
The Ramdulari | BLOCK | Plumbing/Sanitory | Internal Plumbing | WO/RP/RP02/35 | Bdcon Engineers Pvt. Ltd. | 20 mm dia | 20 mm dia | Nos | 96 | 715 | Approved
The Ramdulari | BLOCK | Plumbing/Sanitory | Internal Plumbing | WO/RP/RP02/35 | Bdcon Engineers Pvt. Ltd. | 25 mm dia | 25 mm dia | Nos | 99 | 962 | Approved
The Ramdulari | BLOCK | Plumbing/Sanitory | Internal Plumbing | WO/RP/RP02/35 | Bdcon Engineers Pvt. Ltd. | 32 mm dia | 32 mm dia | Nos | 6 | 1649 | Approved
The Ramdulari | BLOCK | Plumbing/Sanitory | Internal Plumbing | WO/RP/RP02/35 | Bdcon Engineers Pvt. Ltd. | 40 mm dia | 40 mm dia | Nos | 27 | 2258 | Approved
The Ramdulari | BLOCK | Plumbing/Sanitory | Internal Plumbing | WO/RP/RP02/35 | Bdcon Engineers Pvt. Ltd. | 50mm dia | 50mm dia | Nos | 12 | 3336 | Approved
The Ramdulari | BLOCK | Plumbing/Sanitory | Internal Plumbing | WO/RP/RP02/35 | Bdcon Engineers Pvt. Ltd. | 65 mm dia | 65 mm dia | Nos | 5 | 6307 | Approved
The Ramdulari | BLOCK | Plumbing/Sanitory | Internal Plumbing | WO/RP/RP02/35 | Bdcon Engineers Pvt. Ltd. | 15mm dia | 15mm dia | Nos | 0 | 1290 | Approved
The Ramdulari | BLOCK | Plumbing/Sanitory | Internal Plumbing | WO/RP/RP02/35 | Bdcon Engineers Pvt. Ltd. | 20 mm dia | 20 mm dia | Nos | 0 | 1332 | Approved
The Ramdulari | BLOCK | Plumbing/Sanitory | Internal Plumbing | WO/RP/RP02/35 | Bdcon Engineers Pvt. Ltd. | 25 mm dia | 25 mm dia | Nos | 0 | 1920 | Approved
The Ramdulari | BLOCK | Plumbing/Sanitory | Internal Plumbing | WO/RP/RP02/35 | Bdcon Engineers Pvt. Ltd. | 32 mm dia | 32 mm dia | Nos | 0 | 2610 | Approved
The Ramdulari | BLOCK | Plumbing/Sanitory | Internal Plumbing | WO/RP/RP02/35 | Bdcon Engineers Pvt. Ltd. | 40 mm dia | 40 mm dia | Nos | 0 | 3262 | Approved
The Ramdulari | BLOCK | Plumbing/Sanitory | Internal Plumbing | WO/RP/RP02/35 | Bdcon Engineers Pvt. Ltd. | 50mm dia | 50mm dia | Nos | 5 | 5148 | Approved
The Ramdulari | BLOCK | Plumbing/Sanitory | Internal Plumbing | WO/RP/RP02/35 | Bdcon Engineers Pvt. Ltd. | 65mm dia | 65mm dia | Nos | 2 | 8407 | Approved
The Ramdulari | BLOCK | Plumbing/Sanitory | Internal Plumbing | WO/RP/RP02/35 | Bdcon Engineers Pvt. Ltd. | 80 mm dia | 80 mm dia | Nos | 2 | 12168 | Approved
The Ramdulari | BLOCK | Plumbing/Sanitory | Internal Plumbing | WO/RP/RP02/35 | Bdcon Engineers Pvt. Ltd. | 100mm dia | 100mm dia | Nos | 0 | 15381 | Approved
The Ramdulari | BLOCK | Plumbing/Sanitory | Internal Plumbing | WO/RP/RP02/35 | Bdcon Engineers Pvt. Ltd. | 80 mm dia | 80 mm dia | Nos | 7 | 4142 | Approved
The Ramdulari | BLOCK | Plumbing/Sanitory | Internal Plumbing | WO/RP/RP02/35 | Bdcon Engineers Pvt. Ltd. | 100mm dia | 100mm dia | Nos | 4 | 5740 | Approved
The Ramdulari | BLOCK | Plumbing/Sanitory | Internal Plumbing | WO/RP/RP02/35 | Bdcon Engineers Pvt. Ltd. | 150 mm dia | 150 mm dia | Nos | 0 | 10081 | Approved
The Ramdulari | BLOCK | Plumbing/Sanitory | Internal Plumbing | WO/RP/RP02/35 | Bdcon Engineers Pvt. Ltd. | 15mm dia | 15mm dia | Set | 0 | 5878 | Approved
The Ramdulari | BLOCK | Plumbing/Sanitory | Internal Plumbing | WO/RP/RP02/35 | Bdcon Engineers Pvt. Ltd. | 20 mm dia | 20 mm dia | Set | 0 | 7400 | Approved
The Ramdulari | BLOCK | Plumbing/Sanitory | Internal Plumbing | WO/RP/RP02/35 | Bdcon Engineers Pvt. Ltd. | 25 mm dia | 25 mm dia | Set | 0 | 9683 | Approved
The Ramdulari | BLOCK | Plumbing/Sanitory | Internal Plumbing | WO/RP/RP02/35 | Bdcon Engineers Pvt. Ltd. | 32 mm dia | 32 mm dia | Set | 1 | 13124 | Approved
The Ramdulari | BLOCK | Plumbing/Sanitory | Internal Plumbing | WO/RP/RP02/35 | Bdcon Engineers Pvt. Ltd. | 40 mm dia | 40 mm dia | Set | 34 | 16063 | Approved
The Ramdulari | BLOCK | Plumbing/Sanitory | Internal Plumbing | WO/RP/RP02/35 | Bdcon Engineers Pvt. Ltd. | 50mm dia | 50mm dia | Set | 0 | 21271 | Approved
The Ramdulari | BLOCK | Plumbing/Sanitory | Internal Plumbing | WO/RP/RP02/35 | Bdcon Engineers Pvt. Ltd. | 20 mm. dia A.R.V. : | 20 mm. dia A.R.V. : | Nos | 1 | 2405 | Approved
The Ramdulari | BLOCK | Plumbing/Sanitory | Internal Plumbing | WO/RP/RP02/35 | Bdcon Engineers Pvt. Ltd. | 32 mm. dia A.R.V. : | 32 mm. dia A.R.V. : | Nos | 1 | 4618 | Approved
The Ramdulari | BLOCK | Plumbing/Sanitory | Internal Plumbing | WO/RP/RP02/35 | Bdcon Engineers Pvt. Ltd. | 50 mm. dia A.R.V. : | 50 mm. dia A.R.V. : | Nos | 1 | 7885 | Approved
The Ramdulari | BLOCK | Plumbing/Sanitory | Internal Plumbing | WO/RP/RP02/35 | Bdcon Engineers Pvt. Ltd. | 20 mm. dia A.R.V. : | 50 mm. dia | Nos | 1 | 4520 | Approved
The Ramdulari | BLOCK | Plumbing/Sanitory | Internal Plumbing | WO/RP/RP02/35 | Bdcon Engineers Pvt. Ltd. | 32 mm. dia A.R.V. : | 65 mm. dia | Nos | 3 | 6881 | Approved
The Ramdulari | BLOCK | Plumbing/Sanitory | Internal Plumbing | WO/RP/RP02/35 | Bdcon Engineers Pvt. Ltd. | 50 mm. dia A.R.V. : | 80 mm. dia | Nos | 2 | 7834 | Approved
The Ramdulari | BLOCK | Plumbing/Sanitory | Internal Plumbing | WO/RP/RP02/35 | Bdcon Engineers Pvt. Ltd. | 100mm dia | 100mm dia | Nos | 2 | 11303 | Approved
The Ramdulari | BLOCK | Plumbing/Sanitory | Internal Plumbing | WO/RP/RP02/35 | Bdcon Engineers Pvt. Ltd. | 125 mm. dia Grating : | 125 mm. dia Grating : | Nos | 20 | 80 | Approved
The Ramdulari | BLOCK | Plumbing/Sanitory | Internal Plumbing | WO/RP/RP02/35 | Bdcon Engineers Pvt. Ltd. | 65 mm. dia Grating : | 65 mm. dia Grating : | Nos | 6 | 70 | Approved
SOUTHWINDS PROJECT LLP (PHASE - III & IV) | FINISHING PHASE - III | Wood Work |  | WO/SP34/FW34/41 | M.R. Furniture | Reception Table for Block - 11 & 12 | Labour Charges of Reception Table Making at Block - 11 & 12 with Supply of Nail, Screw, Gum, Edge Tape with Polish & Royal Paint (as per Approved Colour by Architect) Finished and 1 No Fluted MDF Panels Making, Laminate Pasting, Outside Fluted Panel MDF Grouping Design (Laminate, Ply, Block Board & Misc. Hardware Fittings Supply bu Client) Cleaning the work area, shifting all the debris/wastes to a designated place at ground floor level, at all level as per Design Requirements, approved drawing and direction of Engineer in charge. | Nos | 2 | 17500 | Amended & Approved
SOUTHWINDS PROJECT LLP (PHASE - III & IV) | FINISHING PHASE - III | Wood Work |  | WO/SP34/FW34/41 | M.R. Furniture | Loading - Unloading | Charges for loading - unloading-, transportation, hire charges for machinery as per direction of Engineer-in-Charge. | Lump Sum | 1 | 1400 | Approved
SOUTHWINDS PROJECT LLP (PHASE - III & IV) | FINISHING PHASE - III | Flooring Work |  | WO/SP34/FW34/8 | SHAQUIB ENTERPRISES | Extra Item | Extra Item |  | 0 | 0 | Approved
SOUTHWINDS PROJECT LLP (PHASE - III & IV) | FINISHING PHASE - III | Flooring Work |  | WO/SP34/FW34/8 | SHAQUIB ENTERPRISES | Lift Facia Work (Tiles Size : 2400mmX1200mm) Including Scaffolding | "Charges for Providing and fixing charges of Vitrified Tiles at Lift Facia for all levels over a bed of 35-45 mm thick cement mortar(1:4),joints filled with white cement slurry pigmented to match after acid washing including all finishing & cleaning as per drawing and direction of EIC.(rate including all required materials, Scaffolding,labours,tools & tackles and necessary arrangements for the work.) { Only Cement & tiles will be supplied by client. shifting & lifting of all materials & machineries are in contractors scope} [ Location : Lift Facia - (Tiles Size : 2400mmX1200mm) | Sq.Ft. | 196.852 | 45 | Approved
SOUTHWINDS PROJECT LLP (PHASE - III & IV) | FINISHING PHASE - III | Flooring Work |  | WO/SP34/FW34/8 | SHAQUIB ENTERPRISES | Ground Floor Wall Tiles Work (1200mmX600mm) For Scaffolding | Ground Floor Wall Tiles Work (1200mmX600mm) For Scaffolding | Lump Sum | 1 | 10000 | Approved
SOUTHWINDS PROJECT LLP (PHASE - III & IV) | FINISHING PHASE - III | Flooring Work |  | WO/SP34/FW34/8 | SHAQUIB ENTERPRISES | Urban Stone Cladding (Feature Wall) | Charges for fixing urban Stone cladding (Feature Wall) with adhesive at all levels all complete as per drawing and direction of EIC. Stone/ Adhesive/ Cement under client scope but subjected to reconciliation. | Sq.Ft. | 417.945 | 55 | Approved
SOUTHWINDS PROJECT LLP (PHASE - III & IV) | FINISHING PHASE - III | Flooring Work |  | WO/SP34/FW34/8 | SHAQUIB ENTERPRISES | Granite Cladding at Planter & Entrance Lobby Granite Dado | Charges for providing & cutting, fixing, fitting of Granite with proper line & level. Granite work at Planter Wall area and Entrance Lobby over bed of 35-45 mm thick cement mortar (1:4) joints filled with white cement slurry pigmented to match including all finishing as per drawing and direction of Engineer-in-Charge. (Rate including all required materials, labours, tools & tackles and necessary arrangements for the work.) (Only Cement & granite will be supplied by client. Shifting & lifting of all materials & machineries are in contractor's scope.) Location: Planter Wall & Entrance Lobby. | Sq.Ft. | 278.809 | 65 | Approved
SOUTHWINDS PROJECT LLP (PHASE - III & IV) | FINISHING PHASE - III | Flooring Work |  | WO/SP34/FW34/8 | SHAQUIB ENTERPRISES | Ground Floor Lobby Wall/Dado, Feature Wall & Lift Facia Wall Plaster Work | Providing and applying plaster ( Ground Floor Lobby Wall/Dado, Feature Wall & Lift Facia Wall Plaster Work) with sand and cement mortar. Complete as per direction of EIC | Sq.Ft. | 2481.371 | 15 | Approved
SOUTHWINDS PROJECT LLP (PHASE - III & IV) | FINISHING PHASE - III | Flooring Work |  | WO/SP34/FW34/8 | SHAQUIB ENTERPRISES | Polymer Based Grout Pigmented on Wet Zone Area (Toilet,Kitchen,Balcony) | Polymer Based Grout Pigmented on Wet Zone Area (Toilet,Kitchen,Balcony) | Sq.Ft. | 71947.179 | 0.25 | Approved
SOUTHWINDS PROJECT LLP (PHASE - III & IV) | FINISHING PHASE - IV | Internal Painting |  | WO/SP34/FW4/23 | JAHANGIR ALAM ENTERPRISE | Two coats of cement based Painting work of Shaft, lift, electrical duct, Meter Room and Server Room at block-15 & 16 | Providing and applying of two coats of cement based paint(shaft,lift,electrical duct,Meter Room and Server Room) at all level including Rub down,clean and filled with aprove filler material with necessary tools, tackles & scaffolding at all levels as per direction of Engineer in charge. | Sq.Ft. | 49173 | 4.5 | Amended & Approved
SOUTHWINDS PROJECT LLP (PHASE - III & IV) | FINISHING PHASE - IV | Internal Painting |  | WO/SP34/FW4/24 | Madhuban International | Two coats of cement based Painting work of Shaft, lift, electrical duct, Meter Room and Server Room at block-13 & MLCP | Providing and applying of two coats of cement based paint(shaft,lift,electrical duct, Meter Room and Server Room) at all level including Rub down,clean and filled with aprove filler material with necessary tools, tackles & scaffolding at all levels as per direction of Engineer in charge. | Sq.Ft. | 35167.926 | 4.5 | Amended & Approved
SOUTHWINDS PROJECT LLP (PHASE - III & IV) | FINISHING PHASE - IV | Internal Painting |  | WO/SP34/FW4/25 | ARTISAN | Two coats of cement based Painting work of Shaft, lift, electrical duct, Meter Room and Server Room at block-14 | Providing and applying of two coats of cement based paint(shaft,lift,electrical duct, Meter Room and Server Room) at all level including Rub down,clean and filled with aprove filler material with necessary tools, tackles & scaffolding at all levels as per direction of Engineer in charge. | Sq.Ft. | 56307 | 4.3 | Amended & Approved
SOUTHWINDS PROJECT LLP (PHASE - III & IV) | FINISHING PHASE - III | Flooring Work |  | WO/SP34/FW34/9 | JYOTI TILES LLP | New Items | New Items |  | 0 | 0 | Approved
SOUTHWINDS PROJECT LLP (PHASE - III & IV) | FINISHING PHASE - III | Flooring Work |  | WO/SP34/FW34/9 | JYOTI TILES LLP | Granite at Lift Facia - Ground Floor | Providing & Fixing Charges of Granite at Lift Facia, for all levels over a bed of 35-45 mm thick cement mortar (1:4) , joints filled with white cement slurry pigmented to match after acid washing including all finishing & Cleaning as per drawing and direction of Engineer-In-Charge. Granite, Cement will be supplied by Client.- Location : Ground Floor | Sq.Ft. | 12.475 | 55 | Approved
SOUTHWINDS PROJECT LLP (PHASE - III & IV) | FINISHING PHASE - III | Flooring Work |  | WO/SP34/FW34/9 | JYOTI TILES LLP | Granite at Lift Facia (Patti) - Ground Floor | Providing & Fixing Charges of Granite at Lift Facia (Patti) for all levels over a bed of 25-45 mm thick cement mortar (1:4) , joints filled with white cement slurry pigmented to match after acid washing including all finishing & Cleaning ,as per drawing and direction of Engineer-In-Charge. Tiles, Cement will be supplied by Client.-Ground Floor | Rft | 63.37 | 45 | Approved
SOUTHWINDS PROJECT LLP (PHASE - III & IV) | FINISHING PHASE - III | Flooring Work |  | WO/SP34/FW34/9 | JYOTI TILES LLP | Moulding & Polishing of Lift facia - Ground Floor | Labour Charges for Moulding & Polishing of Lift facia at Ground Floor for all levels as per drawing and direction of Engineer-In-Charge | Rft | 31.882 | 33 | Approved
SOUTHWINDS PROJECT LLP (PHASE - III & IV) | FINISHING PHASE - III | Flooring Work |  | WO/SP34/FW34/9 | JYOTI TILES LLP | Polymer Based Grout Pigmented on Wet Zone Area (Toilet,Kitchen,Balcony) | Polymer Based Grout Pigmented on Wet Zone Area (Toilet,Kitchen,Balcony) | Sq.Ft. | 36728.092 | 0.5 | Approved
The Soul, Rajarhat | COMMON INFRASTRUCTURE | Road Works |  | WO/HR01/CIH01/110 | Lokenath Construction | BOQ for Repairing Road Work | BOQ for Repairing Road Work |  | 0 | 0 | Amended & Approved
The Soul, Rajarhat | COMMON INFRASTRUCTURE | Road Works |  | WO/HR01/CIH01/110 | Lokenath Construction | Labour Charges of Paver Block Picking Up | Entire work for picking up of Paver Block from the previously laid area including all labour, tools & tackles, lead and lifts at any level as per the direction of the EIC. | Sq.Mtr. | 695 | 90 | Approved
The Soul, Rajarhat | COMMON INFRASTRUCTURE | Road Works |  | WO/HR01/CIH01/110 | Lokenath Construction | Paver Block fixing in Pipe Line Repairing Pipe line change area & Settlement Portion | Paver Block Fixing Entire work for Paver Block laying & fixing at Pipeline repairing pipeline change area & settlement area over 35mm sand bed including the cost of laying interlocking designer paver block of any shade and colour of approved quality, laid in pattern as directed in pavement, driveway etc., including necessary underlay complete in all respect with all labour and material, all work complete as per drawing, specification and requirement and as per the direction of the EIC. (Border concrete if necessary to be paid separately), a) 65mm thick Block (over 35mm sand bed including the cost of sand)(Paver Block shall be supplied by Client but subject to reconciliation) | Sq.Mtr. | 506.5 | 239 | Approved
The Soul, Rajarhat | COMMON INFRASTRUCTURE | Road Works |  | WO/HR01/CIH01/110 | Lokenath Construction | Paver Block Fixing in Main Gate Pipe Line Area | Paver Block Fixing Entire work for Paver Block fixing in Paver Block Fixing in Main Gate Pipe Line Area over 50mm sand bed including the cost of laying interlocking designer paver block of any shade and colour of approved quality, laid in pattern as directed in pavement, driveway etc., including necessary underlay complete in all respect with all labour and material, all work complete as per drawing, specification and requirement and as per the direction of the EIC. (Border concrete if necessary to be paid separately), a) 65mm thick Block (over 50mm sand bed including the cost of sand)(Paver Block shall be supplied by Client but subject to reconciliation) | Sq.Mtr. | 313 | 285 | Approved
The Soul, Rajarhat | COMMON INFRASTRUCTURE | Road Works |  | WO/HR01/CIH01/110 | Lokenath Construction | Mountable Kerb Stone | Mountable Kerb Stone Entire work for laying Mountable Kerb Stone over 50mm cement, sand mortar bed & jointing the mountable kerb stone with cement sand mortar as per drawing, specification including all materials, tools & tackles, labours, lead & lifts all finishes and complete as per the direction of the EIC. (Cement & Kerb Stone shall be supplied by Client but subject to reconciliation) | RMT | 43.5 | 225 | Approved
The Soul, Rajarhat | COMMON INFRASTRUCTURE | Road Works |  | WO/HR01/CIH01/110 | Lokenath Construction | Brick Flat Soling | BFS Entire work for providing and laying Single Layer Brick Flat Soling using soling bricks including preparation of bed as necessary with joints properly filled in and packed with powdered earth or silver sand all finishes and complete as drawing, standard roads construction specification including all materials, tools & tackles, labours, lead and lifts all complete & as per the direction of the EIC. | Sq.Mtr. | 13.04 | 415 | Approved
SOUTHWINDS PROJECT LLP (PHASE - III & IV) | OVERHEAD PHASE - III & IV | Security Expenditure |  | WO/SP34/OP34/31 | Secura Infra Services Pvt. Ltd. | Providing Security Personnel | Providing Security guard as per agreed criteria (Annex-I) for 12 Hrs X 30/31 days in a month basis, including management fees and NH from 01-April-2024 to 30-April-2024 | Head | 4 | 17871.34 | Approved
Primarc Chambers | BLOCK | Painting | External Painting | WO/PCH/PC01/49 | GAZI PAINTS PRIVATE LIMITED | External Surface Painting | Entire work for providing and applying of one coat Alkali Block Primer followed by Ultrafine texture (Roller Finish) and then two coats of Ultra Durable Exterior Emulsion Paint- Apex Ultima Suprema at External Surface of the Building with approved colour as mentioned in the drawing including grooves. Surface should be free from any loose paint , dust or grease, growths of fungus, algae or moss should be removed by wire brushing and water. For filling cracks up to 3mm use approved sealant. In case of dents and holes use wall putty or mix of white cement and fine sand in the ratio 1:3. All scaffolding ( Jhula Bhara/ Gandola), lifting of the material, loading- unloading charges, charges for crack filling along with material all finishes & complete as per direction & entire satisfaction of the Engineer-In-Charge. Brand: Asian Paints (8308 Whispering Smoke) & Asian Paints (8302 Solemn Grey) Location: Elevation, Fire Refuge Platform & Above Roof. | Sq.Ft. | 112080.3 | 22 | Approved
SOUTHWINDS PROJECT LLP (PHASE - III & IV) | MEP PHASE - III | External Plumbing |  | WO/SP34/MW34/28 | PRAHALLAD CONSTRUCTION PRIVATE LIMITED | (600 X 600) - Rain Water Pit - Only Cover Fixing | (600 X 600) - Rain Water Pit - Only Cover Fixing | Nos. | 7 | 600 | Approved
SOUTHWINDS PROJECT LLP (PHASE - III & IV) | MEP PHASE - III | External Plumbing |  | WO/SP34/MW34/28 | PRAHALLAD CONSTRUCTION PRIVATE LIMITED | (600 X 600) - Sewerage Pit - Only Cover Fixing | (600 X 600) - Sewerage Pit - Only Cover Fixing | Nos. | 7 | 600 | Approved
SOUTHWINDS PROJECT LLP (PHASE - III & IV) | MEP PHASE - III | External Plumbing |  | WO/SP34/MW34/28 | PRAHALLAD CONSTRUCTION PRIVATE LIMITED | (600 X 600 X UP to 500) - Rainwater Pit (Drawing Change Shifting the Pit) | (600 X 600 X UP to 500) - Rainwater Pit (Drawing Change Shifting the Pit) | Nos. | 2 | 5372 | Approved
SOUTHWINDS PROJECT LLP (PHASE - III & IV) | MEP PHASE - III | External Plumbing |  | WO/SP34/MW34/28 | PRAHALLAD CONSTRUCTION PRIVATE LIMITED | (600 X 600 X UP to 500) - Sewerage Pit (Drawing Change Shifting the Pit) | (600 X 600 X UP to 500) - Sewerage Pit (Drawing Change Shifting the Pit) | Nos. | 2 | 5372 | Approved
Primarc Chambers | BLOCK | POP/PUTTY Work |  | WO/PCH/PC01/50 | GAZI PAINTS PRIVATE LIMITED | 6 coats/patty (approx. 5-6mm thk.) Putty Work | 6 coats/patty (approx. 5-6mm thk.) Putty Work |  | 0 | 0 | Approved
Primarc Chambers | BLOCK | POP/PUTTY Work |  | WO/PCH/PC01/50 | GAZI PAINTS PRIVATE LIMITED | 6 coats/patty (approx. 5-6mm thk.) Putty Work | Charges for providing & applying of 6 coats/ patty of fine wall putty (APPROX. 5-6 mm THK.) with super white & superfine quality on concrete / plaster surface including preparation of surface to remove any lumps, rendering, chipping of raised portion with necessary scaffolding, tools and tackles all complete at all level as per drawing and direction of Engineer-in-Charge. Brand of Putty: Asian/Berger Location: 6th Floor-14th Floor, Lift Lobby, Corridoor | Sq.Ft. | 18108.7 | 11 | Approved
Primarc Chambers | BLOCK | POP/PUTTY Work |  | WO/PCH/PC01/50 | GAZI PAINTS PRIVATE LIMITED | 6 coats/patty (approx. 5-6mm thk.) Putty Work | Charges for providing & applying of 6 coats/ patty of fine wall putty (APPROX. 5-6 mm THK.) with super white & superfine quality on concrete / plaster surface including preparation of surface to remove any lumps, rendering, chipping of raised portion with necessary scaffolding, tools and tackles all complete at all level as per drawing and direction of Engineer-in-Charge. Brand of Putty: Asian/Berger Location: 6th Floor-14th Floor, Lift Lobby, Corridoor | Rft | 0 | 11 | Approved
Primarc Chambers | BLOCK | POP/PUTTY Work |  | WO/PCH/PC01/50 | GAZI PAINTS PRIVATE LIMITED | 3mm thk. putty work | 3mm thk. putty work |  | 0 | 0 | Amended & Approved
Primarc Chambers | BLOCK | POP/PUTTY Work |  | WO/PCH/PC01/50 | GAZI PAINTS PRIVATE LIMITED | 3mm thk. putty work | "Charges for providing and applying of minimum 3mm thick putty ( 1.5 mm thick coarse putty in single coat as a base coarse and 1.5mm thick fine putty in double coats over the base coarse) including necessary surface preparation to remove any lumps, rendering, chipping of raised portion etc. all complete of the internal wall and ceiling as per direction of EIC. The rate inclusive of cost of all materials, storage of materials, tools & tackles, inside scaffolding, labour, transportation all lead and lift, overhead and profit etc. all complete. Location-Stair, Podium (1st to 4th)" | Sq.Ft. | 102720.5 | 6.7 | Approved
Primarc Chambers | BLOCK | POP/PUTTY Work |  | WO/PCH/PC01/50 | GAZI PAINTS PRIVATE LIMITED | 3mm thk. putty work | "Charges for providing and applying of minimum 3mm thick putty ( 1.5 mm thick coarse putty in single coat as a base coarse and 1.5mm thick fine putty in double coats over the base coarse) including necessary surface preparation to remove any lumps, rendering, chipping of raised portion etc. all complete of the internal wall and ceiling as per direction of EIC. The rate inclusive of cost of all materials, storage of materials, tools & tackles, inside scaffolding, labour, transportation all lead and lift, overhead and profit etc. all complete. Location-Stair, Podium (1st to 4th)" | Rft | 0 | 6.7 | Approved
The Soul, Rajarhat | PRE-CONSTRUCTION PHASE | Borewell Installation |  |  |  | 6 H.P Pump Repair & Pump Withdrawing & Instillation | 6 H.P Pump Repair & Pump Withdrawing & Instillation as per the requirement and specification and as per the direction of EIC.- A. MOTOR |  |  |  | Submitted
The Soul, Rajarhat | PRE-CONSTRUCTION PHASE | Borewell Installation |  |  |  | Winding Coil | Winding Coil | Set |  |  | Submitted
The Soul, Rajarhat | PRE-CONSTRUCTION PHASE | Borewell Installation |  |  |  | Shaft Machining | Shaft Machining | Nos. |  |  | Submitted
The Soul, Rajarhat | PRE-CONSTRUCTION PHASE | Borewell Installation |  |  |  | Thurs Plate | Thurs Plate | Nos. |  |  | Submitted
The Soul, Rajarhat | PRE-CONSTRUCTION PHASE | Borewell Installation |  |  |  | Thurs Bearing | Thurs Bearing | Nos. |  |  | Submitted
The Soul, Rajarhat | PRE-CONSTRUCTION PHASE | Borewell Installation |  |  |  | Oil Seal | Oil Seal | Nos. |  |  | Submitted
The Soul, Rajarhat | PRE-CONSTRUCTION PHASE | Borewell Installation |  |  |  | 6 H.P Pump Repair & Pump Withdrawing & Installation A. Motor repairing | 6 H.P Pump Repair & Pump Withdrawing & Installation as per the requirement & specification & as per the direction of EIC- A. Motor Repairing |  |  |  | Approved
The Soul, Rajarhat | PRE-CONSTRUCTION PHASE | Borewell Installation |  |  |  | Winding Coil | Winding Coil | Set |  |  | Approved
The Soul, Rajarhat | PRE-CONSTRUCTION PHASE | Borewell Installation |  |  |  | Shaft Machining | Shaft Machining | Nos. |  |  | Approved
The Soul, Rajarhat | PRE-CONSTRUCTION PHASE | Borewell Installation |  |  |  | Thurs Plate | Thurs Plate | Nos. |  |  | Approved
The Soul, Rajarhat | PRE-CONSTRUCTION PHASE | Borewell Installation |  |  |  | Thurs Bearing | Thurs Bearing | Nos. |  |  | Approved
The Soul, Rajarhat | PRE-CONSTRUCTION PHASE | Borewell Installation |  |  |  | Oil Seal | Oil Seal | Nos. |  |  | Approved
The Soul, Rajarhat | PRE-CONSTRUCTION PHASE | Borewell Installation |  |  |  | 6 H.P Pump Repair & Pump Withdrawing & Installation B. Pump Repairing | 6 H.P Pump Repair & Pump Withdrawing & Installation as per the requirement & specification & as per the direction of EIC- B. Pump Repairing |  |  |  | Approved
The Soul, Rajarhat | PRE-CONSTRUCTION PHASE | Borewell Installation |  |  |  | Top Bush | Top Bush | Nos. |  |  | Approved
The Soul, Rajarhat | PRE-CONSTRUCTION PHASE | Borewell Installation |  |  |  | Top Sleeve Bush | Top Sleeve Bush | Nos. |  |  | Approved
The Soul, Rajarhat | PRE-CONSTRUCTION PHASE | Borewell Installation |  |  |  | Motor Winding Pump Repair Charge | Charges for Motor Winding Pump Repairing including all labours, tools & tackles all complete as per the requirement and specification & as per the direction & satisfaction of the EIC. | Lump Sum |  |  | Approved
The Soul, Rajarhat | PRE-CONSTRUCTION PHASE | Borewell Installation |  |  |  | 6 H.P Pump Repair & Pump Withdrawing & Installation | 6 H.P Pump Repair & Pump Withdrawing & Installation as per the requirement & specification & as per the direction of EIC |  |  |  | Approved
The Soul, Rajarhat | PRE-CONSTRUCTION PHASE | Borewell Installation |  |  |  | Withdrawing of Pump Motor Set | Charges for Withdrawing of the Submersible Pump Motor Set as per the direction of EIC. | Lump Sum |  |  | Approved
The Soul, Rajarhat | PRE-CONSTRUCTION PHASE | Borewell Installation |  |  |  | Hiring Pump Motor Set | Charges for Installation of Hiring Pump Motor Set as per the direction of EIC | Lump Sum |  |  | Approved
The Soul, Rajarhat | PRE-CONSTRUCTION PHASE | Borewell Installation |  |  |  | Withdawing Hiring Submersible Pump | Charges for Withdrawing Hiring Submersible Pump Motor Set as per the direction of EIC | Lump Sum |  |  | Approved
The Soul, Rajarhat | PRE-CONSTRUCTION PHASE | Borewell Installation |  |  |  | Install Repair Pump Motor Set | Charges for Installation of Repair Pump Motor Set as per the direction of EIC | Lump Sum |  |  | Approved
The Soul, Rajarhat | PRE-CONSTRUCTION PHASE | Borewell Installation |  |  |  | Hiring Charges | Hiring Charges | Lump Sum |  |  | Approved
The Soul, Rajarhat | PRE-CONSTRUCTION PHASE | Borewell Installation |  |  |  | Transportation Charge | Transportation Charge (Up & Down) (Hiring Pump Motor) | Lump Sum |  |  | Approved
The Soul, Rajarhat | BLOCK | Borewell Installation |  | WO/HR01/BOK01/200 | D.S.P Pumps | 6 H.P Pump Repair & Pump Withdrawing & Installation A. Motor repairing | 6 H.P Pump Repair & Pump Withdrawing & Installation as per the requirement & specification & as per the direction of EIC- A. Motor Repairing |  | 0 | 0 | Approved
The Soul, Rajarhat | BLOCK | Borewell Installation |  | WO/HR01/BOK01/200 | D.S.P Pumps | Winding Coil | Winding Coil | Set | 1 | 5850 | Approved
The Soul, Rajarhat | BLOCK | Borewell Installation |  | WO/HR01/BOK01/200 | D.S.P Pumps | Shaft Machining | Shaft Machining | Nos. | 1 | 200 | Approved
The Soul, Rajarhat | BLOCK | Borewell Installation |  | WO/HR01/BOK01/200 | D.S.P Pumps | Thurs Plate | Thurs Plate | Nos. | 1 | 750 | Approved
The Soul, Rajarhat | BLOCK | Borewell Installation |  | WO/HR01/BOK01/200 | D.S.P Pumps | Thurs Bearing | Thurs Bearing | Nos. | 1 | 550 | Approved
The Soul, Rajarhat | BLOCK | Borewell Installation |  | WO/HR01/BOK01/200 | D.S.P Pumps | Oil Seal | Oil Seal | Nos. | 2 | 150 | Approved
The Soul, Rajarhat | BLOCK | Borewell Installation |  | WO/HR01/BOK01/200 | D.S.P Pumps | 6 H.P Pump Repair & Pump Withdrawing & Installation B. Pump Repairing | 6 H.P Pump Repair & Pump Withdrawing & Installation as per the requirement & specification & as per the direction of EIC- B. Pump Repairing |  | 0 | 0 | Approved
The Soul, Rajarhat | BLOCK | Borewell Installation |  | WO/HR01/BOK01/200 | D.S.P Pumps | Top Bush | Top Bush | Nos. | 1 | 380 | Approved
The Soul, Rajarhat | BLOCK | Borewell Installation |  | WO/HR01/BOK01/200 | D.S.P Pumps | Top Sleeve Bush | Top Sleeve Bush | Nos. | 1 | 220 | Approved
The Soul, Rajarhat | BLOCK | Borewell Installation |  | WO/HR01/BOK01/200 | D.S.P Pumps | Motor Winding Pump Repair Charge | Charges for Motor Winding Pump Repairing including all labours, tools & tackles all complete as per the requirement and specification & as per the direction & satisfaction of the EIC. | Lump Sum | 1 | 1500 | Approved
SOUTHWINDS PROJECT LLP (PHASE - III & IV) | MEP PHASE - III | External Electrical | Electrical | WO/SP34/MW34/38 | M.A. ENTERPRISE | Labour Charges of Electrical Work for Car Charging Point Per BOQ and Direction Of EIC. | Labour Charges of Electrical Work for Car Charging Point Per BOQ and Direction Of EIC. |  | 0 | 0 | Amended & Approved
SOUTHWINDS PROJECT LLP (PHASE - III & IV) | MEP PHASE - III | External Electrical | Electrical | WO/SP34/MW34/38 | M.A. ENTERPRISE | 25 /32 Amp, DP,30mA, RCCB with encloser | Installation, Testing and Commissioning of 25 /32 Amp, DP,30mA, RCCB with encloser on wall complete with supply of anchor fastner, nult, bolt etc. complete as required. | Nos. | 4 | 150 | Approved
SOUTHWINDS PROJECT LLP (PHASE - III & IV) | MEP PHASE - III | External Electrical | Electrical | WO/SP34/MW34/38 | M.A. ENTERPRISE | 16 Amp Socket & Switch | Installation, Testing and Commissioning of 16 Amp Socket & Switch for EV charging etc. to complete in all respect as required. | Nos. | 4 | 150 | Approved
SOUTHWINDS PROJECT LLP (PHASE - III & IV) | MEP PHASE - III | External Electrical | Electrical | WO/SP34/MW34/38 | M.A. ENTERPRISE | Gland and Copper Crimping type Lugs | Supply & Making end termination with DC brass compression gland and copper crimping type lugs of following size XLPE/PVC insulated & sheathed CU conductor cable complete as required. Extra holes made in gland plate to be closed by the contractor w/o any cost. 3.C x 2.5 sq.mm. Copper Armoured cable /3.C x 4.0 sq.mm. Copper Armoured cable | Nos. | 16 | 130 | Approved
SOUTHWINDS PROJECT LLP (PHASE - III & IV) | MEP PHASE - III | External Electrical | Electrical | WO/SP34/MW34/38 | M.A. ENTERPRISE | Copper Armoured cable 3 Core 2.5 sq.mm. XLPE cable /Copper Armoured cable 3 Core 4.0 sq.mm. XLPE cable. | Supply & Laying of following size 1.1 KV grade PVC / XLPE insulated and sheathed power cable in existing trench / pipe / conduit / surface etc. as required. Copper Armoured cable 3 Core 2.5 sq.mm. XLPE cable /Copper Armoured cable 3 Core 4.0 sq.mm. XLPE cable. | Mtrs. | 358 | 16 | Approved
SOUTHWINDS PROJECT LLP (PHASE - III & IV) | MEP PHASE - III | External Electrical | Electrical | WO/SP34/MW34/38 | M.A. ENTERPRISE | waterproof box suitable size for fixing of EV charging socket and switch | Fixing of waterproof box suitable size for fixing of EV charging socket and switch including supply of screw, pvc roul plug etc as required to complete in all respect. | Nos. | 2 | 250 | Approved
AARANYA | COMMON INFRASTRUCTURE | Consultancy Charges |  | WO/PKB/PKB2/6 | Saent India Engineering Consultants Pvt. Ltd. | Consultancy Services for MEP coordination & Implementation | Consultancy Services for MEP coordination & Implementation |  | 0 | 0 | Approved
AARANYA | COMMON INFRASTRUCTURE | Consultancy Charges |  | WO/PKB/PKB2/6 | Saent India Engineering Consultants Pvt. Ltd. | Consultancy Services for MEP coordination | Consultancy Services for Implementation of Electrical, ELV,PHE, Fire, HVAC, MEP coordination for Residential project at "Kasba location" (Detail Scope of work mentioned in attached Annexure-I) | Sq.Ft. | 579973 | 7.5 | Approved
The Soul, Rajarhat | BLOCK | Borewell Installation |  | WO/HR01/BOK01/200 | D.S.P Pumps | 6 H.P Pump Repair & Pump Withdrawing & Installation | 6 H.P Pump Repair & Pump Withdrawing & Installation as per the requirement & specification & as per the direction of EIC |  | 0 | 0 | Approved
The Soul, Rajarhat | BLOCK | Borewell Installation |  | WO/HR01/BOK01/200 | D.S.P Pumps | Withdrawing of Pump Motor Set | Charges for Withdrawing of the Submersible Pump Motor Set as per the direction of EIC. | Lump Sum | 1 | 1900 | Approved
The Soul, Rajarhat | BLOCK | Borewell Installation |  | WO/HR01/BOK01/200 | D.S.P Pumps | Hiring Pump Motor Set | Charges for Installation of Hiring Pump Motor Set as per the direction of EIC | Lump Sum | 1 | 1900 | Approved
The Soul, Rajarhat | BLOCK | Borewell Installation |  | WO/HR01/BOK01/200 | D.S.P Pumps | Withdawing Hiring Submersible Pump | Charges for Withdrawing Hiring Submersible Pump Motor Set as per the direction of EIC | Lump Sum | 1 | 1900 | Approved
The Soul, Rajarhat | BLOCK | Borewell Installation |  | WO/HR01/BOK01/200 | D.S.P Pumps | Install Repair Pump Motor Set | Charges for Installation of Repair Pump Motor Set as per the direction of EIC | Lump Sum | 1 | 1900 | Approved
The Soul, Rajarhat | BLOCK | Borewell Installation |  | WO/HR01/BOK01/200 | D.S.P Pumps | Hiring Charges | Hiring Charges | Lump Sum | 1 | 1000 | Approved
The Soul, Rajarhat | BLOCK | Borewell Installation |  | WO/HR01/BOK01/200 | D.S.P Pumps | Transportation Charge | Transportation Charge (Up & Down) (Hiring Pump Motor) | Lump Sum | 1 | 1000 | Approved
Primarc Chambers | MARKETING | Marketing Office | Furniture & Fixtures | WO/PCH/PC03/49 | M.R. Furniture | Marketing Office Furniture Dismantle, Shifting & Re-fixing as per the direction of EIC | Charges for Marketing Office All Types of Wooden Furniture (Wall Cabinet, Display Rack, Computer Table, Conference Table, Shelves & All kinds of movable furniture) dismantle, shifting of all the furniture form the Ground Floor Marketing Office to 5th Floor and Re-fixing of the same at the desired location including all materials(screw, nails, fevicol, masking tape etc.), tools & tackles, all lead & lifts at all levels and labours as per the requirement and as per the direction and entire satisfaction of the EIC. | Lump Sum | 1 | 19000 | Approved
SOUTHWINDS PROJECT LLP (PHASE - III & IV) | HARDSCAPE & LANDSCAPE PHASE - III | Softscape |  | WO/SP34/HL34/6 | Green View | Murraya Paniculata | BOTANICAL NAME: Murraya Paniculata COMMON NAME: Kamini PLANT HEIGHT (MM): 600-750 SPACING (MM): 250 | Nos | 120 | 60 | Approved
SOUTHWINDS PROJECT LLP (PHASE - III & IV) | HARDSCAPE & LANDSCAPE PHASE - III | Softscape |  | WO/SP34/HL34/7 | Green View | Murraya Paniculata | BOTANICAL NAME: Murraya Paniculata COMMON NAME: Kamini PLANT HEIGHT (MM): 600-750 SPACING (MM): 250 | Nos | 120 | 3 | Approved
SOUTHWINDS PROJECT LLP (PHASE - III & IV) | FINISHING PHASE - IV | POP/PUTTY Work |  | WO/SP34/FW4/5 | GAZI PAINTS PRIVATE LIMITED | Gypsum plaster (wall) | Supply of Gypsum plaster - Bl-13 (wall) at (All Flat, Lobby & Staircase) as per B.O.Q & direction of EIC. (Block - 13 Balance Qty) | Bags. | 13915 | 370 | Amended & Approved
SOUTHWINDS PROJECT LLP (PHASE - III & IV) | FINISHING PHASE - IV | POP/PUTTY Work |  | WO/SP34/FW4/5 | GAZI PAINTS PRIVATE LIMITED | Gypsum plaster (wall) | Supply of Gypsum plaster - Bl-16 (wall) at (All Flat, Lobby & Staircase) as per B.O.Q & direction of EIC. | Bags. | 7736 | 370 | Approved
SOUTHWINDS PROJECT LLP (PHASE - III & IV) | FINISHING PHASE - IV | POP/PUTTY Work |  | WO/SP34/FW4/5 | GAZI PAINTS PRIVATE LIMITED | Gypsum plaster (wall) | Supply of Gypsum plaster - Bl-15 (wall) at (All Flat, Lobby & Staircase) as per B.O.Q & direction of EIC. | Bags. | 8599 | 370 | Approved
SOUTHWINDS PROJECT LLP (PHASE - III & IV) | MEP PHASE - IV | Internal Electrical |  | WO/SP34/MW4/38 | Accumax Enterprises Pvt. Ltd. | Electrical Works of New Marketing Office at Block - 13 (Flat-1E&1F). | Labour charges in /sq.ft. on plate area for main line & CKT wiring, wiring of light point, fan point , exhaust fan, AC indoor & out door unit connection, power point etc in office area as required, Receiving and Fixing of modular box, wire pulling, fixing of switch & socket, distribution boxes & MCB, , Fixing of ACCL etc, Laying of suitable sizes of XLPE armoured cable including suply of all accessories , Making end termination of 1.1 KV grade XlPE cable in MCB/ DB etc , conduiting/PVC Casing & cable laying for telephone, internet, CCTV etc in office area as required, Earthing system for all electrical switch Board & DB. fixing of light Fixture , fan, exhaust fan.etc in office area as per drawing complete in all respect as required . Plate area details FLAT 1E- 1023.0 Sqft, FLAT 1F- 1097.0 Sqft . Total Area- 2120 Sqft. | Lump Sum | 1 | 8000 | Approved
AARANYA | OVERHEAD | Security Expense |  | WO/PKB/PKB3/1 | Martinet Facility Management Services Pvt. Ltd. | Providing Security Personnel | Providing One (01) Security Guard @12 hrs. duty basis, from 22nd Feb'2024 to 10th Mar'2024, | Duties | 18 | 561.87 | Approved
AARANYA | OVERHEAD | Security Expense |  | WO/PKB/PKB3/2 | Secura Infra Services Pvt. Ltd. | Providing Security Personnel | Providing One (01) Security Guard @12 hrs. duty basis, from 11th Mar'2024 to 15th Mar'2024, | Duties | 5 | 565.84 | Approved
The Soul, Rajarhat | BLOCK | Flooring Work |  | WO/HR01/BOK01/201 | A.M. Enterprise | Lift Facia Work at Tower-1, 3, 4 & 5 | Lift Facia Work at Tower-1, 3, 4 & 5 |  | 0 | 0 | Approved
The Soul, Rajarhat | BLOCK | Flooring Work |  | WO/HR01/BOK01/201 | A.M. Enterprise | Lift Facia Tiles Fixing | Lift Facia: Charges for Lift Facia Making as per approved drawing at all level which includes 600X600 Vitrified/Ceramic Tiles fixing (with Adhesive and Cement Mortar). Groove making, Molding and polishing etc. all complete as per direction of EIC. The rate includes Manual lifting at all level. (Only Tiles, Cement and Adhesive will be supplied by Client but subjected to reconciliation) | Sq.Ft. | 1284.5 | 25 | Approved
The Soul, Rajarhat | BLOCK | Flooring Work |  | WO/HR01/BOK01/201 | A.M. Enterprise | Granite Patty/Strip | Fixing of Granite Patty / Strip (Brand as approved) at Jam & Soffit of Lift Opening with necessary chipping in any level including all labours, tools & tackles all complete with Cement Sand Mortar/Adhesive as per drawing & direction of Engineer-in-charge. (Only Cement & Granite Slab will be supplied by the Client but subject to reconciliation. Shifting & Lifting of all materials & machineries are in contractor's scope) | Rft | 541 | 39 | Approved
The Soul, Rajarhat | BLOCK | Flooring Work |  | WO/HR01/BOK01/201 | A.M. Enterprise | Molding of Granite | Labour Charges of Molding of Granite Slab at Lift Facia in any level including all labours, tools & tackles all finishes and complete as per drawing & direction of Engineer-in-charge. (Shifting & Lifting of all materials & machineries are in contractor's scope) | Rft | 541 | 35 | Approved
The Soul, Rajarhat | BLOCK | Flooring Work |  | WO/HR01/BOK01/201 | A.M. Enterprise | Lift Facia | Lift Facia: Charges for Lift Facia Making as per approved drawing at all level which includes Granite fixing (with Adhesive and Cement Mortar). Groove making, Molding and polishing etc. including all labours, tools & tackles all finishes & complete as per direction of EIC. The rate includes Manual lifting at all level. (Only Granite and Cement and Adhesive will be supplied by Client but subjected to reconciliation) | Nos. | 68 | 3400 | Approved
The Soul, Rajarhat | BLOCK | Flooring Work |  | WO/HR01/BOK01/201 | A.M. Enterprise | Nasoli Granite-Lift facia Wall | Fixing of Nasoli Granite (750X2400) at Lift Facia Wall with necessary chipping in any level including all labours, tools & tackles all complete with Cement Sand Mortar/Adhesive as per drawing & direction of Engineer-in-charge. (Only Cement & Granite, Adhesive will be supplied by the Client but subject to reconciliation. Shifting & Lifting of all materials & machineries are in contractor's scope) | Sq.Ft. | 218 | 25 | Approved
The Soul, Rajarhat | BLOCK | Flooring Work |  | WO/HR01/BOK01/201 | A.M. Enterprise | Nasoli Granite-Lift Facia Molding | Labour Charges of Nasoli Granite(750X2400) Riser & Patty Molding at Lift Facia in any level including all labours, tools & tackles all finishes and complete as per drawing & direction of Engineer-in-charge. (Shifting & Lifting of all materials & machineries are in contractor's scope) | Rft | 220 | 39 | Approved
SOUTHWINDS PROJECT LLP (PHASE - III & IV) | MEP PHASE - III | MLCP | Civil | WO/SP34/MW34/39 | M.A Construction | Reinforcement Work | Providing, unloading, handling, storing and hoisting into place at all levels and then straightening, cutting to length, bending hooked ends, binding in position of reinforcement bars to shape and size as detailed in drawing and approved bar bending schedules, including welding wherever necessary as per drawing in all kinds of works at all heights & depths as specified including approved cover blocks spaces and binding wire of 18 gauge, annealed wire hooks if required and such other works that are required to make it complete as per drawing. No payment to be made for Rolling Merging. Laps, chairs and spacers will be measured and counted in pour cards and paid in addition to the quantities in BBS. | MT | 4.4 | 6947.01 | Approved
SOUTHWINDS PROJECT LLP (PHASE - III & IV) | MEP PHASE - III | MLCP | Civil | WO/SP34/MW34/39 | M.A Construction | RCC (Pile) as per Pour card (M25P) | RCC (Pile) as per Pour card (M25P) | Cum. | 58.171 | 1199 | Approved
SOUTHWINDS PROJECT LLP (PHASE - III & IV) | MEP PHASE - III | MLCP | Civil | WO/SP34/MW34/39 | M.A Construction | RCC M-25 (Pile Cap) and Extension of MCP Foundation | REINFORCED CEMENT CONCRETE. Providing, mixing and laying in position Cement Concrete of appropriate grade to all type of R .C.C. work with 20 mm down graded machine crushed stone aggregates and coarse sand of approved grade including mixing admixture of any kind with concrete wherever specified for all types of R .C.C. work in Pile Cap and Extension of MCP Foundation as directed by the Engineer In Charge. The rate shall also include the Non Destructive Test ( If Required ), the cost of necessary labour, plant and machineries, cover block in PVC / cement mortar 1:1, curing pipes / hessian cloth, required water and necessary piping, tools and tackles, making the surface good to receive the finishes, dewatering and keeping the area dry to receive the concrete, making and placing concrete cover blocks of same grade/ PVC Cover blocks, making provision of stand-by vibrators and needles, buttering with cement slurry, removing laitance from surface, providing the construction joints, openings, application of cementitious bonding agents at the construction joints, protecting the newly placed concrete from rain / heat with PVC sheets, marking the date of concreting, collecting concrete samples in cube moulds making necessary arrangements for curing and ponding, clearing the area of debris etc. complete as directed and to the satisfaction by the Engineer In Charge. (Shuttering and reinforcement work will be measured and paid separately). | Cum. | 18.52 | 1199 | Approved
SOUTHWINDS PROJECT LLP (PHASE - III & IV) | MEP PHASE - III | MLCP | Civil | WO/SP34/MW34/39 | M.A Construction | PCC (Pile Cap) and Extension of MCP Foundation | PLAIN CEMENT CONCRETE Providing, mixing and laying in position Plain cement concrete as applicable including necessary manpower, plant, machinary, tools, tackles and whatsoever for placing, spreading, compacting by tamping /mechanical vibrator,, levelling concrete to any depth and for all leads including curing of concrete, supply of all water and necessary piping, dewatering and keeping the area dry to receive the concrete, protecting the newly placed concrete from rain with PVC sheets, as per the instructions of the Engineer, clearing the area of debris, any other ancillary works related to this activity etc complete to the satisfaction of the Engineer. The rate shall also include for all centering, shuttering required to complete the work as per the instruction and satisfaction of Engineer. [ Measurement should be as per specification. ] | Cum. | 1.012 | 1169.04 | Approved
SOUTHWINDS PROJECT LLP (PHASE - III & IV) | MEP PHASE - III | MLCP | Civil | WO/SP34/MW34/39 | M.A Construction | Shuttering | Providing, fabricating and fixing of formwork made of plywood 12mm Thk. (weighing not less than 34 kg/m2); wooden batten, steel plates as approved by Engineer in charge for vertical, horizontal or sloping for all R.C.C. works below ground level at all heights upto 4.5m floor to floor , including all leads with necessary supporting arrangement, applying shuttering oil ( Like ' REBOL' from FOSROC or any other approved ) on the form work, keeping the form work in position after concreting for a period as specified in the relevant I .S. Code and removing the form work after expiry of the specified period, complete with all materials, labour, tools & tackles etc. all as per drawing and specification. The form work shall be water tight ( Seal the joints with heavy duty brown self adhesive tape ) and shall be free from warping, denting and unevenness. The rates shall include cost of forming champers, copings, drip moulds, rounding's, grooves, cut outs, opening, corbels, arches etc. and fixing of pipe sleeves, insert plates, rung ladders, manhole covers for water reservoirs etc as shown in the drawings. [ Measurement shall be as per specification ] (Pipe Sleeves, insert plates, rung ladders, manhole covers will be supplied by client) a) Cleaning concrete from the formwork after removal. b) Co-ordination with electrical team to fix the electrical box and conduit before fixing of wall shuttering. c) Proper care during de-shuttering to avoid any damage to existing facilities. FORM & SHUTTERING | Sq.Mtr. | 92.3 | 483.08 | Approved
SOUTHWINDS PROJECT LLP (PHASE - III & IV) | MEP PHASE - III | MLCP | Civil | WO/SP34/MW34/39 | M.A Construction | Dismantling of Pile Heads | Dismantling of pile heads dismantling of concrete pile heads up to cut-off level/good concrete as per drawing (mechanical/pneumatic tools would not be allowed beyond 1 mtr above the cut-off level so as not to damage the rc piles) including removal & stacking of debris at designated place with a minimum lead of 30 meters. All complete as per direction of EIC | Cum. | 9.949 | 4401 | Approved
SOUTHWINDS PROJECT LLP (PHASE - III & IV) | MEP PHASE - III | MLCP | Civil | WO/SP34/MW34/39 | M.A Construction | Earth Cutting | GENERAL NOTE Unless otherwise specified all the activities/Items shall Include all Labours and materials and shall be done as per the specifications, approved drawings/details, and instructions issued from the Engineer at all depths, locations & heights etc. complete. The quoted rate also should include the cost of shifting to the required locations, floors, tools & tackles, machineries and including all taxes, duties, Octroi, Levies etc. complete. Rates are not inclusive of GST EARTH WORK IN EXCAVATION General earthwork excavation in all types of soil, any kind of backfilled material for levelling & lowering the ground level up to the pcc bottom ( As shown in the drawing ), stacking the excavated earth & disposable material where ever indicated in site, up to a lead of 50m including filling depressions wherever necessary, watering, consolidating, etc. complete. Contractor shall get acquainted with site conditions, nature of soil and adopt suitable adequate dewatering system as deemed fit for the nature of soil, prevailing water table and water collected by runoff or rain to get the surface reasonably dry for laying pcc at the time of execution, provide necessary soring system so that execution will not be hampered or delayed. etc complete as per the instruction of Engineer. The rates shall also include for royalty charges, obtaining permission for excavation and all other related matters from concerned authorities, keeping the site and approach roads neat and clean, maintaining appropriate slope of sides of excavation to prevent collapse of earth, dewatering etc. to the satisfaction of Engineer. The Contractor shall be paid only for excavation as actual / as per IS 1200 / discretion of EIC. | Cum. | 23.637 | 207 | Approved
SOUTHWINDS PROJECT LLP (PHASE - III & IV) | MEP PHASE - III | MLCP | Civil | WO/SP34/MW34/39 | M.A Construction | Earth Filling | Filling in foundation ( Up to plinth level ) and under floors with selected earth in layers (Height should be as per Specification ) including watering, ramming, consolidation etc. as directed. The rates are inclusive of all labours, tools/tackles, pumps, vibratory roller/earth compactor temporary works, etc. complete [ Measurement should be as per specification. ] Filling with excavated earth available at site. | Cum. | 11.149 | 120 | Approved
SOUTHWINDS PROJECT LLP (PHASE - III & IV) | MEP PHASE - III | MLCP | Civil | WO/SP34/MW34/39 | M.A Construction | 30mm IPS with Chipping Concrete Surface | Charges for IPS (Indian patent stone) flooring work including skirting, of average 30 mm thickness, using cement concrete 1:2:4 (1 cement:2 coarse sand: 4 graded stone aggregates of 10 mm) , finished with a floating coat of neat cement, including skirting of average 100 mm height , at any floor and level. The base concrete surface shall be thoroughly chipped to remove laitance, loose sand, dirt etc. cleaned with wire brush before laying the concrete. The rate is inclusive of labour, tools and tackles, all lead and lift , curing, necessary formwork if required etc. all complete. Cement will be supplied by the Employer, subjected to reconciliation. | Sq.Mtr. | 115.42 | 483 | Approved
SOUTHWINDS PROJECT LLP (PHASE - III & IV) | MEP PHASE - III | MLCP | Civil | WO/SP34/MW34/39 | M.A Construction | 40mm IPS with Chipping Concrete Surface | Charges for IPS (Indian patent stone) flooring work including skirting, of average 40 mm thickness, using cement concrete 1:2:4 (1 cement:2 coarse sand: 4 graded stone aggregates of 10 mm) , finished with a floating coat of neat cement, including skirting of average 100 mm height , at any floor and level. The base concrete surface shall be thoroughly chipped to remove laitance, loose sand, dirt etc. cleaned with wire brush before laying the concrete. The rate is inclusive of labour, tools and tackles, all lead and lift , curing, necessary formwork if required etc. all complete. Cement will be supplied by the Employer, subjected to reconciliation. | Sq.Mtr. | 31.079 | 483 | Approved
SOUTHWINDS PROJECT LLP (PHASE - III & IV) | MEP PHASE - III | MLCP | Civil | WO/SP34/MW34/39 | M.A Construction | Screed Concrete (40mm) Chipping Concrete Surface | Providing and laying 1:2:4 Screed Concrete over the water proofing coating, of average thickness 65mm, including all lead including curing in all respect as per drawing , specification, under supervision of Water Proofing agency and direction of Engineer-in-Charge. The quoted rate also include the cost of levelling of top surface as per ridge line and lvl as mentioned in drawing. Cement would be supplied by the employer free of cost, but subjected to reconciliation. | Sq.Mtr. | 67.312 | 483 | Approved
SOUTHWINDS PROJECT LLP (PHASE - III & IV) | MEP PHASE - III | MLCP | Civil | WO/SP34/MW34/40 | SHARIQUE ENTERPRISE | RCC (Pile) as per Pour card (M25P) | Supply of Material ( Like sand, stone chips etc. as per T & C ) for REINFORCED CEMENT CONCRETE. (M25/M30/M35)as per specification, drawing & direction of EIC. | Cum. | 58.171 | 5325.95 | Approved
SOUTHWINDS PROJECT LLP (PHASE - III & IV) | MEP PHASE - III | MLCP | Civil | WO/SP34/MW34/40 | SHARIQUE ENTERPRISE | RCC M-25 (Pile Cap) and Extension of MCP Foundation | Supply of Material ( Like sand, stone chips etc. as per T & C ) for REINFORCED CEMENT CONCRETE. (M25/M30/M35)as per specification, drawing & direction of EIC. | Cum. | 18.52 | 5325.95 | Approved
SOUTHWINDS PROJECT LLP (PHASE - III & IV) | MEP PHASE - III | MLCP | Civil | WO/SP34/MW34/40 | SHARIQUE ENTERPRISE | PCC (Pile Cap) and Extension of MCP Foundation | Supply of Material ( Like sand, stone chips etc. as per T & C ) for PLAIN CEMENT CONCRETE ( P.C.C.-1:3:6 with 20mm down stone chips / M20 with 20mm down stone chips)as per specification, drawing & direction of EIC. | Cum. | 1.012 | 5325.95 | Approved
The Ramdulari | BLOCK | Internal Painting |  |  |  | Painting work of All Shaft & Duct | Providing and applying of two coats of cement based paint(all shaft & duct) at all level including Rub down, clean and filled with approved filler material with necessary tools, tackles & scaffolding at all levels as per direction of Engineer in charge. | Sq.Ft. |  |  | Amended & Approved
The Ramdulari | BLOCK | Painting | Internal Painting | WO/RP/RP02/37 | JAHANGIR ALAM ENTERPRISE | Painting work of All Shaft & Duct | Providing and applying of two coats of cement based paint(all shaft & duct) at all level including Rub down, clean and filled with approved filler material with necessary tools, tackles & scaffolding at all levels as per direction of Engineer-in-Charge. | Sq.Ft. | 88751 | 4.5 | Amended & Approved
The Soul, Rajarhat | COMMON INFRASTRUCTURE | Boundary Wall |  | WO/HR01/CIH01/54 | NEW L. N. CONSTRUCTION | Rebar Grouting | All charges for fixing reinforcement bars including drilling & chemical injection in the concrete surface till plinth level as per the manufacturer's specification either Fischer or Hilti product. The rate shall be inclusive of all labour, material, scaffolding, gangway etc. involved for rebar grouting – Rebar Grouting (8 mm Dia) | Nos. | 100 | 55 | Approved
SOUTHWINDS PROJECT LLP (PHASE - III & IV) | HARDSCAPE & LANDSCAPE PHASE - III | Hardscape | Civil | WO/SP34/HL34/2 | SHAHBAZ CONSTRUCTION | Providing & Laying of R.C.C (M20) | Charges for providing & laying R.C.C (M20) by site mix concrete 25 mm and down sized ,screened and washed well graded stone chips excluding shuttering,consolidation complete in all respect as per drawing ,specification and direction of EIC. | Cum. | 9.797 | 6300 | Approved
SOUTHWINDS PROJECT LLP (PHASE - III & IV) | HARDSCAPE & LANDSCAPE PHASE - III | Hardscape | Civil | WO/SP34/HL34/2 | SHAHBAZ CONSTRUCTION | Net Cement Finish | Net Cement Finish Providing and laying of Neat cement finish over plastered surface (cement not more than 2.75 kg/sqm.) as per drawing and direction of Engineer-in-Charge. Cement would be supplied by the employer free of cost, but subjected to reconciliation | Sq.Mtr. | 5.833 | 35 | Approved
SOUTHWINDS PROJECT LLP (PHASE - III & IV) | HARDSCAPE & LANDSCAPE PHASE - III | Road Works |  | WO/SP34/HL34/1 | SHAHBAZ CONSTRUCTION | Dismantling of Kerb stone | Charges for Dismantling of Kerb stones. All work complete as per drawing & direction of EIC. | RMT | 72.7 | 120 | Approved
Primarc Chambers | OVERHEAD | Pest Control |  | WO/PCH/PC05/9 | Secura Infra Services Pvt. Ltd. | Mosquito Control Treatment | Mosquito Control Treatment-(Work Period- April 2024-July 2024) |  | 0 | 0 | Approved
Primarc Chambers | OVERHEAD | Pest Control |  | WO/PCH/PC05/9 | Secura Infra Services Pvt. Ltd. | Mosquito Control Treatment | Mosquito Control treatment at Site Premises: I. Larvae Control Treatment Spraying Chemical (Temiphos/Sumilarv) 3 times in Month. II. Adult Mosquito Control Treatment a. Spraying Chemical (CyphenothrinMalathion) 15 times in Month. b. Smoke Fogging (Cyphenothrin 5% EC/Deltamethrin 1.25% ULV) 15 times in Month at Project premises (Security Post, Contractor office, Labour Hutment area & other necessary area at site where may be applicable) as per direction of Engineer in Charge | Months | 4 | 8500 | Approved
Primarc Chambers | OVERHEAD | Pest Control |  | WO/PCH/PC05/9 | Secura Infra Services Pvt. Ltd. | Labour Hutment | Mosquito Control treatment at Labour Hutment: I. Adult Mosquito Control Treatment a. Spraying Chemical (Landa-Cyhalothrin) 2 times in Month. at Labour Hutment as per direction of Engineer in Charge | Months | 4 | 1800 | Approved
SOUTHWINDS PROJECT LLP (PHASE - III & IV) | FINISHING PHASE - IV | Window and Glazing |  | WO/SP34/FW4/26 | Annex Design Pvt. Ltd. | Aluminium Window at Bl-13, 1st Floor (Flat- 1E & 1F) | Providing and Labour charges for fixing of Aluminium Window at Bl-13, 1st Floor (Flat- 1E & 1F) as per B.O.Q & direction of EIC |  | 0 | 0 | Amended & Approved
SOUTHWINDS PROJECT LLP (PHASE - III & IV) | FINISHING PHASE - IV | Window and Glazing |  | WO/SP34/FW4/26 | Annex Design Pvt. Ltd. | W1 (1800 X2050) 3 Panel with both side Hung Openable Window & Middle Fixed 3 Panel Bottom Fixed | W1 (1800 X2050) EURO 40 Series 3 Panel with both side Hung Openable Window & Middle Fixed 3 Panel Bottom Fixed Providing & Fixing of Aluminium window with Glass (5 mm clear toughened glass) including all fitting and fixture at all level as per approved drawing and direction of EIC. Location: Liv./Din.: 1st Floor to 8th Floor Detail material specification attached in Annexure-I | Sq.Ft. | 39.719 | 456 | Approved
SOUTHWINDS PROJECT LLP (PHASE - III & IV) | FINISHING PHASE - IV | Window and Glazing |  | WO/SP34/FW4/26 | Annex Design Pvt. Ltd. | W2 (1500 X2050) 3 Panel with both side Hung Openable Window & Middle Fixed 3 Panel Bottom Fixed | W2 (1500 X2050) EURO 40 Series 3 Panel with both side Hung Openable Window & Middle Fixed 3 Panel Bottom Fixed Providing & Fixing of Aluminium window with Glass (5 mm clear toughened glass) including all fitting and fixture at all level as per approved drawing and direction of EIC Location: Bed Room.: 1st Floor to 8th Floor Detail material specification attached in Annexure-I | Sq.Ft. | 99.297 | 495 | Approved
SOUTHWINDS PROJECT LLP (PHASE - III & IV) | FINISHING PHASE - IV | Window and Glazing |  | WO/SP34/FW4/26 | Annex Design Pvt. Ltd. | W3 (1200 X2050) 2 Panel Side Hung Openable Window & Bottom Fixed | W3 (1200 X2050) EURO 40 Series 2 Panel Side Hung Openable Window & Bottom Fixed Providing & Fixing of Aluminium window with Glass (5 mm clear toughened glass) including all fitting and fixture at all level as per approved drawing and direction of EIC Location: Study/Corridor: 1st Floor to 8th Floor Detail material specification attached in Annexure-I | Sq.Ft. | 132.395 | 502 | Approved
SOUTHWINDS PROJECT LLP (PHASE - III & IV) | FINISHING PHASE - IV | Window and Glazing |  | WO/SP34/FW4/26 | Annex Design Pvt. Ltd. | W4 (850 X2050) 2 Panel Side Hung Openable Window & Bottom Fixed | W4 (850 X2050) EURO 40 Series 2 Panel Side Hung Openable Window & Bottom Fixed Providing & Fixing of Aluminium window with Glass (5 mm clear toughened glass) including all fitting and fixture at all level as per approved drawing and direction of EIC Location: Bed Room: 1st Floor to 8th Floor Detail material specification attached in Annexure-I | Sq.Ft. | 56.268 | 573 | Approved
SOUTHWINDS PROJECT LLP (PHASE - III & IV) | FINISHING PHASE - IV | Window and Glazing |  | WO/SP34/FW4/26 | Annex Design Pvt. Ltd. | W5 (900 X1050) 2 Panel Side Hung Openable Window Top Middle Fixed Chimney & Exhaust Provision at Top | W5 (900 X1050) EURO 40 Series 2 Panel Side Hung Openable Window Top Middle Fixed Chimney & Exhaust Provision at Top Providing & Fixing of Aluminium window with Glass (5 mm clear toughened glass ) including all fitting and fixture at all level as per approved drawing and direction of EIC Location: Kitchen: 1st Floor to 8th Floor Detail material specification attached in Annexure-I NB: The exhaust fan & chimney cut out area should be cover by glass or Ply / approved material as per direction of EIC | Sq.Ft. | 10.172 | 759 | Approved
SOUTHWINDS PROJECT LLP (PHASE - III & IV) | FINISHING PHASE - IV | Window and Glazing |  | WO/SP34/FW4/26 | Annex Design Pvt. Ltd. | W6 (825 X1050) 2 Panel Side Hung Openable Window Top Middle Fixed Chimney & Exhaust Provision at Top | W6 (825 X1050) EURO 40 Series 2 Panel Side Hung Openable Window Top Middle Fixed Chimney & Exhaust Provision at Top Providing & Fixing of Aluminium window with Glass (5 mm clear toughened glass ) including all fitting and fixture at all level as per approved drawing and direction of EIC Location: Kitchen: 1st Floor to 8th Floor Detail material specification attached in Annexure-I NB: The exhaust fan & chimney cut out area should be cover by glass or Ply / approved material as per direction of EIC | Sq.Ft. | 9.324 | 759 | Approved
SOUTHWINDS PROJECT LLP (PHASE - III & IV) | FINISHING PHASE - IV | Window and Glazing |  | WO/SP34/FW4/26 | Annex Design Pvt. Ltd. | W8 (600 X900) Adjustable Glass Louver Top Side Fixed & exhaust provision at top | W8 (600 X900) 25x50x1.3mm tube frame with Adjustable Glass Louver Top Side Fixed & exhaust provision at top. Providing & Fixing of Aluminium window with adjustable Glass louver (5 mm frosted glass) including all fitting and fixture at all level as per approved drawing and direction of EIC Location: Toilet : 1st Floor to 8th Floor Detail material specification attached in Annexure-I NB: The exhaust fan cut out area should be cover by glass or Ply / aprooved material as per direction of EIC | Sq.Ft. | 29.065 | 351 | Approved
SOUTHWINDS PROJECT LLP (PHASE - III & IV) | FINISHING PHASE - IV | Window and Glazing |  | WO/SP34/FW4/26 | Annex Design Pvt. Ltd. | DW1 (1800 X2450) 2Track 2 Shutter Sliding Door | DW1 (1800 X2450) EURO 27 Series 2 Track-2 Shutter Sliding with KPA mullion Providing & Fixing of Aluminium sliding door with Glass (5 mm clear toughened glass) including all fitting and fixture at all level as per approved drawing and direction of EIC Location: Balcony : 1st Floor to 8th Floor Floor Detail material specification attached in Annexure-I | Sq.Ft. | 94.938 | 408 | Approved
Primarc Chambers | BLOCK | Window and Glazing |  | WO/PCH/PC01/30 | Annex Design Pvt. Ltd. | Differential Rate for Change of Specification | "Differential Rate due to change of the specification of Glass as mentioned below:- 1. Glass for Window, Fixed except Stair & Door- From 24 mm thk. DGU toughened glass (6 mm ST 167 + 12 mm air gap +6 mm clear) to 24 mm thk. DGU toughened glass (6 mm SKN 144+ 12 mm air gap +6 mm clear).( for Item Code- 1-1.1-1.5) 2. Glass for Door- From 10 mm ST 167 SGU Toughened to 19 mm thk. DGU Toughened Glass (6 mm SKN 144 + 8 mm Air Gap + 5 mm Clear).(for Item code 2-2.1-2.4) 3. Glass for Structural Glazing except Spandrel Area - From 24 mm ST 167 Toughened DGU Glass to 24 mm SKN 144 Toughened DGU Glass.(for Item code- 4.2) 4. Glass for Structural Glazing at Spandrel Area- From 6mm ST 167 Toughened SGU Glass to 6 mm SCN 145 Toughened SGU Glass.(for Item code- 4.3)" | Sq.Ft. | 17298.02 | 42 | Approved
Primarc Chambers | BLOCK | Fire Fighting |  | WO/PCH/PC01/51 | Balajee Fire | Flange Work at UGR | Providing & Installation of Flanges at UGR as per the drawing, specification and requirement including all materials, tools & tackles, labours all finishes & complete and as per the direction & satisfaction of the EIC. |  | 0 | 0 | Amended & Approved
Primarc Chambers | BLOCK | Fire Fighting |  | WO/PCH/PC01/51 | Balajee Fire | Flange | Level Controller Sleeves for Domestic Tanks (Dia-50mm, Flange Type-SEAL) | Nos. | 2 | 450 | Approved
Primarc Chambers | BLOCK | Fire Fighting |  | WO/PCH/PC01/51 | Balajee Fire | Flange | Over Flow Sleeves for Treated Water Tank (Dia-100mm, Flange Type-Flange) | Nos. | 1 | 700 | Approved
Primarc Chambers | BLOCK | Fire Fighting |  | WO/PCH/PC01/51 | Balajee Fire | Flange | Level Controller Sleeves for Treated Water Tank (Dia-50mm, Flange Type-End Cap) | Nos. | 1 | 450 | Approved
Primarc Chambers | BLOCK | Fire Fighting |  | WO/PCH/PC01/51 | Balajee Fire | Flange | Vent Sleeves for Treated Water Tank (Dia-100mm, Flange Type-Flange) | Nos. | 2 | 700 | Approved
Primarc Chambers | BLOCK | Fire Fighting |  | WO/PCH/PC01/51 | Balajee Fire | Flange | Suction From Domestic Tank (Dia-150mm, Flange Type-Flange) | Nos. | 1 | 900 | Approved
Primarc Chambers | BLOCK | Fire Fighting |  | WO/PCH/PC01/51 | Balajee Fire | Flange | Suction From Treated Water Tank (Dia-150mm, Flange Type-Flange) | Nos. | 1 | 900 | Approved
Primarc Chambers | BLOCK | Fire Fighting |  | WO/PCH/PC01/51 | Balajee Fire | Flange | Sleeve for Fire Pump room Sump drain line (Dia-50mm, Flange Type-SEAL) | Nos. | 1 | 450 | Approved
Primarc Chambers | BLOCK | Fire Fighting |  | WO/PCH/PC01/51 | Balajee Fire | Flange | Spare(Dia-100mm, Flange Type-Reduce 80 & Flange) | Nos. | 0 | 700 | Approved
Primarc Chambers | BLOCK | Fire Fighting |  | WO/PCH/PC01/51 | Balajee Fire | Flange | Spare(Dia-150mm, Flange Type-End Cap) | Nos. | 0 | 900 | Approved
Primarc Chambers | BLOCK | Fire Fighting |  | WO/PCH/PC01/51 | Balajee Fire | Flange | Sleeve For STP Pump Room Sump Drain Line(Dia-50mm, Flange Type-SEAL) | Nos. | 0 | 450 | Approved
Primarc Chambers | BLOCK | Fire Fighting |  | WO/PCH/PC01/51 | Balajee Fire | Flange | Spare(Dia-50mm, Flange Type-SEAL) | Nos. | 1 | 450 | Approved
Primarc Chambers | BLOCK | Fire Fighting |  | WO/PCH/PC01/51 | Balajee Fire | Flange | Sleeve For STP BYPass Line(Dia-100mm, Flange Type-Flange) | Nos. | 2 | 700 | Approved
Primarc Chambers | BLOCK | Fire Fighting |  | WO/PCH/PC01/51 | Balajee Fire | Flange | Drain Sleeves For Fire & Domestic Tank(Dia-100mm, Flange Type-Blank Flange & Flange) | Nos. | 1 | 700 | Approved
Primarc Chambers | BLOCK | Fire Fighting |  | WO/PCH/PC01/51 | Balajee Fire | Flange | Drain Sleeves For Treated Water Tank(Dia-100mm, Flange Type-Blank Flange & Flange) | Nos. | 0 | 700 | Approved
Primarc Chambers | BLOCK | Fire Fighting |  | WO/PCH/PC01/51 | Balajee Fire | Flange Work at STP | Providing & Installation of Flanges at OHT as per the drawing, specification and requirement including all materials, tools & tackles, labours all finishes & complete and as per the direction & satisfaction of the EIC. |  | 0 | 0 | Amended & Approved
Primarc Chambers | BLOCK | Fire Fighting |  | WO/PCH/PC01/51 | Balajee Fire | Flange | OHT Fire tank inlet(Dia-65mm, Flange Type-Flange) | Nos. | 1 | 550 | Approved
Primarc Chambers | BLOCK | Fire Fighting |  | WO/PCH/PC01/51 | Balajee Fire | Flange | OHT Flush tank inlet(Dia-65mm, Flange Type- Flange) | Nos. | 1 | 450 | Approved
Primarc Chambers | BLOCK | Fire Fighting |  | WO/PCH/PC01/51 | Balajee Fire | Flange | OHT tank over flow(Dia-80mm, Flange Type-Flange) | Nos. | 4 | 650 | Approved
Primarc Chambers | BLOCK | Fire Fighting |  | WO/PCH/PC01/51 | Balajee Fire | Flange | OHT tank drain(Dia-50mm, Flange Type-Flange) | Nos. | 1 | 450 | Approved
Primarc Chambers | BLOCK | Fire Fighting |  | WO/PCH/PC01/51 | Balajee Fire | Flange | OHT tank vent(Dia-50mm, Flange Type-Flange) | Nos. | 1 | 700 | Approved
Primarc Chambers | BLOCK | Fire Fighting |  | WO/PCH/PC01/51 | Balajee Fire | Flange | Domestic tank outlet(Dia-150mm, Flange Type-Flange) | Nos. | 1 | 900 | Approved
Primarc Chambers | BLOCK | Fire Fighting |  | WO/PCH/PC01/51 | Balajee Fire | Flange | Flush tank outlet(Dia-100mm, Flange Type-Flange) | Nos. | 1 | 700 | Approved
SOUTHWINDS PROJECT LLP (PHASE - III & IV) | FINISHING PHASE - IV | Grill / Steel Work |  | WO/SP34/FW4/27 | Sarmistha Enterprise | Providing and Fixing of M.S work - Ramp Railing, Stair Railing, MS Door, Ladder & M.S. Rolling Shutter at MLCP as per B.O.Q & direction of EIC | Providing and Fixing of M.S work - Ramp Railing, Stair Railing, MS Door, Ladder & M.S. Rolling Shutter at MLCP as per B.O.Q & direction of EIC |  | 0 | 0 | Approved
SOUTHWINDS PROJECT LLP (PHASE - III & IV) | FINISHING PHASE - IV | Grill / Steel Work |  | WO/SP34/FW4/27 | Sarmistha Enterprise | Ramp side Railing | Providing and Fixing of Ramp side Railing made with 50 x 50 x 3.0 mm thick Hollow Section Handrail and middle rail 25 x 25 x 2.6 mm thick and 30 x 6 Flat as vertical as per drawing including one coat of Epoxy based primer, transporting, lifting to places and erection as per direction of EIC. | Kgs | 3410.057 | 105 | Approved
SOUTHWINDS PROJECT LLP (PHASE - III & IV) | FINISHING PHASE - IV | Grill / Steel Work |  | WO/SP34/FW4/27 | Sarmistha Enterprise | Stair Railing | Providing and Fixing of Stair Railing made with 50 mm SHS MS pipe as handrail , 12 mm Sq. Bar as horizontal elevation, 25 X 25 X 2.6 mm MS hollow section as vertical elevation inserted in 50x50x75 deep pocket as per drawing, 16mm Sq. Bar for connecting the vertical members to horizontal member in elevation and MS/SS cap at the bottom section of vertical member with all complete and including cost of one coat of Red Oxide Primar, Transportation, loading-unloading, Shifting & erection at all levels as per drawing and direction of Engineer-in-Charge. | Kgs | 1039.243 | 105 | Approved
SOUTHWINDS PROJECT LLP (PHASE - III & IV) | FINISHING PHASE - IV | Grill / Steel Work |  | WO/SP34/FW4/27 | Sarmistha Enterprise | MS Door and Ladder at Roof & Meter room Gate | MS Door and Ladder at Roof & Meter room Gate: Fabrication and erection charges of Door made with ISA 65X65X6/50x50x6 in door frame, ISA 50X50X6/40x40x6 in shutter frame, Stifner with 40x5/30x5 Flat, 2MM Sheet in overall surface and Ladder with ISA 50X50X5, 16MM MS Round bar complete, including cost of one coat of Epoxy based Primar ,Transportation and loading-unloading as per drawing and direction of Engineer-in-Charge. | Kgs | 466.243 | 105 | Approved
SOUTHWINDS PROJECT LLP (PHASE - III & IV) | FINISHING PHASE - IV | Grill / Steel Work |  | WO/SP34/FW4/27 | Sarmistha Enterprise | M.S. Rolling shutters | Supplying fitting and fixing in position approved quality M.S. Rolling shutters (rolling shutter ( semi perforated ) of size 1350mm x 2600mm (4.43’X8.53’) 19 Gauge conforming to IS:6248 of as specified with all accessories size guide, 22 gauge hood cover of hexagonal shape, locking arrangement, handles to operate rolling shutter with (manual chain pully system) including cutting necessary holes in walls and grouting with cement concrete and finishing neatly all as per drawings, specification and direction of Engineer in charge. (Only cement concrete material will be supplied by client). Note: Measurement will considered clear opening area only as per drawing and direction of Engineer-in-Charge. | Set | 0 | 17946 | Approved
SOUTHWINDS PROJECT LLP (PHASE - III & IV) | FINISHING PHASE - IV | Grill / Steel Work |  |  |  | Loading - Unloading | Charges for loading - unloading-, transportation, hire charges for machinery as per direction of Engineer-in-Charge. | Lump Sum |  |  | Approved
SOUTHWINDS PROJECT LLP (PHASE - III & IV) | MARKETING PHASE - III & IV | Marketing Office | HVAC system | WO/SP34/MA34/13 | MEHO HCP AIR SYSTEMS PVT. LTD. | Disconnecting & Dismantling | Disconnecting, dismantling of 8 nos.Split Air conditioners | Nos. | 8 | 400 | Approved
SOUTHWINDS PROJECT LLP (PHASE - III & IV) | MARKETING PHASE - III & IV | Marketing Office | HVAC system | WO/SP34/MA34/13 | MEHO HCP AIR SYSTEMS PVT. LTD. | Transportation charges | Transportation from old to new location | Nos. | 8 | 200 | Approved
SOUTHWINDS PROJECT LLP (PHASE - III & IV) | MARKETING PHASE - III & IV | Marketing Office | HVAC system | WO/SP34/MA34/13 | MEHO HCP AIR SYSTEMS PVT. LTD. | Installation of 8 nos. split AC | Installation of 8 nos. (2TR,1.5TR,1TR) split air conditioner | Nos. | 8 | 1500 | Approved
SOUTHWINDS PROJECT LLP (PHASE - III & IV) | MARKETING PHASE - III & IV | Marketing Office | HVAC system | WO/SP34/MA34/13 | MEHO HCP AIR SYSTEMS PVT. LTD. | Refrigeration piping with insulation (1.5 TR) | Refrigeration piping with insulation(1.5 TR) for Split machines on actual measure | Mtrs. | 40 | 675 | Approved
SOUTHWINDS PROJECT LLP (PHASE - III & IV) | MARKETING PHASE - III & IV | Marketing Office | HVAC system | WO/SP34/MA34/13 | MEHO HCP AIR SYSTEMS PVT. LTD. | Refrigeration piping with insulation (2 TR) | Refrigeration piping with insulation(2 TR) for Split machines on actual measure | Mtrs. | 50 | 725 | Approved
SOUTHWINDS PROJECT LLP (PHASE - III & IV) | MARKETING PHASE - III & IV | Marketing Office | HVAC system | WO/SP34/MA34/13 | MEHO HCP AIR SYSTEMS PVT. LTD. | Communication cable | Communication cable for Hi wall split | Mtrs. | 100 | 175 | Approved
SOUTHWINDS PROJECT LLP (PHASE - III & IV) | MARKETING PHASE - III & IV | Marketing Office | HVAC system | WO/SP34/MA34/13 | MEHO HCP AIR SYSTEMS PVT. LTD. | Drain pipe | Drain pipe for Hi wall split | Mtrs. | 15 | 108 | Approved
SOUTHWINDS PROJECT LLP (PHASE - III & IV) | MARKETING PHASE - III & IV | Marketing Office | HVAC system | WO/SP34/MA34/13 | MEHO HCP AIR SYSTEMS PVT. LTD. | Nitrogen testing with flushing and Gas charging | Nitrogen testing with flushing and Gas charging and commissioning of 8 nos | Nos. | 8 | 1000 | Approved
The Ramdulari | COMMON INFRASTRUCTURE | Consultancy Charges | OTHER CONSLUTANTS | WO/RP/RP03/30 | Bureau Veritas India Private Ltd | Charges for Technical Audit for Construction-Site Safety | Charges for Technical Audit for Construction-Site Safety as per detailed work scope is attached in Annexure -Inclusive of travel and report preparation. charges. | Lump Sum | 1 | 24000 | Amended & Approved
The Soul, Rajarhat | BLOCK | Window and Glazing |  | WO/HR01/BOK01/202 | HINDUSTAN ALUMINIUM WORKS | Scratch Glass Replacement at Tower 1 | All Charges for Replacement of Scratch Glass at Tower 1 as per BOQ & direction of EIC. (Rate including all required materials, labours, tools & tackles and necessary arrangements for the work.) | Sq.Ft. | 435 | 150 | Approved
SOUTHWINDS PROJECT LLP (PHASE - III & IV) | MEP PHASE - IV | Permanent Power | Electrical | WO/SP34/MW4/40 | Avisikta | Supply & installation, Testing & commissioning | Supply & installation, Testing & commissioning of 12 KV, indoor type, shunt trip , outgoing VCB with CT compitable with existing 11 RMU which has installed at 33/11 KV substation, Southwinds .( MAKE- PASCAL) and as per WBSEDCL standard norms & specification including transportation from factory to site, unloading at site, lifting VCB panel at 1st floor LVl at substation, with supply of Nut & Bolt, suitable sizes of strip for Busbar Connection , suitable sizes of GI strips for earthing connection,hardware materials ,wire, instultion Tape, etc as required to complete in all respect. | Set | 2 | 415000 | Approved
SOUTHWINDS PROJECT LLP (PHASE - III & IV) | MEP PHASE - IV | Permanent Power | Electrical | WO/SP34/MW4/40 | Avisikta | Charges for Liasioning | Charges for Liasioning for drawing approval, inspection of VCB by WBSEDCL at manufacturer 's works ,installation & Testing , Commissioning, CT testing, Shut down related matter etc as required to complte in all respect. ( Preparation of Forwarding letter for submitting at WBSEDCL under the Scope of Client) | Lump Sum | 1 | 20000 | Approved
SOUTHWINDS PROJECT LLP (PHASE - III & IV) | FINISHING PHASE - IV | False Celling |  | WO/SP34/FW4/28 | MMK INTERIOR | Sample Pelmet Work at Block 14, Flat-1B as per BOQ,dwg and direction of EIC. | Sample Pelmet Work at Block 14, Flat-1B as per BOQ, dwg and direction of EIC. |  | 0 | 0 | Approved
SOUTHWINDS PROJECT LLP (PHASE - III & IV) | FINISHING PHASE - IV | False Celling |  | WO/SP34/FW4/28 | MMK INTERIOR | Labour charges for Fixing of Pelmet with Ply | Labour Charges for fixing pelmet with Ply (1500X500MM) of AC Indoor Unit position over the approved drawing and direction of EIC including necessary scaffolding (Only Ply will supplied by client subject to reconciliation basis ) | Nos | 5 | 950 | Approved
SOUTHWINDS PROJECT LLP (PHASE - III & IV) | FINISHING PHASE - IV | False Celling |  | WO/SP34/FW4/28 | MMK INTERIOR | HVAC False Ceiling | 175x500 mm HVAC False Ceiling Cove Providing and fixing with Gypsum board 12 mm thk. flat framework comprising of rolled galvanized metal sections consisting with GI connecting clips of 10 SWG of approved quality. Gypsum board 12 mm thick fixed with screwed finished with jointing compound, paper tape including necessary scaffolding & tool tackles all complete as per direction of drawing and direction of Engineer-In-Charge Gypsum Board Make: India Gypsum Channel Make: India Gypsum/ Equivalent | RMT | 26.45 | 400 | Approved
SOUTHWINDS PROJECT LLP (PHASE - III & IV) | FINISHING PHASE - IV | False Celling |  | WO/SP34/FW4/28 | MMK INTERIOR | Pelmet cove | Pelmet cove (100x100) for Balcony door/Room Window - Fixing of ply at top & side area before providing and fixing with Gypsum board 12 mm thk. flat framework comprising of rolled galvanized metal sections . Gypsum board 12 mm thick fixed with screw, finished with jointing compound, paper tape including necessary scaffolding & tool tackles all complete as per direction of drawing and direction of Engineer-In-Charge Gypsum Board Make: India Gypsum Channel Make: India Gypsum/ Equivalent | RMT | 2.3 | 220 | Approved
SOUTHWINDS PROJECT LLP (PHASE - III & IV) | MARKETING PHASE - III & IV | Marketing Office | FALSE CEILING | WO/SP34/MA34/14 | MMK INTERIOR | False Ceiling work at Marketing office of Block-13, Flat-E & F | False Ceiling work at Marketing office at Block-13 (Flat-E & F) as per BOQ ,dwg and direction of EIC. |  | 0 | 0 | Amended & Approved
SOUTHWINDS PROJECT LLP (PHASE - III & IV) | MARKETING PHASE - III & IV | Marketing Office | FALSE CEILING | WO/SP34/MA34/14 | MMK INTERIOR | Lobby - 12 mm Gypsum | False Ceiling (Lobby ) Providing and fixing with Gypsum board 12 mm thk. flat framework comprising of rolled galvanized metal sections consisting of the main channels to run in one direction at 1000mm c/c and secondary ceiling section at 525-650mm c/c in other direction connected to main channel with GI connecting clips of 10 SWG of approved quality. The grids shall be suspended from structural slab by GI strap hangers 15mmx15mm size @ 1000mm C/C both ways from structural support. Gypsum board 12 mm thick is then screwed & fixed to ceiling section, finished with jointing compound, paper tape including necessary scaffolding & tool tackles all complete as per direction of drawing and direction of Engineer-In-Charge | Sq.Ft. | 152.375 | 70 | Approved
SOUTHWINDS PROJECT LLP (PHASE - III & IV) | MARKETING PHASE - III & IV | Marketing Office | FALSE CEILING | WO/SP34/MA34/14 | MMK INTERIOR | False Ceiling Inside of Flat (Toilet Area) including Trap door in each toilet | False Ceiling Inside of Flat (Toilet Area) including Trap door in each Toilet: Providing and fixing with 6mm th. Cement fibre board (Moisture resistant) Flat framework comprising of rolled galvanized metal sections consisting of the main channels to run in one direction at 1000mm c/c and secondary ceiling section at 525-650mm c/c in other direction connected to main channel with GI connecting clips of 10 SWG of approved quality. The grids shall be suspended from structural slab by GI strap hangers 15mm x 15mm size @ 1000mm C/C both ways from structural support.6mm thk. Cement fibre board (Moisture resistant) is then screwed & fixed to ceiling section, finished with jointing compound, paper tape including necessary scaffolding & tool tackles all complete as per direction of drawing and direction of Engineer-In-Charge. Board Brand: Everest / Equivalent Channel Make: Indian Gypsum / Equivalent | Sq.Ft. | 74.778 | 65 | Approved
SOUTHWINDS PROJECT LLP (PHASE - III & IV) | MARKETING PHASE - III & IV | Marketing Office | FALSE CEILING | WO/SP34/MA34/14 | MMK INTERIOR | Trap Door At Toilet | Trap Door At Toilet Providing and fixing of Trap Door made with 6 mm Cement Fibre Board including galvanized metal sections with fittings and fixtures at all 4 peripheries of cut out area and trap door) to,all finishing at all level as per drawing and direction of Engineer-in-Charge. size 1.5' x 1.5' | Nos | 2 | 300 | Approved
SOUTHWINDS PROJECT LLP (PHASE - III & IV) | MARKETING PHASE - III & IV | Marketing Office | FALSE CEILING | WO/SP34/MA34/14 | MMK INTERIOR | False Ceiling Inside of Flat ( Kitchen Area) including Trap door in each Kitchen | False Ceiling Inside of Flat ( Kitchen Area) excluding Trap door in each Kitchen: Providing and fixing of False Ceiling with 12mm thick Gypsum board over framework comprising of rolled galvanized metal sections consisting of the main channels including all tools & tackles and finished with jointing compound, paper tape including necessary scaffolding at Kitchen area inside of Flat as per drawing and direction of Engineer-in-Charge. Rate has been considered per numbers of Flat/Kitchen | Nos | 2 | 1600 | Approved
SOUTHWINDS PROJECT LLP (PHASE - III & IV) | MARKETING PHASE - III & IV | Marketing Office | FALSE CEILING | WO/SP34/MA34/14 | MMK INTERIOR | False ceiling & Pelmet Work at Block 13, Flat-E & F as per BOQ,dwg and direction of EIC. | False ceiling & Pelmet Work at Block 13, Flat-E & F as per BOQ,dwg and direction of EIC. |  | 0 | 0 | Amended & Approved
SOUTHWINDS PROJECT LLP (PHASE - III & IV) | MARKETING PHASE - III & IV | Marketing Office | FALSE CEILING | WO/SP34/MA34/14 | MMK INTERIOR | Labour charges for Fixing of Pelmet with Ply | Labour Charges for fixing pelmet with Ply (1500X500MM) of AC Indoor Unit position over the approved drawing and direction of EIC including necessary scaffolding (Only Ply will supplied by client subject to reconciliation basis ) | Nos | 6 | 950 | Approved
SOUTHWINDS PROJECT LLP (PHASE - III & IV) | MARKETING PHASE - III & IV | Marketing Office | FALSE CEILING | WO/SP34/MA34/14 | MMK INTERIOR | HVAC False Ceiling | 175x500 mm HVAC False Ceiling Cove Providing and fixing with Gypsum board 12 mm thk. flat framework comprising of rolled galvanized metal sections consisting with GI connecting clips of 10 SWG of approved quality. Gypsum board 12 mm thick fixed with screwed finished with jointing compound, paper tape including necessary scaffolding & tool tackles all complete as per direction of drawing and direction of Engineer-In-Charge Gypsum Board Make: India Gypsum Channel Make: India Gypsum/ Equivalent | RMT | 21.685 | 400 | Approved
Primarc Chambers | COMMON INFRASTRUCTURE | Landscaping | Softscape | WO/PCH/PC04/23 | Mondal Nurseries & Exterior | Tree Trimming & Shifting Work inside SIte Premises | Tree Trimming & Shifting Work inside Site Premises as per direction of the EIC. |  | 0 | 0 | Approved
Primarc Chambers | COMMON INFRASTRUCTURE | Landscaping | Softscape | WO/PCH/PC04/23 | Mondal Nurseries & Exterior | Tree Trimming Work | Charges for Peltophorum tree trimming work as per the requirement & specification including all tools & tackles, labours all finishes & complete as per the direction of the EIC. | Nos. | 5 | 874 | Approved
Primarc Chambers | COMMON INFRASTRUCTURE | Landscaping | Softscape | WO/PCH/PC04/23 | Mondal Nurseries & Exterior | Earth Cutting Work | Charges for initial earth cutting, preparation of earth ball, applying medicines and necessary preparation as per the requirement & specification including all materials, tools & tackles, labours all finishes & complete as per the direction of the EIC. | Nos. | 4 | 2131 | Approved
Primarc Chambers | COMMON INFRASTRUCTURE | Landscaping | Softscape | WO/PCH/PC04/23 | Mondal Nurseries & Exterior | Final Cutting Work | Charges for final cutting, processing and make ready to lift condition as per the requirement & specification including all tools & tackles, labours all finishes & complete as per the direction of the EIC. | Nos. | 4 | 1163 | Approved
Primarc Chambers | COMMON INFRASTRUCTURE | Landscaping | Softscape | WO/PCH/PC04/23 | Mondal Nurseries & Exterior | Fertilizers and Medicines | Charges for supply of Fertilizers and Medicines as per the requirement & specification & as per the direction of the EIC. | Lump Sum | 1 | 1163 | Approved
SOUTHWINDS PROJECT LLP (PHASE - III & IV) | BLOCK PHASE - IV | Civil |  | WO/SP34/BP4/15 | SUPER FLOOR | Vacuum Dewater Flooring at MLCP | Providing and labour charges of Avg. 82 to 85 mm thick Vacuum Dewater Flooring including following scope of work and loading, transportation and lifting charges as per drawing and direction of EIC >Spreading, Curing, Chipping and Cleaning of laid Concrete. > Channel Fixing (Concrete mix to be supplied at channel) > Levelling >Screed Vibration (above 50 mm Concrete) > Vacuum Dewatering > Power Trowel > Power Floater > Joint Cutting Panel 4M X 4M with size 10mm X 5mm filling it with Sika Poly sulphide sealant using backer rod. Mixed with Sika Chapdur is 4.5 kg/ Sqm). RMC will be supplied by Client but subjected to reconciliation | Sq.Ft. | 58358.455 | 22 | Amended & Approved
SOUTHWINDS PROJECT LLP (PHASE - III & IV) | BLOCK PHASE - IV | Civil |  | WO/SP34/BP4/26 | SUPER FLOOR | Vacuum Dewater Flooring at MLCP | Providing and labour charges of Avg. 82 to 85 mm thick Vacuum Dewater Flooring including following scope of work and loading, transportation and lifting charges as per drawing and direction of EIC >Spreading, Curing, Chipping and Cleaning of laid Concrete. > Channel Fixing (Concrete mix to be supplied at channel) > Levelling >Screed Vibration (above 50 mm Concrete) > Vacuum Dewatering > Power Trowel > Power Floater > Joint Cutting Panel 4M X 4M with size 10mm X 5mm filling it with Sika Poly sulphide sealant using backer rod. Mixed with Sika Chapdur is 4.5 kg/ Sqm). RMC will be supplied by Client but subjected to reconciliation | Sq.Ft. | 19452.82 | 22 | Amended & Approved
The Soul, Rajarhat | BLOCK | Wood Work |  | WO/HR01/BOK01/203 | B. S. Furniture | Charges for Partitioning wall of Retail shop | Charges for making PVC Partition Shutter & PVC Tower Bolt. |  | 0 | 0 | Amended & Approved
The Soul, Rajarhat | BLOCK | Wood Work |  | WO/HR01/BOK01/203 | B. S. Furniture | Charges for PVC Partition shutter, Tower Bolt with labour | Charges for making PVC Partition Shutter & PVC Tower Bolt including labour, all tools, tackles and consumable materials as per drawing and direction of EIC. | Lump Sum | 1 | 11000 | Approved
The Soul, Rajarhat | BLOCK | Wood Work |  | WO/HR01/BOK01/203 | B. S. Furniture | Miscellaneous Charge | Charges for loading unloading, transportation and hire charges for machinery as per direction of EIC | Lump Sum | 1 | 440 | Approved
Primarc Chambers | BLOCK | Window and Glazing |  | WO/PCH/PC01/52 | Annex Design Pvt. Ltd. | Ground Floor - Curtain wall System | "Design, Fabrication, Supply & installation at site of aluminium powder coated Curtain Wall system designed as per the approved drawing. The system shall be fixed with MS hot dip galvanised brackets/Aluminium brackets as an where required & RCC mechanical expandable anchor fasteners, 304 grade stainless steel nut bolts, SS 304 grade screws, EPDM gaskets, Structural & weather sealant of Wacker/DC make, spacer tape, backer rod, aluminium alloy. MS bracket should be designed with consideration of three dimensional movement system, Mullion, Transoms & sub frames should be fabricated out of aluminium extruded profiles of reputed brands. All profiles for panel shall be powder coating 55 to 60- micron as per the shade approved by the client. Glass infilled with ( 6 mm ST 167 Toughened Glass ). All aluminium sections will be covered with special quality protection tapes to prevent it from scratches and will be peeled off once installed in site within 2 (Two) weeks . All complete as per Dwg. BOQ. and direction of EIC. Location - Ground Floor." |  | 0 | 0 | Amended & Approved
Primarc Chambers | BLOCK | Window and Glazing |  | WO/PCH/PC01/52 | Annex Design Pvt. Ltd. | CG15 | CG15(3600x3450) - 1 Nos. | Sq.Ft. | 134.42 | 625 | Approved
Primarc Chambers | BLOCK | Window and Glazing |  | WO/PCH/PC01/52 | Annex Design Pvt. Ltd. | CG19 | CG19(2658x3450) - 1 Nos. | Sq.Ft. | 92.1 | 625 | Approved
Primarc Chambers | BLOCK | Window and Glazing |  | WO/PCH/PC01/52 | Annex Design Pvt. Ltd. | CG18 | CG18(2106x3450)(2156X3450) - 1 Nos. | Sq.Ft. | 154.7 | 625 | Approved
Primarc Chambers | BLOCK | Window and Glazing |  | WO/PCH/PC01/52 | Annex Design Pvt. Ltd. | CG17 | CG17(2193x3450)(1109X3450) - 1 Nos. | Sq.Ft. | 80.6 | 625 | Approved
Primarc Chambers | BLOCK | Window and Glazing |  | WO/PCH/PC01/52 | Annex Design Pvt. Ltd. | CG16 | CG16(3225x3450) - 1 Nos. | Sq.Ft. | 119.4 | 625 | Approved
Primarc Chambers | BLOCK | Window and Glazing |  | WO/PCH/PC01/52 | Annex Design Pvt. Ltd. | CG20 | CG20(2075x3450) - 1 Nos. | Sq.Ft. | 66.5 | 625 | Approved
Primarc Chambers | BLOCK | Window and Glazing |  | WO/PCH/PC01/52 | Annex Design Pvt. Ltd. | CG20A | CG20A(3950x3450) - 1 Nos. | Sq.Ft. | 146.6 | 625 | Approved
Primarc Chambers | BLOCK | Window and Glazing |  | WO/PCH/PC01/52 | Annex Design Pvt. Ltd. | CG14A | CG14A(2450x3450) - 1 Nos. | Sq.Ft. | 97.7 | 625 | Approved
Primarc Chambers | BLOCK | Window and Glazing |  | WO/PCH/PC01/52 | Annex Design Pvt. Ltd. | CG14 | CG14(11171x3450) - 1 Nos. | Sq.Ft. | 451.24 | 625 | Approved
Primarc Chambers | BLOCK | Window and Glazing |  | WO/PCH/PC01/52 | Annex Design Pvt. Ltd. | Ground Floor - 40 Series Euro Casement Openable Door | "Design, Fabrication, Supply & installation at site of aluminium powder coated Euro 40 SERIES heavy duty Aluminium Openable Door tempered frame shutter and other extruded profiles & 6"" door bottom with reference to the desired strength in approved surface , with pure polyester grade powder coating on the aluminium sections, special quality Corner Cleat for joining support, best quality heavy duty butt hinges for free movemement for shutters, best quality lock with handle, special quality EPDM Gasket for glass fixation, best quality Fischer Screw for wall fasteners, with other required hardwares. Glass infill desired ( 6 mm ST 167 Toughened Glass ). All aluminium sections will be covered with special quality protection tapes to prevent it from scratches and will be peeled off once installed in site within 2 (Two) weeks .All complete as per Dwg. BOQ. and direction of EIC. Location - Ground Floor" |  | 0 | 0 | Amended & Approved
Primarc Chambers | BLOCK | Window and Glazing |  | WO/PCH/PC01/52 | Annex Design Pvt. Ltd. | CG18 | CG18 ( OPENABLE )(2106x3525) - 1 Nos. | Sq.Ft. | 60.94 | 1380 | Approved
Primarc Chambers | BLOCK | Window and Glazing |  | WO/PCH/PC01/52 | Annex Design Pvt. Ltd. | CG17 | CG17 ( OPENABLE )(2168x3525) - 1 Nos. | Sq.Ft. | 62 | 1380 | Approved
Primarc Chambers | BLOCK | Window and Glazing |  | WO/PCH/PC01/52 | Annex Design Pvt. Ltd. | CG21 | CG21 ( SLIDING ) (6070x3525) - 2 Nos. | Sq.Ft. | 115.16 | 675 | Approved
Primarc Chambers | BLOCK | Window and Glazing |  | WO/PCH/PC01/52 | Annex Design Pvt. Ltd. | CG14 | CG14 (OPENABLE) (2578x3525) - 1 Nos. | Sq.Ft. | 67.12 | 1380 | Approved
Primarc Chambers | BLOCK | Window and Glazing |  | WO/PCH/PC01/52 | Annex Design Pvt. Ltd. | 1500 MM LONG HANDLES FOR OPENABLE DOORS IN GROUND FLOOR ONLY | Providing & Installation of 1500mm Long Handles for Openable Doors in Ground Floor only as per the drawing, specification including all materials, tools & tackles, labours all finishes and complete & as per the drawing and direction of EIC : ( OPTIONAL ) | Nos. | 12 | 7500 | Amended & Approved
Primarc Chambers | BLOCK | Window and Glazing |  | WO/PCH/PC01/52 | Annex Design Pvt. Ltd. | Providing and fixing of Euro 40 Series 6 mm SCN 145 & SKN 144 toughened window. | "Providing and fixing of Euro 40 Series 6 mm thk. SCN 145 Toughened Glass for Stair and Ground floor Area & SKN 144 toughened glass for Gr. floor baby care room . ALOM with complete designing and selection of Aluminium 6063-T6 alloy extrusion (Nalco product code IA10) and tempered frame of thickness 1.5 mm, including of big shutter, big mullion (horizontal) KPA mullion (vertical) section and all extruded profiles with reference to the desired strength in 60-70 microns’ pure polyester grade powder coatings as per approved colour (Asian paints /Akzonobel) with including all fitting and fixture like Hinges - SS 304 Grade Friction Stay(Giesse/cotswold), Handle - Multi Point locking arrangement (Giesse/cotswold) Glass make - Saint Gobain Rubber - EPDM Rubber Gasket (Osaka/Eq.), PDC Cast Corner Joining Cleat (Masters), Frame Fixing Fisher Screw - Nylon Hammer fixing (FISCHER/HILTI), Assembly system screws: SS 304 grade Screws (Omni / Eq.) Weather Sealant - (Wacker/Dow) Glass infill (6mm SGU) of desired thickness (inside and outside as require). all complete as per dwg, BOQ, direction of engineer in-charge. The System will be Designed to sustain a Wind Pressure of 2.25 Kpa.(as per IS 875 part 3, 2015) Location – Ground & 15th floor Stair." |  | 0 | 0 | Approved
Primarc Chambers | BLOCK | Window and Glazing |  | WO/PCH/PC01/52 | Annex Design Pvt. Ltd. | CG11A | CG11A(980x3450) - 3 Nos. | Sq.Ft. | 107.82 | 625 | Approved
Primarc Chambers | BLOCK | Window and Glazing |  | WO/PCH/PC01/52 | Annex Design Pvt. Ltd. | W2 | W2(800x1400) - 2 Nos. | Sq.Ft. | 23.64 | 525 | Approved
Primarc Chambers | BLOCK | Window and Glazing |  | WO/PCH/PC01/52 | Annex Design Pvt. Ltd. | W1 | W1(1350x2500) - 2 Nos. | Sq.Ft. | 72.1 | 504 | Approved
Primarc Chambers | BLOCK | Window and Glazing |  | WO/PCH/PC01/52 | Annex Design Pvt. Ltd. | CG11 | CG11(980x2500) - 3 Nos. | Sq.Ft. | 79.12 | 396 | Approved
SOUTHWINDS PROJECT LLP (PHASE - III & IV) | FINISHING PHASE - IV | Signages and Art Work |  | WO/SP34/FW4/29 | Annex Design Pvt. Ltd. | WPC Design sheet cladding | Providing, fabrication by means of CNC cut according to approved design and installation of 18mm WPC panel of approved make over vertically and horizontally MS backup frame made with 50 mm SHS at 600 mm c/c as vertical & 4 layers as horizontal (Height- 4.8mtr) with necessary supports of same SHS & angle-fastened. The groove size between the panels would be 4mm. The horizontal & grooves of WPC panel shall be open. The CNC cut edges must be smooth during the fabrication process. Rate is including of all materials like MS vertical hollow tube (without paint), MS base plate, fastener, screw, 18mm WPC sheets, cutting, labour charges all complete as per approved drawing and direction of EIC. | Sq.Ft. | 5130.553 | 350 | Amended & Approved
Primarc Chambers | BLOCK | Window and Glazing |  | WO/PCH/PC01/52 | Annex Design Pvt. Ltd. | Providing and fixing of Euro 40 Series SGU toughened glass Window | "Providing and fixing of Euro 40 Series SGU toughened glass Window ALOM with complete designing and selection of Aluminium 6063-T6 alloy extrusion (Nalco product code IA10) and tempered frame of thickness 1.5 mm, including of big shutter, big mullion (horizontal) KPA mullion (vertical) section and all extruded profiles with reference to the desired strength in 60-70 microns’ pure polyester grade powder coatings as per approved colour (Assian paints /Akzonobel) with including all fitting and fixture like Hinges - SS 304 Grade Friction Stay(Giesse/cotswold), Handle - Multi Point locking arrangement (Giesse/cotswold) Glass make - Saint Gobain Rubber - EPDM Rubber Gasket (Osaka/Eq.), PDC Cast Corner Joining Cleat (Masters), Frame Fixing Fisher Screw - Nylon Hammer fixing (FISCHER/HILTI), Assembly system screws: SS 304 grade Screws (Omni / Eq.) Weather Sealant - (Wacker/Dow) Glass infill (6mm SGU) of desired thickness (inside and outside as require). all complete as per dwg, BOQ, direction of engineer in-charge. The System will be Designed to sustain a Wind Pressure of 2.25 Kpa.(as per IS 875 part 3, 2015) Location – Drivers toilet, Panel & Meter Room, Facility Room, Garbage Room." |  | 0 | 0 | Approved
Primarc Chambers | BLOCK | Window and Glazing |  | WO/PCH/PC01/52 | Annex Design Pvt. Ltd. | V1 | V1 ( 5 mm Frosted Toughened Glass )(600x900) - 5 Nos. | Sq.Ft. | 22.49 | 570 | Approved
Primarc Chambers | BLOCK | Window and Glazing |  | WO/PCH/PC01/52 | Annex Design Pvt. Ltd. | W3 | W3 ( With 24 mm SKN 144 DGU Toughened Glass )(1200x1200) - 1 Nos. | Sq.Ft. | 15.5 | 937 | Approved
SOUTHWINDS PROJECT LLP (PHASE - III & IV) | MARKETING PHASE - III & IV | Marketing Office | Furniture & Fixtures | WO/SP34/MA34/16 | RAJ KUMAR FURNITURE WORKS | NK Manager Table, Reception Table, Kitchen Cabinet & Misc. Work for Marketing Office at Block 13 Flat No. E & F | NK Manager Table, Reception Table, Kitchen Cabinet & Misc. Work for Marketing Office at Block 13 Flat No. E & F |  | 0 | 0 | Approved
SOUTHWINDS PROJECT LLP (PHASE - III & IV) | MARKETING PHASE - III & IV | Marketing Office | Furniture & Fixtures | WO/SP34/MA34/16 | RAJ KUMAR FURNITURE WORKS | Furniture removing and refixing at New Marketing office | Labour charges for old marketing office Furniture removing and refixing at New Marketing office with transportation and Loading & Unloading Charges as direction of EIC | Lump Sum | 1 | 21500 | Approved
SOUTHWINDS PROJECT LLP (PHASE - III & IV) | MARKETING PHASE - III & IV | Marketing Office | Furniture & Fixtures | WO/SP34/MA34/16 | RAJ KUMAR FURNITURE WORKS | NK Manager Table (1800 X 750 X 750)MM | Labour Charges of NK Manager Table (1800 X 750 X 750)MM Making with Supply of Nail, Screw, Gum, Edge Tape. Cleaning the work area, shifting all the debris/wastes to a designated place at ground floor level, at all level as per Design Requirements, approved drawing and direction of Engineer in charge. (Laminate, Ply, Block Board & Misc. Hardware Fittings Supply by Client) | Sq.Ft. | 14.532 | 150 | Approved
SOUTHWINDS PROJECT LLP (PHASE - III & IV) | MARKETING PHASE - III & IV | Marketing Office | Furniture & Fixtures | WO/SP34/MA34/16 | RAJ KUMAR FURNITURE WORKS | Reception Table (1200 X 750 X 750)MM | Labour Charges of Reception Table (1200 X 750 X 750)MM Making with Supply of Nail, Screw, Gum, Edge Tape. Cleaning the work area, shifting all the debris/wastes to a designated place at ground floor level, at all level as per Design Requirements, approved drawing and direction of Engineer in charge. (Laminate, Ply, Block Board & Misc. Hardware Fittings Supply by Client) | Sq.Ft. | 9.688 | 150 | Approved
SOUTHWINDS PROJECT LLP (PHASE - III & IV) | MARKETING PHASE - III & IV | Marketing Office | Furniture & Fixtures | WO/SP34/MA34/16 | RAJ KUMAR FURNITURE WORKS | Kitchen Cabinet {(850 + 1100 + 900) X 700} | Labour Charges of Kitchen Cabinet {(850 + 1100 + 900) X 700} MM Making with Supply of Nail, Screw, Gum, Edge Tape. Cleaning the work area, shifting all the debris/wastes to a designated place at ground floor level, at all level as per Design Requirements, approved drawing and direction of Engineer in charge. (Laminate, Ply, Block Board & Misc. Hardware Fittings Supply by Client) | Sq.Ft. | 21.474 | 150 | Approved
SOUTHWINDS PROJECT LLP (PHASE - III & IV) | MARKETING PHASE - III & IV | Marketing Office | Furniture & Fixtures | WO/SP34/MA34/16 | RAJ KUMAR FURNITURE WORKS | Loading - Unloading | Charges for loading - unloading-, transportation, hire charges for machinery as per direction of Engineer-in-Charge. | Lump Sum | 1 | 1134 | Approved
Primarc Chambers | BLOCK | Window and Glazing |  | WO/PCH/PC01/52 | Annex Design Pvt. Ltd. | Providing and fixing of Euro 40 Series 24 mm thk. DGU toughened glass window | "Providing and fixing of Euro 40 Series 24 mm thk. DGU toughened glass (6 mm SKN 144 + 12 mm air gap +6 mm clear) for fixed area & 19 mm thk. DGU toughened glass ( 6 mm SKN 144 + 8 mm air gap + 5 mm clear)for Door area, ALOM with complete designing and selection of Aluminium 6063-T6 alloy extrusion (Nalco product code IA10) and tempered frame of thickness 1.5 mm, including of big shutter, big mullion (horizontal) KPA mullion (vertical) section and all extruded profiles with reference to the desired strength in 60-70 microns pure polyester grade powder coatings as per approved colour (Assian paints/Akzonobel) with apply of backer rod (if require) including all fitting and fixture like Hinges - SS 304 Grade Friction Stay (Giesse/cotswold). Handle - Multi Point locking arrangement (Giesse/cotswold). Glass make - Saint Gobain. Rubber - EPDM Rubber Gasket (Osaka/Eq.) PDC Cast Corner Joining Cleat (Masters). Frame Fixing Fisher Screw - Nylon Hammer fixing (FISCHER/HILTI). Assembly system screws: SS 304 grade Screws (Omni / Eq.) Weather Sealant - (Wacker/Dow) Glass infill (24mm DGU) of desired thickness at all level (inside and outside as require). All complete as per dwg. BOQ, direction of engineer in-charge. The System will be Designed to sustain a Wind Pressure of 2.25 Kpa.(as per IS 875 part 3, 2015) Location - 15th Floor." |  | 0 | 0 | Approved
Primarc Chambers | BLOCK | Window and Glazing |  | WO/PCH/PC01/52 | Annex Design Pvt. Ltd. | CG23 | CG23(3600x2325) - 1 Nos. | Sq.Ft. | 90.12 | 667 | Approved
Primarc Chambers | BLOCK | Window and Glazing |  | WO/PCH/PC01/52 | Annex Design Pvt. Ltd. | CG22A | CG22A(2330x2325) - 1 Nos. | Sq.Ft. | 58.18 | 667 | Approved
Primarc Chambers | BLOCK | Window and Glazing |  | WO/PCH/PC01/52 | Annex Design Pvt. Ltd. | GD7 | GD7 ( FIXED + Door )(Fixed-6586X2325)(Door-2178X2425) - 1 Nos. | Sq.Ft. | 232.13 | 597 | Approved
Primarc Chambers | BLOCK | Window and Glazing |  | WO/PCH/PC01/52 | Annex Design Pvt. Ltd. | GD6 | GD6 ( FIXED + Door )(Fixed-2084X2325)(Door-2180X2425) - 1 Nos. | Sq.Ft. | 107.41 | 607 | Approved
Primarc Chambers | BLOCK | Window and Glazing |  | WO/PCH/PC01/52 | Annex Design Pvt. Ltd. | GD5 | GD5 ( FIXED + Door )(Fixed-3123X2325)(Door-2207X2425) - 1 Nos. | Sq.Ft. | 134.58 | 602 | Approved
Primarc Chambers | BLOCK | Window and Glazing |  | WO/PCH/PC01/52 | Annex Design Pvt. Ltd. | GD3' | GD3' ( DOOR)(2048X2425) - 1 Nos. | Sq.Ft. | 52.67 | 692 | Approved
Primarc Chambers | BLOCK | Window and Glazing |  | WO/PCH/PC01/52 | Annex Design Pvt. Ltd. | D5a | D5a ( Door )(2000X2425) - 1 Nos. | Sq.Ft. | 50.49 | 692 | Approved
SOUTHWINDS PROJECT LLP (PHASE - III & IV) | MARKETING PHASE - III & IV | Marketing Office | Wood Work | WO/SP34/MA34/17 | RAJ KUMAR FURNITURE WORKS | Partition wall | Making & fixing Charges of Partition wall by 3" x 1.5" batten and 6 mm thick ply on both side with supply of screw,pvc gutkha,nails and gum as necessary for entire work, cleaning the work area, shifting all the debris/wastes to a designated place at ground floor level, all complete at all level as per approved drawing and direction of Engineer in charge. | Sq.Ft. | 499.407 | 130 | Approved
SOUTHWINDS PROJECT LLP (PHASE - III & IV) | MARKETING PHASE - III & IV | Marketing Office | Wood Work | WO/SP34/MA34/17 | RAJ KUMAR FURNITURE WORKS | Fixing of Temporary flush door Shutters | Labour charges for lifting, carrying and fixing of temporary flush door Shutters at door locations of apartments including fixing of Door lock, Tower bolt, Handle, Stopper and other accessaries if required with supply of screw,pvc gutkha,nails and gum as necessary for entire work, cleaning the work area, shifting all the debris/wastes to a designated place at ground floor level, at all level as per approved drawing and direction of Engineer in charge. (Wooden Flush door shutter, all hardwares as mentioned above including hinges,will be supplied by client free of cost and on reconciliation basis) | Unit | 10 | 500 | Approved
SOUTHWINDS PROJECT LLP (PHASE - III & IV) | MARKETING PHASE - III & IV | Marketing Office | Wood Work | WO/SP34/MA34/17 | RAJ KUMAR FURNITURE WORKS | Flush door Shutters at Main Door | Labour charges for lifting, carrying and fixing of flush door Shutters at Main door locations of apartments including fixing of Laminates with 3x1mm groove at the front side and back side of the shutter, Tower bolt, Magnetic buffer and catcher, Handle, Magic eye, Stopper and other accessaries as per drawing, fixing of door jointing lipping work along with supply of screw,pvc gutkha,nails and gum as necessary for entire work, cleaning the work area, shifting all the debris/wastes to a designated place at ground floor level, at all level as per approved drawing and direction of Engineer in charge. (Wooden Flush door shutter, all hardwares as mentioned above including hinges, Laminate, lipping will be supplied by client free of cost and on reconciliation basis) Screwing on Hinges must be done by machine, not manually. (1100 x 2450 )-Door Opening Size |  | 0 | 0 | Approved
SOUTHWINDS PROJECT LLP (PHASE - III & IV) | MARKETING PHASE - III & IV | Marketing Office | Wood Work | WO/SP34/MA34/17 | RAJ KUMAR FURNITURE WORKS | Door shutter fixing-(1010x2350) | Door shutter fixing-(1010x2350) | Nos | 2 | 610 | Approved
SOUTHWINDS PROJECT LLP (PHASE - III & IV) | MARKETING PHASE - III & IV | Marketing Office | Wood Work | WO/SP34/MA34/17 | RAJ KUMAR FURNITURE WORKS | Laminate pasting (Both Side) | Laminate pasting (Both Side) | Nos | 2 | 1620 | Approved
SOUTHWINDS PROJECT LLP (PHASE - III & IV) | MARKETING PHASE - III & IV | Marketing Office | Wood Work | WO/SP34/MA34/17 | RAJ KUMAR FURNITURE WORKS | Hardware fixing | Hardware fixing | Nos | 2 | 140 | Approved
SOUTHWINDS PROJECT LLP (PHASE - III & IV) | MARKETING PHASE - III & IV | Marketing Office | Wood Work | WO/SP34/MA34/17 | RAJ KUMAR FURNITURE WORKS | Mortise Lock Fixing | Mortise Lock Fixing | Nos | 2 | 240 | Approved
SOUTHWINDS PROJECT LLP (PHASE - III & IV) | MARKETING PHASE - III & IV | Marketing Office | Wood Work | WO/SP34/MA34/17 | RAJ KUMAR FURNITURE WORKS | Main Door Groove Polish | Main Door Groove Polish | Rft | 39.36 | 25 | Approved
SOUTHWINDS PROJECT LLP (PHASE - III & IV) | MARKETING PHASE - III & IV | Marketing Office | Wood Work | WO/SP34/MA34/17 | RAJ KUMAR FURNITURE WORKS | Main Door cladding/panelling | Labour charges for Main Door cladding/panelling work by plywood fixing with Laminate pasting with supply of screw,pvc gutkha,nails and gum including cleaning the work area, shifting all the debris/wastes to a designated place at ground floor level, all complete at all level as per approved drawing and direction of Engineer in charge |  | 0 | 0 | Approved
SOUTHWINDS PROJECT LLP (PHASE - III & IV) | MARKETING PHASE - III & IV | Marketing Office | Wood Work | WO/SP34/MA34/17 | RAJ KUMAR FURNITURE WORKS | Main Door cladding/panelling | Main Door cladding/panelling | Rft | 76.194 | 78 | Approved
SOUTHWINDS PROJECT LLP (PHASE - III & IV) | MARKETING PHASE - III & IV | Marketing Office | Wood Work | WO/SP34/MA34/17 | RAJ KUMAR FURNITURE WORKS | Main door edge laminate pasting | Main door edge laminate pasting | Rft | 31.816 | 18 | Approved
SOUTHWINDS PROJECT LLP (PHASE - III & IV) | MARKETING PHASE - III & IV | Marketing Office | Wood Work | WO/SP34/MA34/17 | RAJ KUMAR FURNITURE WORKS | Door Bidding | Labour charges for fixing of door Bidding 1.5''x0.5"by Kapoor wood with supply of screw,pvc gutkha,nails and gum including cleaning the work area, shifting all the debris/wastes to a designated place at any floor level, all complete at all level as per approved drawing and direction of Engineer in charge (Bid will be supplied by client in reconciliation basis) |  | 0 | 0 | Approved
SOUTHWINDS PROJECT LLP (PHASE - III & IV) | MARKETING PHASE - III & IV | Marketing Office | Wood Work | WO/SP34/MA34/17 | RAJ KUMAR FURNITURE WORKS | Door Bidding 1.5''x0.5" | Door Bidding 1.5''x0.5" | Rft | 133.299 | 8.5 | Approved
SOUTHWINDS PROJECT LLP (PHASE - III & IV) | MARKETING PHASE - III & IV | Marketing Office | Wood Work | WO/SP34/MA34/17 | RAJ KUMAR FURNITURE WORKS | Flush door Shutter at Bedroom and Toilet door | Labour charges for lifting, carrying and fixing of flush door Shutter at Bedroom and Toilet door locations including fixing of hardware fittings like Tower bolt/baby latch, Door buffer, door stopper etc, cleaning & preparation of the entire surface of the shutters including door frame surfaces with sand paper, supply and application of two coats of wood primer of approved brand on entire surface of frame and shutter along with supply of screw,pvc gutkha,nails and gum as necessary for entire work, cleaning the work area, shifting all the debris/wastes to a designated place at ground floor level, all complete at all level as per approved drawing and direction of Engineer in charge. (Wooden Flush door shutter, all hardwares & hinges as mentioned above will be supplied by client free of cost and on reconciliation basis) Screwing on Hinges must be done by machine, not manually. (750/900 x 2150 )-Door Opening Size |  | 0 | 0 | Approved
SOUTHWINDS PROJECT LLP (PHASE - III & IV) | MARKETING PHASE - III & IV | Marketing Office | Wood Work | WO/SP34/MA34/17 | RAJ KUMAR FURNITURE WORKS | Door shutter fixing-(810x2050) | Door shutter fixing-(810x2050) | Nos | 9 | 430 | Approved
SOUTHWINDS PROJECT LLP (PHASE - III & IV) | MARKETING PHASE - III & IV | Marketing Office | Wood Work | WO/SP34/MA34/17 | RAJ KUMAR FURNITURE WORKS | Laminate pasting (Both Side) | Laminate pasting (Both Side) | Nos | 7 | 1620 | Approved
SOUTHWINDS PROJECT LLP (PHASE - III & IV) | MARKETING PHASE - III & IV | Marketing Office | Wood Work | WO/SP34/MA34/17 | RAJ KUMAR FURNITURE WORKS | Hardware fixing | Hardware fixing | Nos | 9 | 70 | Approved
SOUTHWINDS PROJECT LLP (PHASE - III & IV) | MARKETING PHASE - III & IV | Marketing Office | Wood Work | WO/SP34/MA34/17 | RAJ KUMAR FURNITURE WORKS | Cylindrical Lock Fixing | Cylindrical Lock Fixing | Nos | 9 | 70 | Approved
SOUTHWINDS PROJECT LLP (PHASE - III & IV) | MARKETING PHASE - III & IV | Marketing Office | Wood Work | WO/SP34/MA34/17 | RAJ KUMAR FURNITURE WORKS | Loading - Unloading | Charges for loading - unloading-, transportation, hire charges for machinery as per direction of Engineer-in-Charge. | Lump Sum | 1 | 4010 | Approved
SOUTHWINDS PROJECT LLP (PHASE - III & IV) | MEP PHASE - IV | Sewage Treatment Plant | Electro Mechanical | WO/SP34/MW4/21 | RESONANCE | Extra Item | Extra Item |  | 0 | 0 | Approved
SOUTHWINDS PROJECT LLP (PHASE - III & IV) | MEP PHASE - IV | Sewage Treatment Plant | Electro Mechanical | WO/SP34/MW4/21 | RESONANCE | CPVC pipe- 50mm | Supply, Installation & Commissioning of CPVC pipe- 50mm with fittngs ( SDR11) air line( including clamps, supports) | RMT | 17.7 | 550 | Approved
SOUTHWINDS PROJECT LLP (PHASE - III & IV) | MEP PHASE - IV | Sewage Treatment Plant | Electro Mechanical | WO/SP34/MW4/21 | RESONANCE | MS Pipe-150 mm | Supply, Installation & Commissioning of MS Pipe-150 mm for air line header | RMT | 2.74 | 1805 | Approved
SOUTHWINDS PROJECT LLP (PHASE - III & IV) | MEP PHASE - IV | Sewage Treatment Plant | Electro Mechanical | WO/SP34/MW4/21 | RESONANCE | MS Pipe-100 mm | Supply, Installation & Commissioning of MS Pipe-100 mm for air line header | RMT | 1 | 1380 | Approved
SOUTHWINDS PROJECT LLP (PHASE - III & IV) | MEP PHASE - IV | Sewage Treatment Plant | Electro Mechanical | WO/SP34/MW4/21 | RESONANCE | MS Pipe-80 mm | Supply, Installation & Commissioning of MS Pipe-80 mm for air line header | RMT | 1.53 | 960 | Approved
SOUTHWINDS PROJECT LLP (PHASE - III & IV) | MEP PHASE - IV | Sewage Treatment Plant | Electro Mechanical | WO/SP34/MW4/21 | RESONANCE | MS Pipe-50 mm | Supply, Installation & Commissioning of MS Pipe-50 mm for air line header | RMT | 0.6 | 630 | Approved
SOUTHWINDS PROJECT LLP (PHASE - III & IV) | MEP PHASE - IV | Sewage Treatment Plant | Electro Mechanical | WO/SP34/MW4/21 | RESONANCE | 20 m.m. PVC Conduit (MMS) | Supply, Installation & Commissioning of 20 m.m. PVC Conduit (MMS) make- Presto | RMT | 333 | 52 | Approved
SOUTHWINDS PROJECT LLP (PHASE - III & IV) | MEP PHASE - IV | Sewage Treatment Plant | Electro Mechanical | WO/SP34/MW4/21 | RESONANCE | 3 core - 4 sq. mm flexible PVC-FR- | Supply, Installation & Commissioning of 3 core - 4 sq. mm flexible PVC-FR- for Air Blower | RMT | 165.2 | 150 | Approved
SOUTHWINDS PROJECT LLP (PHASE - III & IV) | MEP PHASE - IV | Sewage Treatment Plant | Electro Mechanical | WO/SP34/MW4/21 | RESONANCE | 1 core - 2.5 sq. mm flexible Wire PVC-FR- | Supply, Installation & Commissioning of 1 core - 2.5 sq. mm flexible Wire PVC-FR- for Air Blower earthing | RMT | 82 | 55 | Approved
SOUTHWINDS PROJECT LLP (PHASE - III & IV) | MEP PHASE - IV | Sewage Treatment Plant | Electro Mechanical | WO/SP34/MW4/21 | RESONANCE | 2 core - 0.5 sq. mm flexible PVC-FR- | Supply, Installation & Commissioning of 2 core - 0.5 sq. mm flexible PVC-FR- for Float switch | RMT | 97.1 | 35 | Approved
SOUTHWINDS PROJECT LLP (PHASE - III & IV) | MEP PHASE - IV | Sewage Treatment Plant | Electro Mechanical | WO/SP34/MW4/21 | RESONANCE | Cable Tray ( GI) with cover-150 mm | Supply, Installation & Commissioning of Cable Tray ( GI) with cover-150 mm | RMT | 7.1 | 320 | Approved
SOUTHWINDS PROJECT LLP (PHASE - III & IV) | MEP PHASE - IV | Sewage Treatment Plant | Electro Mechanical | WO/SP34/MW4/21 | RESONANCE | Cable Tray ( GI) with cover-40 mm | Supply, Installation & Commissioning of Cable Tray ( GI) with cover-40 mm | RMT | 40.1 | 124 | Approved
SOUTHWINDS PROJECT LLP (PHASE - III & IV) | MEP PHASE - IV | Sewage Treatment Plant | Electro Mechanical | WO/SP34/MW4/21 | RESONANCE | Earthing Bar(GI) ( 6"- 6 hole) | Supply, Installation & Commissioning of Earthing Bar(GI) ( 6"- 6 hole) | Nos. | 11 | 60 | Approved
SOUTHWINDS PROJECT LLP (PHASE - III & IV) | MEP PHASE - IV | Sewage Treatment Plant | Electro Mechanical | WO/SP34/MW4/21 | RESONANCE | Earthing Bar(GI) ( 4"- 4 hole) | Supply, Installation & Commissioning of Earthing Bar(GI) ( 4"- 4 hole) | Nos. | 13 | 46 | Approved
SOUTHWINDS PROJECT LLP (PHASE - III & IV) | MEP PHASE - IV | Sewage Treatment Plant | Electro Mechanical | WO/SP34/MW4/21 | RESONANCE | Earthing Wire - ( GI- 8 swg) | Supply, Installation & Commissioning of Earthing Wire - ( GI- 8 swg) | RMT | 83.4 | 20 | Approved
SOUTHWINDS PROJECT LLP (PHASE - III & IV) | MEP PHASE - IV | Sewage Treatment Plant | Electro Mechanical | WO/SP34/MW4/21 | RESONANCE | MBBR Tanks - Media Retention Plate(700mmx400mmx200mm) | For MBBR Tanks - Supply, Installation & Commissioning of Media Retention Plate(700mmx400mmx200mm) | Nos. | 2 | 11000 | Approved
SOUTHWINDS PROJECT LLP (PHASE - III & IV) | FINISHING PHASE - IV | Wood Work |  | WO/SP34/FW4/30 | INTERIOR SCAPE | Main Door | Labour charges for lifting, carrying and fixing of flush door Shutters at Main door locations of apartments including fixing of Laminates with 3x1mm groove at the front side and back side of the shutter, Tower bolt, Magnetic buffer and catcher, Handle, Magic eye, Stopper and other accessaries as per drawing, fixing of door jointing lipping work along with supply of screw,pvc gutkha,nails and gum as necessary for entire work, cleaning the work area, shifting all the debris/wastes to a designated place at ground floor level, at all level as per approved drawing and direction of Engineer in charge. (Wooden Flush door shutter, all hardwares as mentioned above including hinges, Laminate, lipping will be supplied by client free of cost and on reconciliation basis) Screwing on Hinges must be done by machine, not manually. (1100 x 2450 )-Door Opening Size |  | 0 | 0 | Approved
SOUTHWINDS PROJECT LLP (PHASE - III & IV) | FINISHING PHASE - IV | Wood Work |  | WO/SP34/FW4/31 | M.R. Furniture | Main Door | Labour charges for lifting, carrying and fixing of flush door Shutters at Main door locations of apartments including fixing of Laminates with 3x1mm groove at the front side and back side of the shutter, Tower bolt, Magnetic buffer and catcher, Handle, Magic eye, Stopper and other accessaries as per drawing, fixing of door jointing lipping work along with supply of screw,pvc gutkha,nails and gum as necessary for entire work, cleaning the work area, shifting all the debris/wastes to a designated place at ground floor level, at all level as per approved drawing and direction of Engineer in charge. (Wooden Flush door shutter, all hardwares as mentioned above including hinges, Laminate, lipping will be supplied by client free of cost and on reconciliation basis) Screwing on Hinges must be done by machine, not manually. (1100 x 2450 )-Door Opening Size |  | 0 | 0 | Approved
SOUTHWINDS PROJECT LLP (PHASE - III & IV) | FINISHING PHASE - IV | Wood Work |  | WO/SP34/FW4/32 | INTERIOR SCAPE | Main Door | Labour charges for lifting, carrying and fixing of flush door Shutters at Main door locations of apartments including fixing of Laminates with 3x1mm groove at the front side and back side of the shutter, Tower bolt, Magnetic buffer and catcher, Handle, Magic eye, Stopper and other accessaries as per drawing, fixing of door jointing lipping work along with supply of screw,pvc gutkha,nails and gum as necessary for entire work, cleaning the work area, shifting all the debris/wastes to a designated place at ground floor level, at all level as per approved drawing and direction of Engineer in charge. (Wooden Flush door shutter, all hardwares as mentioned above including hinges, Laminate, lipping will be supplied by client free of cost and on reconciliation basis) Screwing on Hinges must be done by machine, not manually. (1100 x 2450 )-Door Opening Size |  | 0 | 0 | Approved
SOUTHWINDS PROJECT LLP (PHASE - III & IV) | FINISHING PHASE - IV | Wood Work |  | WO/SP34/FW4/33 | RAJ KUMAR FURNITURE WORKS | Main Door | Labour charges for lifting, carrying and fixing of flush door Shutters at Main door locations of apartments including fixing of Laminates with 3x1mm groove at the front side and back side of the shutter, Tower bolt, Magnetic buffer and catcher, Handle, Magic eye, Stopper and other accessaries as per drawing, fixing of door jointing lipping work along with supply of screw,pvc gutkha,nails and gum as necessary for entire work, cleaning the work area, shifting all the debris/wastes to a designated place at ground floor level, at all level as per approved drawing and direction of Engineer in charge. (Wooden Flush door shutter, all hardwares as mentioned above including hinges, Laminate, lipping will be supplied by client free of cost and on reconciliation basis) Screwing on Hinges must be done by machine, not manually. (1100 x 2450 )-Door Opening Size |  | 0 | 0 | Approved
SOUTHWINDS PROJECT LLP (PHASE - III & IV) | FINISHING PHASE - IV | Wood Work |  | WO/SP34/FW4/34 | B. S. Furniture | Main Door | Labour charges for lifting, carrying and fixing of flush door Shutters at Main door locations of apartments including fixing of Laminates with 3x1mm groove at the front side and back side of the shutter, Tower bolt, Magnetic buffer and catcher, Handle, Magic eye, Stopper and other accessaries as per drawing, fixing of door jointing lipping work along with supply of screw,pvc gutkha,nails and gum as necessary for entire work, cleaning the work area, shifting all the debris/wastes to a designated place at ground floor level, at all level as per approved drawing and direction of Engineer in charge. (Wooden Flush door shutter, all hardwares as mentioned above including hinges, Laminate, lipping will be supplied by client free of cost and on reconciliation basis) Screwing on Hinges must be done by machine, not manually. (1100 x 2450 )-Door Opening Size |  | 0 | 0 | Approved
SOUTHWINDS PROJECT LLP (PHASE - III & IV) | FINISHING PHASE - IV | Wood Work |  | WO/SP34/FW4/30 | INTERIOR SCAPE | Door shutter Fixing - 35 mm Thick with 4 Side Lipping | Door shutter Fixing - 35 mm Thick with 4 Side Lipping | Nos | 108 | 600 | Approved
SOUTHWINDS PROJECT LLP (PHASE - III & IV) | FINISHING PHASE - IV | Wood Work |  | WO/SP34/FW4/31 | M.R. Furniture | Door shutter Fixing - 35 mm Thick with 4 Side Lipping | Door shutter Fixing - 35 mm Thick with 4 Side Lipping | Nos | 126 | 600 | Approved
SOUTHWINDS PROJECT LLP (PHASE - III & IV) | FINISHING PHASE - IV | Wood Work |  | WO/SP34/FW4/32 | INTERIOR SCAPE | Door shutter Fixing - 35 mm Thick with 4 Side Lipping | Door shutter Fixing - 35 mm Thick with 4 Side Lipping | Nos | 72 | 600 | Approved
SOUTHWINDS PROJECT LLP (PHASE - III & IV) | FINISHING PHASE - IV | Wood Work |  | WO/SP34/FW4/33 | RAJ KUMAR FURNITURE WORKS | Door shutter Fixing - 35 mm Thick with 4 Side Lipping | Door shutter Fixing - 35 mm Thick with 4 Side Lipping | Nos | 108 | 610 | Approved
SOUTHWINDS PROJECT LLP (PHASE - III & IV) | FINISHING PHASE - IV | Wood Work |  | WO/SP34/FW4/34 | B. S. Furniture | Door shutter Fixing - 35 mm Thick with 4 Side Lipping | Door shutter Fixing - 35 mm Thick with 4 Side Lipping | Nos | 90 | 600 | Approved
SOUTHWINDS PROJECT LLP (PHASE - III & IV) | FINISHING PHASE - IV | Wood Work |  | WO/SP34/FW4/30 | INTERIOR SCAPE | Laminate pasting (Both Side) | Laminate pasting (Both Side) | Nos | 108 | 1620 | Approved
SOUTHWINDS PROJECT LLP (PHASE - III & IV) | FINISHING PHASE - IV | Wood Work |  | WO/SP34/FW4/31 | M.R. Furniture | Laminate pasting (Both Side) | Laminate pasting (Both Side) | Nos | 126 | 1620 | Approved
SOUTHWINDS PROJECT LLP (PHASE - III & IV) | FINISHING PHASE - IV | Wood Work |  | WO/SP34/FW4/32 | INTERIOR SCAPE | Laminate pasting (Both Side) | Laminate pasting (Both Side) | Nos | 72 | 1620 | Approved
SOUTHWINDS PROJECT LLP (PHASE - III & IV) | FINISHING PHASE - IV | Wood Work |  | WO/SP34/FW4/33 | RAJ KUMAR FURNITURE WORKS | Laminate pasting (Both Side) | Laminate pasting (Both Side) | Nos | 108 | 1620 | Approved
SOUTHWINDS PROJECT LLP (PHASE - III & IV) | FINISHING PHASE - IV | Wood Work |  | WO/SP34/FW4/34 | B. S. Furniture | Laminate pasting (Both Side) | Laminate pasting (Both Side) | Nos | 90 | 1620 | Approved
SOUTHWINDS PROJECT LLP (PHASE - III & IV) | FINISHING PHASE - IV | Wood Work |  | WO/SP34/FW4/30 | INTERIOR SCAPE | Hardware Fixing | Hardware Fixing | Nos | 108 | 140 | Approved
SOUTHWINDS PROJECT LLP (PHASE - III & IV) | FINISHING PHASE - IV | Wood Work |  | WO/SP34/FW4/31 | M.R. Furniture | Hardware Fixing | Hardware Fixing | Nos | 126 | 140 | Approved
SOUTHWINDS PROJECT LLP (PHASE - III & IV) | FINISHING PHASE - IV | Wood Work |  | WO/SP34/FW4/32 | INTERIOR SCAPE | Hardware Fixing | Hardware Fixing | Nos | 72 | 140 | Approved
SOUTHWINDS PROJECT LLP (PHASE - III & IV) | FINISHING PHASE - IV | Wood Work |  | WO/SP34/FW4/33 | RAJ KUMAR FURNITURE WORKS | Hardware Fixing | Hardware Fixing | Nos | 108 | 140 | Approved
SOUTHWINDS PROJECT LLP (PHASE - III & IV) | FINISHING PHASE - IV | Wood Work |  | WO/SP34/FW4/34 | B. S. Furniture | Hardware Fixing | Hardware Fixing | Nos | 90 | 140 | Approved
SOUTHWINDS PROJECT LLP (PHASE - III & IV) | FINISHING PHASE - IV | Wood Work |  | WO/SP34/FW4/30 | INTERIOR SCAPE | Mortise Lock Fixing | Mortise Lock Fixing | Nos | 0 | 210 | Approved
SOUTHWINDS PROJECT LLP (PHASE - III & IV) | FINISHING PHASE - IV | Wood Work |  | WO/SP34/FW4/31 | M.R. Furniture | Mortise Lock Fixing | Mortise Lock Fixing | Nos | 0 | 210 | Approved
SOUTHWINDS PROJECT LLP (PHASE - III & IV) | FINISHING PHASE - IV | Wood Work |  | WO/SP34/FW4/32 | INTERIOR SCAPE | Mortise Lock Fixing | Mortise Lock Fixing | Nos | 0 | 210 | Approved
SOUTHWINDS PROJECT LLP (PHASE - III & IV) | FINISHING PHASE - IV | Wood Work |  | WO/SP34/FW4/33 | RAJ KUMAR FURNITURE WORKS | Mortise Lock Fixing | Mortise Lock Fixing | Nos | 0 | 240 | Approved
SOUTHWINDS PROJECT LLP (PHASE - III & IV) | FINISHING PHASE - IV | Wood Work |  | WO/SP34/FW4/34 | B. S. Furniture | Mortise Lock Fixing | Mortise Lock Fixing | Nos | 0 | 210 | Approved
SOUTHWINDS PROJECT LLP (PHASE - III & IV) | FINISHING PHASE - IV | Wood Work |  | WO/SP34/FW4/30 | INTERIOR SCAPE | Main Door Groove Polish | Main Door Groove Polish | Rft | 2195.402 | 25 | Approved
SOUTHWINDS PROJECT LLP (PHASE - III & IV) | FINISHING PHASE - IV | Wood Work |  | WO/SP34/FW4/31 | M.R. Furniture | Main Door Groove Polish | Main Door Groove Polish | Rft | 2578.1 | 25 | Approved
SOUTHWINDS PROJECT LLP (PHASE - III & IV) | FINISHING PHASE - IV | Wood Work |  | WO/SP34/FW4/32 | INTERIOR SCAPE | Main Door Groove Polish | Main Door Groove Polish | Rft | 1451.007 | 25 | Approved
SOUTHWINDS PROJECT LLP (PHASE - III & IV) | FINISHING PHASE - IV | Wood Work |  | WO/SP34/FW4/33 | RAJ KUMAR FURNITURE WORKS | Main Door Groove Polish | Main Door Groove Polish | Rft | 2166.58 | 25 | Approved
SOUTHWINDS PROJECT LLP (PHASE - III & IV) | FINISHING PHASE - IV | Wood Work |  | WO/SP34/FW4/34 | B. S. Furniture | Main Door Groove Polish | Main Door Groove Polish | Rft | 1828.666 | 25 | Approved
SOUTHWINDS PROJECT LLP (PHASE - III & IV) | FINISHING PHASE - IV | Wood Work |  | WO/SP34/FW4/30 | INTERIOR SCAPE | Main Door cladding/panelling | Labour charges for Main Door cladding/panelling work by plywood fixing with Laminate pasting with supply of screw,pvc gutkha,nails and gum including cleaning the work area, shifting all the debris/wastes to a designated place at ground floor level, all complete at all level as per approved drawing and direction of Engineer in charge |  | 0 | 0 | Approved
SOUTHWINDS PROJECT LLP (PHASE - III & IV) | FINISHING PHASE - IV | Wood Work |  | WO/SP34/FW4/31 | M.R. Furniture | Main Door cladding/panelling | Labour charges for Main Door cladding/panelling work by plywood fixing with Laminate pasting with supply of screw,pvc gutkha,nails and gum including cleaning the work area, shifting all the debris/wastes to a designated place at ground floor level, all complete at all level as per approved drawing and direction of Engineer in charge |  | 0 | 0 | Approved
SOUTHWINDS PROJECT LLP (PHASE - III & IV) | FINISHING PHASE - IV | Wood Work |  | WO/SP34/FW4/32 | INTERIOR SCAPE | Main Door cladding/panelling | Labour charges for Main Door cladding/panelling work by plywood fixing with Laminate pasting with supply of screw,pvc gutkha,nails and gum including cleaning the work area, shifting all the debris/wastes to a designated place at ground floor level, all complete at all level as per approved drawing and direction of Engineer in charge |  | 0 | 0 | Approved
SOUTHWINDS PROJECT LLP (PHASE - III & IV) | FINISHING PHASE - IV | Wood Work |  | WO/SP34/FW4/33 | RAJ KUMAR FURNITURE WORKS | Main Door cladding/panelling | Labour charges for Main Door cladding/panelling work by plywood fixing with Laminate pasting with supply of screw,pvc gutkha,nails and gum including cleaning the work area, shifting all the debris/wastes to a designated place at ground floor level, all complete at all level as per approved drawing and direction of Engineer in charge |  | 0 | 0 | Approved
SOUTHWINDS PROJECT LLP (PHASE - III & IV) | FINISHING PHASE - IV | Wood Work |  | WO/SP34/FW4/34 | B. S. Furniture | Main Door cladding/panelling | Labour charges for Main Door cladding/panelling work by plywood fixing with Laminate pasting with supply of screw,pvc gutkha,nails and gum including cleaning the work area, shifting all the debris/wastes to a designated place at ground floor level, all complete at all level as per approved drawing and direction of Engineer in charge |  | 0 | 0 | Approved
SOUTHWINDS PROJECT LLP (PHASE - III & IV) | FINISHING PHASE - IV | Wood Work |  | WO/SP34/FW4/30 | INTERIOR SCAPE | Main Door cladding/panelling | Main Door cladding/panelling | Rft | 4206.042 | 75 | Approved
SOUTHWINDS PROJECT LLP (PHASE - III & IV) | FINISHING PHASE - IV | Wood Work |  | WO/SP34/FW4/31 | M.R. Furniture | Main Door cladding/panelling | Main Door cladding/panelling | Rft | 4961.15 | 77 | Approved
SOUTHWINDS PROJECT LLP (PHASE - III & IV) | FINISHING PHASE - IV | Wood Work |  | WO/SP34/FW4/32 | INTERIOR SCAPE | Main Door cladding/panelling | Main Door cladding/panelling | Rft | 2780.62 | 75 | Approved
SOUTHWINDS PROJECT LLP (PHASE - III & IV) | FINISHING PHASE - IV | Wood Work |  | WO/SP34/FW4/33 | RAJ KUMAR FURNITURE WORKS | Main Door cladding/panelling | Main Door cladding/panelling | Rft | 4103.32 | 78 | Approved
SOUTHWINDS PROJECT LLP (PHASE - III & IV) | FINISHING PHASE - IV | Wood Work |  | WO/SP34/FW4/34 | B. S. Furniture | Main Door cladding/panelling | Main Door cladding/panelling | Rft | 3509.08 | 75 | Approved
SOUTHWINDS PROJECT LLP (PHASE - III & IV) | FINISHING PHASE - IV | Wood Work |  | WO/SP34/FW4/30 | INTERIOR SCAPE | Main door edge laminate pasting | Main door edge laminate pasting | Rft | 1428.768 | 16 | Approved
SOUTHWINDS PROJECT LLP (PHASE - III & IV) | FINISHING PHASE - IV | Wood Work |  | WO/SP34/FW4/31 | M.R. Furniture | Main door edge laminate pasting | Main door edge laminate pasting | Rft | 1428.77 | 18 | Approved
SOUTHWINDS PROJECT LLP (PHASE - III & IV) | FINISHING PHASE - IV | Wood Work |  | WO/SP34/FW4/32 | INTERIOR SCAPE | Main door edge laminate pasting | Main door edge laminate pasting | Rft | 1000.138 | 16 | Approved
SOUTHWINDS PROJECT LLP (PHASE - III & IV) | FINISHING PHASE - IV | Wood Work |  | WO/SP34/FW4/33 | RAJ KUMAR FURNITURE WORKS | Main door edge laminate pasting | Main door edge laminate pasting | Rft | 1571.65 | 18 | Approved
SOUTHWINDS PROJECT LLP (PHASE - III & IV) | FINISHING PHASE - IV | Wood Work |  | WO/SP34/FW4/34 | B. S. Furniture | Main door edge laminate pasting | Main door edge laminate pasting | Rft | 1000.14 | 16 | Approved
SOUTHWINDS PROJECT LLP (PHASE - III & IV) | FINISHING PHASE - IV | Wood Work |  | WO/SP34/FW4/30 | INTERIOR SCAPE | Door Bidding | Labour charges for fixing of door Bidding 1.5''x0.5"by Kippie wood with supply of screw,pvc gutkha,nails and gum including cleaning the work area, shifting all the debris/wastes to a designated place at any floor level, all complete at all level as per approved drawing and direction of Engineer in charge (Bid will be supplied by client in reconciliation basis) |  | 0 | 0 | Approved
SOUTHWINDS PROJECT LLP (PHASE - III & IV) | FINISHING PHASE - IV | Wood Work |  | WO/SP34/FW4/31 | M.R. Furniture | Door Bidding | Labour charges for fixing of door Bidding 1.5''x0.5"by Kippie wood with supply of screw,pvc gutkha,nails and gum including cleaning the work area, shifting all the debris/wastes to a designated place at any floor level, all complete at all level as per approved drawing and direction of Engineer in charge (Bid will be supplied by client in reconciliation basis) |  | 0 | 0 | Approved
SOUTHWINDS PROJECT LLP (PHASE - III & IV) | FINISHING PHASE - IV | Wood Work |  | WO/SP34/FW4/32 | INTERIOR SCAPE | Door Bidding | Labour charges for fixing of door Bidding 1.5''x0.5"by Kippie wood with supply of screw,pvc gutkha,nails and gum including cleaning the work area, shifting all the debris/wastes to a designated place at any floor level, all complete at all level as per approved drawing and direction of Engineer in charge (Bid will be supplied by client in reconciliation basis) |  | 0 | 0 | Approved
SOUTHWINDS PROJECT LLP (PHASE - III & IV) | FINISHING PHASE - IV | Wood Work |  | WO/SP34/FW4/33 | RAJ KUMAR FURNITURE WORKS | Door Bidding | Labour charges for fixing of door Bidding 1.5''x0.5"by Kippie wood with supply of screw,pvc gutkha,nails and gum including cleaning the work area, shifting all the debris/wastes to a designated place at any floor level, all complete at all level as per approved drawing and direction of Engineer in charge (Bid will be supplied by client in reconciliation basis) |  | 0 | 0 | Approved
SOUTHWINDS PROJECT LLP (PHASE - III & IV) | FINISHING PHASE - IV | Wood Work |  | WO/SP34/FW4/34 | B. S. Furniture | Door Bidding | Labour charges for fixing of door Bidding 1.5''x0.5"by Kippie wood with supply of screw,pvc gutkha,nails and gum including cleaning the work area, shifting all the debris/wastes to a designated place at any floor level, all complete at all level as per approved drawing and direction of Engineer in charge (Bid will be supplied by client in reconciliation basis) |  | 0 | 0 | Approved
SOUTHWINDS PROJECT LLP (PHASE - III & IV) | FINISHING PHASE - IV | Wood Work |  | WO/SP34/FW4/30 | INTERIOR SCAPE | Door Bidding 1.5''x0.5" | Door Bidding 1.5''x0.5" | Rft | 8686.833 | 8 | Approved
SOUTHWINDS PROJECT LLP (PHASE - III & IV) | FINISHING PHASE - IV | Wood Work |  | WO/SP34/FW4/31 | M.R. Furniture | Door Bidding 1.5''x0.5" | Door Bidding 1.5''x0.5" | Rft | 10142.5 | 8.5 | Approved
SOUTHWINDS PROJECT LLP (PHASE - III & IV) | FINISHING PHASE - IV | Wood Work |  | WO/SP34/FW4/32 | INTERIOR SCAPE | Door Bidding 1.5''x0.5" | Door Bidding 1.5''x0.5" | Rft | 6725.334 | 8 | Approved
SOUTHWINDS PROJECT LLP (PHASE - III & IV) | FINISHING PHASE - IV | Wood Work |  | WO/SP34/FW4/33 | RAJ KUMAR FURNITURE WORKS | Door Bidding 1.5''x0.5" | Door Bidding 1.5''x0.5" | Rft | 11130 | 8.5 | Approved
SOUTHWINDS PROJECT LLP (PHASE - III & IV) | FINISHING PHASE - IV | Wood Work |  | WO/SP34/FW4/34 | B. S. Furniture | Door Bidding 1.5''x0.5" | Door Bidding 1.5''x0.5" | Rft | 7070.67 | 8 | Approved
SOUTHWINDS PROJECT LLP (PHASE - III & IV) | FINISHING PHASE - IV | Wood Work |  | WO/SP34/FW4/30 | INTERIOR SCAPE | Door Shutter at Bedroom and Toilet Door | Labour charges for lifting, carrying and fixing of flush door Shutter at Bedroom and Toilet door locations including fixing of hardware fittings like Tower bolt/baby latch, Door buffer, door stopper etc, cleaning & preparation of the entire surface of the shutters including door frame surfaces with sand paper, supply and application of two coats of wood primer of approved brand on entire surface of frame and shutter along with supply of screw,pvc gutkha,nails and gum as necessary for entire work, cleaning the work area, shifting all the debris/wastes to a designated place at ground floor level, all complete at all level as per approved drawing and direction of Engineer in charge. (Wooden Flush door shutter, all hardwares & hinges as mentioned above will be supplied by client free of cost and on reconciliation basis) Screwing on Hinges must be done by machine, not manually. (750/900/1000 x 2150 )-Door Opening Size |  | 0 | 0 | Approved
SOUTHWINDS PROJECT LLP (PHASE - III & IV) | FINISHING PHASE - IV | Wood Work |  | WO/SP34/FW4/31 | M.R. Furniture | Door Shutter at Bedroom and Toilet Door | Labour charges for lifting, carrying and fixing of flush door Shutter at Bedroom and Toilet door locations including fixing of hardware fittings like Tower bolt/baby latch, Door buffer, door stopper etc, cleaning & preparation of the entire surface of the shutters including door frame surfaces with sand paper, supply and application of two coats of wood primer of approved brand on entire surface of frame and shutter along with supply of screw,pvc gutkha,nails and gum as necessary for entire work, cleaning the work area, shifting all the debris/wastes to a designated place at ground floor level, all complete at all level as per approved drawing and direction of Engineer in charge. (Wooden Flush door shutter, all hardwares & hinges as mentioned above will be supplied by client free of cost and on reconciliation basis) Screwing on Hinges must be done by machine, not manually. (750/900/1000 x 2150 )-Door Opening Size |  | 0 | 0 | Approved
SOUTHWINDS PROJECT LLP (PHASE - III & IV) | FINISHING PHASE - IV | Wood Work |  | WO/SP34/FW4/32 | INTERIOR SCAPE | Door Shutter at Bedroom and Toilet Door | Labour charges for lifting, carrying and fixing of flush door Shutter at Bedroom and Toilet door locations including fixing of hardware fittings like Tower bolt/baby latch, Door buffer, door stopper etc, cleaning & preparation of the entire surface of the shutters including door frame surfaces with sand paper, supply and application of two coats of wood primer of approved brand on entire surface of frame and shutter along with supply of screw,pvc gutkha,nails and gum as necessary for entire work, cleaning the work area, shifting all the debris/wastes to a designated place at ground floor level, all complete at all level as per approved drawing and direction of Engineer in charge. (Wooden Flush door shutter, all hardwares & hinges as mentioned above will be supplied by client free of cost and on reconciliation basis) Screwing on Hinges must be done by machine, not manually. (750/900/1000 x 2150 )-Door Opening Size |  | 0 | 0 | Approved
SOUTHWINDS PROJECT LLP (PHASE - III & IV) | FINISHING PHASE - IV | Wood Work |  | WO/SP34/FW4/33 | RAJ KUMAR FURNITURE WORKS | Door Shutter at Bedroom and Toilet Door | Labour charges for lifting, carrying and fixing of flush door Shutter at Bedroom and Toilet door locations including fixing of hardware fittings like Tower bolt/baby latch, Door buffer, door stopper etc, cleaning & preparation of the entire surface of the shutters including door frame surfaces with sand paper, supply and application of two coats of wood primer of approved brand on entire surface of frame and shutter along with supply of screw,pvc gutkha,nails and gum as necessary for entire work, cleaning the work area, shifting all the debris/wastes to a designated place at ground floor level, all complete at all level as per approved drawing and direction of Engineer in charge. (Wooden Flush door shutter, all hardwares & hinges as mentioned above will be supplied by client free of cost and on reconciliation basis) Screwing on Hinges must be done by machine, not manually. (750/900/1000 x 2150 )-Door Opening Size |  | 0 | 0 | Approved
SOUTHWINDS PROJECT LLP (PHASE - III & IV) | FINISHING PHASE - IV | Wood Work |  | WO/SP34/FW4/34 | B. S. Furniture | Door Shutter at Bedroom and Toilet Door | Labour charges for lifting, carrying and fixing of flush door Shutter at Bedroom and Toilet door locations including fixing of hardware fittings like Tower bolt/baby latch, Door buffer, door stopper etc, cleaning & preparation of the entire surface of the shutters including door frame surfaces with sand paper, supply and application of two coats of wood primer of approved brand on entire surface of frame and shutter along with supply of screw,pvc gutkha,nails and gum as necessary for entire work, cleaning the work area, shifting all the debris/wastes to a designated place at ground floor level, all complete at all level as per approved drawing and direction of Engineer in charge. (Wooden Flush door shutter, all hardwares & hinges as mentioned above will be supplied by client free of cost and on reconciliation basis) Screwing on Hinges must be done by machine, not manually. (750/900/1000 x 2150 )-Door Opening Size |  | 0 | 0 | Approved
SOUTHWINDS PROJECT LLP (PHASE - III & IV) | FINISHING PHASE - IV | Wood Work |  | WO/SP34/FW4/30 | INTERIOR SCAPE | Door Shutter Fixing | Door Shutter Fixing | Nos | 523 | 425 | Approved
SOUTHWINDS PROJECT LLP (PHASE - III & IV) | FINISHING PHASE - IV | Wood Work |  | WO/SP34/FW4/31 | M.R. Furniture | Door Shutter Fixing | Door Shutter Fixing | Nos | 611 | 425 | Approved
SOUTHWINDS PROJECT LLP (PHASE - III & IV) | FINISHING PHASE - IV | Wood Work |  | WO/SP34/FW4/32 | INTERIOR SCAPE | Door Shutter Fixing | Door Shutter Fixing | Nos | 413 | 425 | Approved
SOUTHWINDS PROJECT LLP (PHASE - III & IV) | FINISHING PHASE - IV | Wood Work |  | WO/SP34/FW4/33 | RAJ KUMAR FURNITURE WORKS | Door Shutter Fixing | Door Shutter Fixing | Nos | 690 | 430 | Approved
SOUTHWINDS PROJECT LLP (PHASE - III & IV) | FINISHING PHASE - IV | Wood Work |  | WO/SP34/FW4/34 | B. S. Furniture | Door Shutter Fixing | Door Shutter Fixing | Nos | 436 | 425 | Approved
SOUTHWINDS PROJECT LLP (PHASE - III & IV) | FINISHING PHASE - IV | Wood Work |  | WO/SP34/FW4/33 | RAJ KUMAR FURNITURE WORKS | Hardware Fixing | Hardware Fixing | Nos | 690 | 70 | Approved
SOUTHWINDS PROJECT LLP (PHASE - III & IV) | FINISHING PHASE - IV | Wood Work |  | WO/SP34/FW4/34 | B. S. Furniture | Hardware Fixing | Hardware Fixing | Nos | 436 | 80 | Approved
SOUTHWINDS PROJECT LLP (PHASE - III & IV) | FINISHING PHASE - IV | Wood Work |  | WO/SP34/FW4/30 | INTERIOR SCAPE | Hardware Fixing | Hardware Fixing | Nos | 523 | 80 | Approved
SOUTHWINDS PROJECT LLP (PHASE - III & IV) | FINISHING PHASE - IV | Wood Work |  | WO/SP34/FW4/31 | M.R. Furniture | Hardware Fixing | Hardware Fixing | Nos | 611 | 80 | Approved
SOUTHWINDS PROJECT LLP (PHASE - III & IV) | FINISHING PHASE - IV | Wood Work |  | WO/SP34/FW4/32 | INTERIOR SCAPE | Hardware Fixing | Hardware Fixing | Nos | 413 | 80 | Approved
SOUTHWINDS PROJECT LLP (PHASE - III & IV) | FINISHING PHASE - IV | Wood Work |  | WO/SP34/FW4/33 | RAJ KUMAR FURNITURE WORKS | Cylindrical Lock Fixing | Cylindrical Lock Fixing | Nos | 0 | 70 | Approved
SOUTHWINDS PROJECT LLP (PHASE - III & IV) | FINISHING PHASE - IV | Wood Work |  | WO/SP34/FW4/34 | B. S. Furniture | Cylindrical Lock Fixing | Cylindrical Lock Fixing | Nos | 0 | 70 | Approved
SOUTHWINDS PROJECT LLP (PHASE - III & IV) | FINISHING PHASE - IV | Wood Work |  | WO/SP34/FW4/30 | INTERIOR SCAPE | Cylindrical Lock Fixing | Cylindrical Lock Fixing | Nos | 0 | 70 | Approved
SOUTHWINDS PROJECT LLP (PHASE - III & IV) | FINISHING PHASE - IV | Wood Work |  | WO/SP34/FW4/31 | M.R. Furniture | Cylindrical Lock Fixing | Cylindrical Lock Fixing | Nos | 0 | 70 | Approved
SOUTHWINDS PROJECT LLP (PHASE - III & IV) | FINISHING PHASE - IV | Wood Work |  | WO/SP34/FW4/32 | INTERIOR SCAPE | Cylindrical Lock Fixing | Cylindrical Lock Fixing | Nos | 0 | 70 | Approved
SOUTHWINDS PROJECT LLP (PHASE - III & IV) | FINISHING PHASE - IV | Wood Work |  | WO/SP34/FW4/30 | INTERIOR SCAPE | Fire detection panel cabinet | Providing and making charges of Fire detection panel cabinet with plywood (Inside dark painted ; out side laminate finish) including the supply of SS Auto Hinges(3"), Magnetic catcher, SS "D" handle (6") 4mm clear glass and fixing of 200mm x 150mm stainless steel louver, cleaning the work area, shifting all the debris/wastes to a designated place at ground floor level, all complete including required consumables as per drawing and direction of EIC. (Plywood, laminate and Steel louvers will be supplied by client but subjected to reconciliation) |  | 0 | 0 | Amended & Approved
SOUTHWINDS PROJECT LLP (PHASE - III & IV) | FINISHING PHASE - IV | Wood Work |  | WO/SP34/FW4/31 | M.R. Furniture | Fire detection panel cabinet | Providing and making charges of Fire detection panel cabinet with plywood (Inside dark painted ; out side laminate finish) including the supply of SS Auto Hinges(3"), Magnetic catcher, SS "D" handle (6") 4mm clear glass and fixing of 200mm x 150mm stainless steel louver, cleaning the work area, shifting all the debris/wastes to a designated place at ground floor level, all complete including required consumables as per drawing and direction of EIC. (Plywood, laminate and Steel louvers will be supplied by client but subjected to reconciliation) |  | 0 | 0 | Amended & Approved
SOUTHWINDS PROJECT LLP (PHASE - III & IV) | FINISHING PHASE - IV | Wood Work |  | WO/SP34/FW4/32 | INTERIOR SCAPE | Fire detection panel cabinet | Providing and making charges of Fire detection panel cabinet with plywood (Inside dark painted ; out side laminate finish) including the supply of SS Auto Hinges(3"), Magnetic catcher, SS "D" handle (6") 4mm clear glass and fixing of 200mm x 150mm stainless steel louver, cleaning the work area, shifting all the debris/wastes to a designated place at ground floor level, all complete including required consumables as per drawing and direction of EIC. (Plywood, laminate and Steel louvers will be supplied by client but subjected to reconciliation) |  | 0 | 0 | Amended & Approved
SOUTHWINDS PROJECT LLP (PHASE - III & IV) | FINISHING PHASE - IV | Wood Work |  | WO/SP34/FW4/33 | RAJ KUMAR FURNITURE WORKS | Fire detection panel cabinet | Providing and making charges of Fire detection panel cabinet with plywood (Inside dark painted ; out side laminate finish) including the supply of SS Auto Hinges(3"), Magnetic catcher, SS "D" handle (6") 4mm clear glass and fixing of 200mm x 150mm stainless steel louver, cleaning the work area, shifting all the debris/wastes to a designated place at ground floor level, all complete including required consumables as per drawing and direction of EIC. (Plywood, laminate and Steel louvers will be supplied by client but subjected to reconciliation) |  | 0 | 0 | Amended & Approved
SOUTHWINDS PROJECT LLP (PHASE - III & IV) | FINISHING PHASE - IV | Wood Work |  | WO/SP34/FW4/34 | B. S. Furniture | Fire detection panel cabinet | Providing and making charges of Fire detection panel cabinet with plywood (Inside dark painted ; out side laminate finish) including the supply of SS Auto Hinges(3"), Magnetic catcher, SS "D" handle (6") 4mm clear glass and fixing of 200mm x 150mm stainless steel louver, cleaning the work area, shifting all the debris/wastes to a designated place at ground floor level, all complete including required consumables as per drawing and direction of EIC. (Plywood, laminate and Steel louvers will be supplied by client but subjected to reconciliation) |  | 0 | 0 | Amended & Approved
SOUTHWINDS PROJECT LLP (PHASE - III & IV) | FINISHING PHASE - IV | Wood Work |  | WO/SP34/FW4/32 | INTERIOR SCAPE | Fire detection panel cabinet | Fire detection panel cabinet | Sq.Ft. | 25.834 | 450 | Approved
SOUTHWINDS PROJECT LLP (PHASE - III & IV) | FINISHING PHASE - IV | Wood Work |  | WO/SP34/FW4/33 | RAJ KUMAR FURNITURE WORKS | Fire detection panel cabinet | Fire detection panel cabinet | Sq.Ft. | 78.49 | 450 | Approved
SOUTHWINDS PROJECT LLP (PHASE - III & IV) | FINISHING PHASE - IV | Wood Work |  | WO/SP34/FW4/34 | B. S. Furniture | Fire detection panel cabinet | Fire detection panel cabinet | Sq.Ft. | 66.85 | 450 | Approved
SOUTHWINDS PROJECT LLP (PHASE - III & IV) | FINISHING PHASE - IV | Wood Work |  | WO/SP34/FW4/30 | INTERIOR SCAPE | Fire detection panel cabinet | Fire detection panel cabinet | Sq.Ft. | 0 | 450 | Approved
SOUTHWINDS PROJECT LLP (PHASE - III & IV) | FINISHING PHASE - IV | Wood Work |  | WO/SP34/FW4/31 | M.R. Furniture | Fire detection panel cabinet | Fire detection panel cabinet | Sq.Ft. | 0 | 440 | Approved
SOUTHWINDS PROJECT LLP (PHASE - III & IV) | FINISHING PHASE - IV | Wood Work |  | WO/SP34/FW4/30 | INTERIOR SCAPE | Flush Door Shutters at Lobby Door - Ground Floor | Labour charges for lifting, carrying and fixing of flush door Shutters at Lobby door locations of ground floor including fixing of Laminates, Tower bolt, Magnetic buffer and catcher, Handle, Magic eye, Stopper and other accessaries as per drawing, fixing of door jointing lipping work along with supply of screw,pvc gutkha,nails and gum as necessary for entire work, cleaning the work area, shifting all the debris/wastes to a designated place at ground floor level, at all level as per approved drawing and direction of Engineer in charge. (Wooden Flush door shutter, all hardwares as mentioned above including hinges, Laminate, lipping will be supplied by client free of cost and on reconciliation basis) Screwing on Hinges must be done by machine, not manually. (1000 x 2150 )-Door Opening Size |  | 0 | 0 | Amended & Approved
SOUTHWINDS PROJECT LLP (PHASE - III & IV) | FINISHING PHASE - IV | Wood Work |  | WO/SP34/FW4/31 | M.R. Furniture | Flush Door Shutters at Lobby Door - Ground Floor | Labour charges for lifting, carrying and fixing of flush door Shutters at Lobby door locations of ground floor including fixing of Laminates, Tower bolt, Magnetic buffer and catcher, Handle, Magic eye, Stopper and other accessaries as per drawing, fixing of door jointing lipping work along with supply of screw,pvc gutkha,nails and gum as necessary for entire work, cleaning the work area, shifting all the debris/wastes to a designated place at ground floor level, at all level as per approved drawing and direction of Engineer in charge. (Wooden Flush door shutter, all hardwares as mentioned above including hinges, Laminate, lipping will be supplied by client free of cost and on reconciliation basis) Screwing on Hinges must be done by machine, not manually. (1000 x 2150 )-Door Opening Size |  | 0 | 0 | Amended & Approved
SOUTHWINDS PROJECT LLP (PHASE - III & IV) | FINISHING PHASE - IV | Wood Work |  | WO/SP34/FW4/32 | INTERIOR SCAPE | Flush Door Shutters at Lobby Door - Ground Floor | Labour charges for lifting, carrying and fixing of flush door Shutters at Lobby door locations of ground floor including fixing of Laminates, Tower bolt, Magnetic buffer and catcher, Handle, Magic eye, Stopper and other accessaries as per drawing, fixing of door jointing lipping work along with supply of screw,pvc gutkha,nails and gum as necessary for entire work, cleaning the work area, shifting all the debris/wastes to a designated place at ground floor level, at all level as per approved drawing and direction of Engineer in charge. (Wooden Flush door shutter, all hardwares as mentioned above including hinges, Laminate, lipping will be supplied by client free of cost and on reconciliation basis) Screwing on Hinges must be done by machine, not manually. (1000 x 2150 )-Door Opening Size |  | 0 | 0 | Amended & Approved
SOUTHWINDS PROJECT LLP (PHASE - III & IV) | FINISHING PHASE - IV | Wood Work |  | WO/SP34/FW4/33 | RAJ KUMAR FURNITURE WORKS | Flush Door Shutters at Lobby Door - Ground Floor | Labour charges for lifting, carrying and fixing of flush door Shutters at Lobby door locations of ground floor including fixing of Laminates, Tower bolt, Magnetic buffer and catcher, Handle, Magic eye, Stopper and other accessaries as per drawing, fixing of door jointing lipping work along with supply of screw,pvc gutkha,nails and gum as necessary for entire work, cleaning the work area, shifting all the debris/wastes to a designated place at ground floor level, at all level as per approved drawing and direction of Engineer in charge. (Wooden Flush door shutter, all hardwares as mentioned above including hinges, Laminate, lipping will be supplied by client free of cost and on reconciliation basis) Screwing on Hinges must be done by machine, not manually. (1000 x 2150 )-Door Opening Size |  | 0 | 0 | Amended & Approved
SOUTHWINDS PROJECT LLP (PHASE - III & IV) | FINISHING PHASE - IV | Wood Work |  | WO/SP34/FW4/34 | B. S. Furniture | Flush Door Shutters at Lobby Door - Ground Floor | Labour charges for lifting, carrying and fixing of flush door Shutters at Lobby door locations of ground floor including fixing of Laminates, Tower bolt, Magnetic buffer and catcher, Handle, Magic eye, Stopper and other accessaries as per drawing, fixing of door jointing lipping work along with supply of screw,pvc gutkha,nails and gum as necessary for entire work, cleaning the work area, shifting all the debris/wastes to a designated place at ground floor level, at all level as per approved drawing and direction of Engineer in charge. (Wooden Flush door shutter, all hardwares as mentioned above including hinges, Laminate, lipping will be supplied by client free of cost and on reconciliation basis) Screwing on Hinges must be done by machine, not manually. (1000 x 2150 )-Door Opening Size |  | 0 | 0 | Amended & Approved
SOUTHWINDS PROJECT LLP (PHASE - III & IV) | FINISHING PHASE - IV | Wood Work |  | WO/SP34/FW4/30 | INTERIOR SCAPE | Door shutter Fixing | Door shutter Fixing | Nos | 4 | 425 | Approved
SOUTHWINDS PROJECT LLP (PHASE - III & IV) | FINISHING PHASE - IV | Wood Work |  | WO/SP34/FW4/31 | M.R. Furniture | Door shutter Fixing | Door shutter Fixing | Nos | 4 | 425 | Approved
SOUTHWINDS PROJECT LLP (PHASE - III & IV) | FINISHING PHASE - IV | Wood Work |  | WO/SP34/FW4/32 | INTERIOR SCAPE | Door shutter Fixing | Door shutter Fixing | Nos | 2 | 425 | Approved
SOUTHWINDS PROJECT LLP (PHASE - III & IV) | FINISHING PHASE - IV | Wood Work |  | WO/SP34/FW4/33 | RAJ KUMAR FURNITURE WORKS | Door shutter Fixing | Door shutter Fixing | Nos | 2 | 425 | Approved
SOUTHWINDS PROJECT LLP (PHASE - III & IV) | FINISHING PHASE - IV | Wood Work |  | WO/SP34/FW4/34 | B. S. Furniture | Door shutter Fixing | Door shutter Fixing | Nos | 4 | 425 | Approved
SOUTHWINDS PROJECT LLP (PHASE - III & IV) | FINISHING PHASE - IV | Wood Work |  | WO/SP34/FW4/30 | INTERIOR SCAPE | Laminate pasting (Both Side) | Laminate pasting (Both Side) | Nos | 3 | 1620 | Approved
SOUTHWINDS PROJECT LLP (PHASE - III & IV) | FINISHING PHASE - IV | Wood Work |  | WO/SP34/FW4/31 | M.R. Furniture | Laminate pasting (Both Side) | Laminate pasting (Both Side) | Nos | 4 | 1620 | Approved
SOUTHWINDS PROJECT LLP (PHASE - III & IV) | FINISHING PHASE - IV | Wood Work |  | WO/SP34/FW4/32 | INTERIOR SCAPE | Laminate pasting (Both Side) | Laminate pasting (Both Side) | Nos | 1 | 1620 | Approved
SOUTHWINDS PROJECT LLP (PHASE - III & IV) | FINISHING PHASE - IV | Wood Work |  | WO/SP34/FW4/33 | RAJ KUMAR FURNITURE WORKS | Laminate pasting (Both Side) | Laminate pasting (Both Side) | Nos | 1 | 1620 | Approved
SOUTHWINDS PROJECT LLP (PHASE - III & IV) | FINISHING PHASE - IV | Wood Work |  | WO/SP34/FW4/34 | B. S. Furniture | Laminate pasting (Both Side) | Laminate pasting (Both Side) | Nos | 3 | 1620 | Approved
SOUTHWINDS PROJECT LLP (PHASE - III & IV) | FINISHING PHASE - IV | Wood Work |  | WO/SP34/FW4/30 | INTERIOR SCAPE | Hardware Fixing | Hardware Fixing | Nos | 4 | 80 | Approved
SOUTHWINDS PROJECT LLP (PHASE - III & IV) | FINISHING PHASE - IV | Wood Work |  | WO/SP34/FW4/31 | M.R. Furniture | Hardware Fixing | Hardware Fixing | Nos | 4 | 80 | Approved
SOUTHWINDS PROJECT LLP (PHASE - III & IV) | FINISHING PHASE - IV | Wood Work |  | WO/SP34/FW4/32 | INTERIOR SCAPE | Hardware Fixing | Hardware Fixing | Nos | 2 | 80 | Approved
SOUTHWINDS PROJECT LLP (PHASE - III & IV) | FINISHING PHASE - IV | Wood Work |  | WO/SP34/FW4/33 | RAJ KUMAR FURNITURE WORKS | Hardware Fixing | Hardware Fixing | Nos | 2 | 70 | Approved
SOUTHWINDS PROJECT LLP (PHASE - III & IV) | FINISHING PHASE - IV | Wood Work |  | WO/SP34/FW4/34 | B. S. Furniture | Hardware Fixing | Hardware Fixing | Nos | 4 | 80 | Approved
SOUTHWINDS PROJECT LLP (PHASE - III & IV) | FINISHING PHASE - IV | Wood Work |  | WO/SP34/FW4/30 | INTERIOR SCAPE | Cylindrical Lock Fixing | Cylindrical Lock Fixing | Nos | 2 | 70 | Approved
SOUTHWINDS PROJECT LLP (PHASE - III & IV) | FINISHING PHASE - IV | Wood Work |  | WO/SP34/FW4/31 | M.R. Furniture | Cylindrical Lock Fixing | Cylindrical Lock Fixing | Nos | 1 | 70 | Approved
SOUTHWINDS PROJECT LLP (PHASE - III & IV) | FINISHING PHASE - IV | Wood Work |  | WO/SP34/FW4/32 | INTERIOR SCAPE | Cylindrical Lock Fixing | Cylindrical Lock Fixing | Nos | 1 | 70 | Approved
SOUTHWINDS PROJECT LLP (PHASE - III & IV) | FINISHING PHASE - IV | Wood Work |  | WO/SP34/FW4/33 | RAJ KUMAR FURNITURE WORKS | Cylindrical Lock Fixing | Cylindrical Lock Fixing | Nos | 1 | 70 | Approved
SOUTHWINDS PROJECT LLP (PHASE - III & IV) | FINISHING PHASE - IV | Wood Work |  | WO/SP34/FW4/34 | B. S. Furniture | Cylindrical Lock Fixing | Cylindrical Lock Fixing | Nos | 1 | 70 | Approved
SOUTHWINDS PROJECT LLP (PHASE - III & IV) | FINISHING PHASE - IV | Wood Work |  | WO/SP34/FW4/30 | INTERIOR SCAPE | Loading - Unloading | Charges for loading - unloading, transportation, hire charges for machinery as per direction of Engineer-in-Charge | Lump Sum | 1 | 42607 | Approved
SOUTHWINDS PROJECT LLP (PHASE - III & IV) | FINISHING PHASE - IV | Wood Work |  | WO/SP34/FW4/31 | M.R. Furniture | Loading - Unloading | Charges for loading - unloading, transportation, hire charges for machinery as per direction of Engineer-in-Charge | Lump Sum | 1 | 50536 | Approved
SOUTHWINDS PROJECT LLP (PHASE - III & IV) | FINISHING PHASE - IV | Wood Work |  | WO/SP34/FW4/32 | INTERIOR SCAPE | Loading - Unloading | Charges for loading - unloading, transportation, hire charges for machinery as per direction of Engineer-in-Charge | Lump Sum | 1 | 30473 | Approved
SOUTHWINDS PROJECT LLP (PHASE - III & IV) | FINISHING PHASE - IV | Wood Work |  | WO/SP34/FW4/33 | RAJ KUMAR FURNITURE WORKS | Loading - Unloading | Charges for loading - unloading, transportation, hire charges for machinery as per direction of Engineer-in-Charge | Lump Sum | 1 | 48523 | Approved
SOUTHWINDS PROJECT LLP (PHASE - III & IV) | FINISHING PHASE - IV | Wood Work |  | WO/SP34/FW4/34 | B. S. Furniture | Loading - Unloading | Charges for loading - unloading, transportation, hire charges for machinery as per direction of Engineer-in-Charge | Lump Sum | 1 | 36141 | Approved
SOUTHWINDS PROJECT LLP (PHASE - III & IV) | MARKETING PHASE - III & IV | Marketing Office | Flooring | WO/SP34/MA34/18 | A.M. Enterprise | Flooring Work for Marketing Office at Block 13 Flat - E & F | Flooring Work for Marketing Office at Block 13 Flat - E & F |  | 0 | 0 | Approved
SOUTHWINDS PROJECT LLP (PHASE - III & IV) | MARKETING PHASE - III & IV | Marketing Office | Flooring | WO/SP34/MA34/18 | A.M. Enterprise | Floor (Matt Finish/Antiskid Vitrified) Tiles at Toilet | Providing & Fixing Charges for Fixing of Floor (Matt Finish/Antiskid Vitrified) Tiles at Toilet for all levels over a bed of 35-45 mm thick cement mortar (1:4) , joints filled with white cement slurry pigmented to match after acid washing including all finishing & Cleaning as per drawing and direction of Engineer-In-Charge. Tiles , Cement will be supplied by Client. | Sq.Ft. | 39.547 | 34 | Approved
SOUTHWINDS PROJECT LLP (PHASE - III & IV) | MARKETING PHASE - III & IV | Marketing Office | Flooring | WO/SP34/MA34/18 | A.M. Enterprise | Toilet Wall/Dado | Providing & Fixing Charges for Fixing of (Matt Finish/Antiskid Vitrified) at Toilet Wall/Dado for all levels over a bed of 35-45 mm thick cement mortar (1:6) , joints filled with white cement slurry pigmented to match after acid washing including all finishing & Cleaning as per drawing and direction of Engineer-In-Charge. Tiles, Cement will be supplied by Client. | Sq.Ft. | 125.121 | 35 | Approved
SOUTHWINDS PROJECT LLP (PHASE - III & IV) | MARKETING PHASE - III & IV | Marketing Office | Flooring | WO/SP34/MA34/18 | A.M. Enterprise | Floor Vitrified Tiles at lobby area | Providing & Fixing Charges for Fixing of Floor Vitrified Tiles at lobby area for all levels over a bed of 35-45 mm thick cement mortar (1:4) , joints filled with white cement slurry pigmented to match after acid washing including all finishing & Cleaning as per drawing and direction of Engineer-In-Charge. Tiles , Cement will be supplied by Client. | Sq.Ft. | 411.938 | 33.5 | Approved
SOUTHWINDS PROJECT LLP (PHASE - III & IV) | MARKETING PHASE - III & IV | Marketing Office | Flooring | WO/SP34/MA34/18 | A.M. Enterprise | Floor Vitrified Tiles at Skirting of lobby area | Providing & Fixing Charges of Floor Vitrified Tiles at Skirting of lobby area for all levels over a bed of 35-45 mm thick cement mortar (1:4) , joints filled with white cement slurry pigmented to match after acid washing including all finishing & Cleaning as per drawing and direction of Engineer-In-Charge. Tiles, Cement will be supplied by Client. | Rft | 166.248 | 26.5 | Approved
SOUTHWINDS PROJECT LLP (PHASE - III & IV) | FINISHING PHASE - IV | Flooring Work |  | WO/SP34/FW4/35 | A.M. Enterprise | IPS flooring work including Skirting of average 30mm-35 mm thickness | Charges for IPS flooring work including Skirting of average 30mm-35 mm thickness using cement concrete 1:2:4 finished with floating coat of neat cement on treads and landing of fire staircase in Bl-13 including skirting average 100 mm height at any floor level all complete as per drawing and direction of EIC. (Location - Marketing office-Bl-13-1st floor, Flat - E & F) | Sq.Mtr. | 122.543 | 450 | Approved
SOUTHWINDS PROJECT LLP (PHASE - III & IV) | FINISHING PHASE - IV | Flooring Work |  | WO/SP34/FW4/35 | A.M. Enterprise | Plaster work skirting and riser of avg 20-25 mm thickness | Charges for plaster work skirting and riser of avg 20-25 mm thickness using cement mortar 1:4 finished with floating coat of neat cement on riser and skirting of staircases at 1st floor level all complete as per drawing and direction of EIC (Location - Marketing office-Bl-13-1st floor, Flat - E & F) | Sq.Mtr. | 13.077 | 450 | Approved
SOUTHWINDS PROJECT LLP (PHASE - III & IV) | FINISHING PHASE - IV | Flooring Work |  | WO/SP34/FW4/35 | A.M. Enterprise | MS angle (ISA 25X25X3) | All Charges for supply, fabrication, erection, fixing of MS angle (ISA 25X25X3) fixed with 03(Three) nos MS lugs (for each pieces of angle of nosing) made of 10 mm dia MS Round bar of minimum 50 mm length to act as nosing at the edges of the steps of staircase including drilling holes on the treads where angles needs to be fixed and then fixing the same by inserting 10 mm dia MS round bars into the holes and welding with the lugs attached with the angle including application of one coat of Red-oxide primer of approved brand on overall MS arrangement, at any floor level. The rate is inclusiveof all materials, tools and tackles, lead & lifts, transportation, line, levels etc. all complete as per drawing, specification and direction of EIC. Required scraped reinforcement will be supplied by client free of cost. (Location - Marketing office-Bl-13-1st floor, Flat - E & F) | RMT | 54 | 185 | Approved
Primarc Chambers | BLOCK | Grill / Steel Work |  | WO/PCH/PC01/54 | ADA-METCON | MS Work as per approved dwg, & direction of EIC. | MS Work as per approved dwg, & direction of EIC. |  | 0 | 0 | Approved
Primarc Chambers | BLOCK | Grill / Steel Work |  | WO/PCH/PC01/54 | ADA-METCON | Above Roof Catwalk | "Providing and Fixing of Above Roof Catwalk made with(250x250x10) mm & (150x150x6)mm MS Plate, (150x150x8)mm & (75x75x4.5)mm SHS, (100X50X5)mm ISMC. All vertical & horizontal members to be connected, placed equally c/c & finished with all complete including all materials, tools & tackles, labours, cost of Red Oxide Primer, transportation and loading-unloading for all levels as per drawing, specification and direction of Engineer-in-Charge. (Only Anchor Fastener & Chemical to be provided by the Client but subject to reconciliation)" | Kg | 1215.42 | 115 | Approved
Primarc Chambers | BLOCK | Grill / Steel Work |  | WO/PCH/PC01/54 | ADA-METCON | 15th to Above Roof Maintenance Ladder -1 | "Providing and Fixing of 15th to Above Roof Maintenance Ladder -1 made with (150x150x10)mm MS Plate, (75x75x4.5)mm & (25X25X2.6)mm SHS, (100X50X5)mm ISMC. All vertical & horizontal members to be connected placed equally c/c & finished with all complete and including including all materials, tools & tackles, labours, cost of Red Oxide Primer, transportation and loading-unloading for all levels as per drawing, specification and direction of Engineer-in-Charge. (Only Anchor Fastener & Chemical to be provided by the Client but subject to reconciliation)" | Kg | 554.075 | 115 | Approved
Primarc Chambers | BLOCK | Grill / Steel Work |  | WO/PCH/PC01/54 | ADA-METCON | Above Roof to OHT Maintenance Ladder -2 | "Providing and Fixing of Above Roof to OHT Maintenance Ladder -2 made with (150x150x10)mm MS Plate, (75x75x4.5)mm & (25X25X2.6)mm SHS, (100X50X5)mm ISMC. All vertical & horizontal members to be connected, placed equally c/c & finished with all complete and including including all materials, tools & tackles, labours, cost of Red Oxide Primer, transportation and loading-unloading for all levels as per drawing, specification and direction of Engineer-in-Charge. (Only Anchor Fastener & Chemical to be provided by the Client but subject to reconciliation)" | Kg | 320.015 | 115 | Approved
Primarc Chambers | BLOCK | Grill / Steel Work |  | WO/PCH/PC01/54 | ADA-METCON | Above roof Signage Structure | "Providing and Fixing of Above Roof Signage Structure made with (250x250x12.5)mm MS Plate, (113.5x113.5x6)mm SHS, (50X50X4.8) ISA. All vertical & horizontal members to be connected, placed equally c/c & finished with all complete and including including all materials, tools & tackles, labours, cost of Red Oxide Primer, transportation and loading-unloading for all levels as per drawing, specification and direction of Engineer-in-Charge. (Only Anchor Fastener & Chemical to be provided by the Client but subject to reconciliation)" | Kg | 2066.19 | 115 | Approved
Primarc Chambers | BLOCK | Grill / Steel Work |  | WO/PCH/PC01/54 | ADA-METCON | 15th Floor Pergola | "Providing and Fixing of 15th Floor Pergola made with (250x250x10)mm (150x200x8)mm & (200x200x10)mm MS Plate, (150x150x8)mm & (49.5x49.5x4.5)mm SHS, (140X220X6)mm (50X100X4)mm & (80X40X4)mm RHS. All vertical & horizontal members to be connected, placed equally c/c & finished with all complete and including including all materials, tools & tackles, labours, cost of Red Oxide Primer, transportation and loading-unloading for all levels as per drawing, specification and direction of Engineer-in-Charge. (Only Anchor Fastener & Chemical to be provided by the Client but subject to reconciliation)" | Kg | 5730 | 115 | Approved
Primarc Chambers | BLOCK | Grill / Steel Work |  | WO/PCH/PC01/54 | ADA-METCON | Basement MS Sheet Door & Ladder | "Providing and Fixing of Basement MS Sheet Door & Ladder made with (150x150x6)mm MS Plate, (25X25X6)mm & (49.5x49.5x4.5)mm SHS, (40X5)mm Flat, (65X65X6)mm & (40X40X5)mm ISA, (2.500X0.600X2) MS Sheet . All vertical & horizontal members to be connected, placed equally c/c & finished with all complete and including all materials, tools & tackles, labours, cost of Red Oxide Primer, transportation and loading-unloading for all levels as per drawing, specification and direction of Engineer-in-Charge. (Only Anchor Fastener & Chemical to be provided by the Client but subject to reconciliation)" | Kg | 339.79 | 115 | Approved
Primarc Chambers | BLOCK | Grill / Steel Work |  | WO/PCH/PC01/54 | ADA-METCON | Basement Drain Cover | "Providing and Fixing of Basement Drain Cover made with (25x5)mm Flat. All vertical & horizontal members to be connected, placed equally c/c & finished with all complete and including including all materials, tools & tackles, labours, cost of Red Oxide Primer, transportation and loading-unloading for all levels as per drawing, specification and direction of Engineer-in-Charge. (Only Anchor Fastener & Chemical to be provided by the Client but subject to reconciliation)" | Kg | 348.75 | 115 | Approved
Primarc Chambers | BLOCK | Grill / Steel Work |  | WO/PCH/PC01/54 | ADA-METCON | Anchorage for Fire Pump | "Providing and Fixing of Anchorage for Fire Pump made with (250x250x12.5)mm MS Plate. All vertical & horizontal members to be connected, placed equally c/c & finished with all complete and including including all materials, tools & tackles, labours, cost of Red Oxide Primer, transportation and loading-unloading for all levels as per drawing, specification and direction of Engineer-in-Charge. (Only Anchor Fastener & Chemical to be provided by the Client but subject to reconciliation)" | Kg | 18.39 | 115 | Approved
Primarc Chambers | BLOCK | AC Ledge Works |  | WO/PCH/PC01/55 | ADA-METCON | MS Work for AC ODU Platform as per approved dwg, & as per direction of EIC. | MS Work for AC ODU Platform as per approved dwg, & as per direction of EIC. |  | 0 | 0 | Approved
Primarc Chambers | BLOCK | AC Ledge Works |  | WO/PCH/PC01/55 | ADA-METCON | AC ODU Platform at Above Roof Level | "Providing and Fixing of AC ODU Platform at Above Roof Level made with (150x150x10)mm & (200X200X10)mm MS Plate, (100X50X5)mm (125X65X5.3)mm (150X75X5.7)mm ISMC, (100X8)mm Flat. All vertical & horizontal members to be connected, placed equally c/c & finished with all complete and including including all materials, tools & tackles, labours, cost of Red Oxide Primer, transportation and loading-unloading for all levels as per drawing, specification and direction of Engineer-in-Charge. (Only Anchor Fastener & Chemical to be provided by the Client but subject to reconciliation)" | Kg | 4243 | 115 | Approved
Primarc Chambers | BLOCK | AC Ledge Works |  | WO/PCH/PC01/55 | ADA-METCON | AC ODU Platform at 1st Podium | "Providing and Fixing of AC ODU Platform at 1st Podium made with (200X200X10)mm MS Plate, (150X75X5.7)mm ISMC, (100X8)mm Flat. All vertical & horizontal members to be connected, placed equally c/c & finished with all complete and including including all materials, tools & tackles, labours, cost of Red Oxide Primer, transportation and loading-unloading for all levels as per drawing, specification and direction of Engineer-in-Charge. (Only Anchor Fastener & Chemical to be provided by the Client but subject to reconciliation)" | Kg | 1977 | 115 | Approved
Primarc Chambers | BLOCK | AC Ledge Works |  | WO/PCH/PC01/55 | ADA-METCON | AC ODU Platform at 2nd Podium | "Providing and Fixing of AC ODU Platform at 2nd Podium made with (200X200X10)mm MS Plate, (150X75X5.7)mm ISMC, (100X8)mm Flat. All vertical & horizontal members to be connected, placed equally c/c & finished with all complete and including including all materials, tools & tackles, labours, cost of Red Oxide Primer, transportation and loading-unloading for all levels as per drawing, specification and direction of Engineer-in-Charge. (Only Anchor Fastener & Chemical to be provided by the Client but subject to reconciliation)" | Kg | 4370 | 115 | Approved
Primarc Chambers | BLOCK | AC Ledge Works |  | WO/PCH/PC01/55 | ADA-METCON | AC ODU Platform at 3rd Podium | "Providing and Fixing of AC ODU Platform at 3rd Podium made with (200X200X10)mm MS Plate, (150X75X5.7)mm ISMC, (100X8)mm Flat. All vertical & horizontal members to be connected, placed equally c/c & finished with all complete and including including all materials, tools & tackles, labours, cost of Red Oxide Primer, transportation and loading-unloading for all levels as per drawing, specification and direction of Engineer-in-Charge. (Only Anchor Fastener & Chemical to be provided by the Client but subject to reconciliation)" | Kg | 4216.6 | 115 | Approved
Primarc Chambers | BLOCK | AC Ledge Works |  | WO/PCH/PC01/55 | ADA-METCON | AC ODU Platform at 4th Podium | "Providing and Fixing of AC ODU Platform at 4th Podium made with (200X200X10)mm & (300x300x10)mm MS Plate, (150X75X5.7)mm & (125X65X5.3)mm ISMC, (100X8)mm Flat. All vertical & horizontal members to be connected, placed equally c/c & finished with all complete and including including all materials, tools & tackles, labours, cost of Red Oxide Primer, transportation and loading-unloading for all levels as per drawing, specification and direction of Engineer-in-Charge. (Only Anchor Fastener & Chemical to be provided by the Client but subject to reconciliation)" | Kg | 6900.2 | 115 | Approved
SOUTHWINDS PROJECT LLP (PHASE - III & IV) | FINISHING PHASE - IV | Wood Work |  | WO/SP34/FW4/30 | INTERIOR SCAPE | Laminate pasting (One Side) | Laminate pasting (One Side) | Nos | 1 | 810 | Approved
SOUTHWINDS PROJECT LLP (PHASE - III & IV) | FINISHING PHASE - IV | Wood Work |  | WO/SP34/FW4/32 | INTERIOR SCAPE | Laminate pasting (One Side) | Laminate pasting (One Side) | Nos | 0 | 810 | Approved
SOUTHWINDS PROJECT LLP (PHASE - III & IV) | FINISHING PHASE - IV | Wood Work |  | WO/SP34/FW4/33 | RAJ KUMAR FURNITURE WORKS | Laminate pasting (One Side) | Laminate pasting (One Side) | Nos | 0 | 810 | Approved
SOUTHWINDS PROJECT LLP (PHASE - III & IV) | FINISHING PHASE - IV | Wood Work |  | WO/SP34/FW4/31 | M.R. Furniture | Laminate pasting (One Side) | Laminate pasting (One Side) | Nos | 0 | 810 | Approved
SOUTHWINDS PROJECT LLP (PHASE - III & IV) | FINISHING PHASE - IV | Wood Work |  | WO/SP34/FW4/34 | B. S. Furniture | Laminate pasting (One Side) | Laminate pasting (One Side) | Nos | 0 | 810 | Approved
The Ramdulari | OVERHEAD | Housekeeping |  | WO/RP/RP04/11 | Secura Infra Services Pvt. Ltd. | Providing Housekeeping boy at Site | Providing One (01) Housekeeping Boy @8.5 hrs. daily for month basis Including NH & Management fees, at site office, from 1st Apr'2024 to 31st Mar'2025. | Head | 12 | 16238 | Approved
Primarc Chambers | BLOCK | Plumbing/Sanitory | Internal Plumbing | WO/PCH/PC01/56 | Bdcon Engineers Pvt. Ltd. | Labour charges for fitting, fixing and testing the uPVC (Sch-80) ASTM-D- 1785 Pipe | Labour charges for fitting, fixing and testing the uPVC (Sch-80) ASTM-D- 1785 Pipe & Fittings for domestic and flushing water supply pump, mannifold connection of pump line at basement area with necessary consumable materials and brackets, all complete as per the direction of EIC. |  | 0 | 0 | Approved
Primarc Chambers | BLOCK | Plumbing/Sanitory | Internal Plumbing | WO/PCH/PC01/56 | Bdcon Engineers Pvt. Ltd. | 150 mm. dia uPVC Pipe: | 150 mm. dia uPVC Pipe: | RMT | 8 | 780 | Approved
Primarc Chambers | BLOCK | Plumbing/Sanitory | Internal Plumbing | WO/PCH/PC01/56 | Bdcon Engineers Pvt. Ltd. | 80 mm. dia uPVC Pipe: | 80 mm. dia uPVC Pipe: | RMT | 3 | 480 | Approved
Primarc Chambers | BLOCK | Plumbing/Sanitory | Internal Plumbing | WO/PCH/PC01/56 | Bdcon Engineers Pvt. Ltd. | 50 mm. dia uPVC Pipe: | 50 mm. dia uPVC Pipe: | RMT | 52 | 350 | Approved
Primarc Chambers | BLOCK | Plumbing/Sanitory | Internal Plumbing | WO/PCH/PC01/56 | Bdcon Engineers Pvt. Ltd. | 20 mm. dia uPVC Pipe: | 20 mm. dia uPVC Pipe: | RMT | 2 | 190 | Approved
Primarc Chambers | BLOCK | Plumbing/Sanitory | Internal Plumbing | WO/PCH/PC01/56 | Bdcon Engineers Pvt. Ltd. | Labour charges for fitting, fixing and testing the C.I. butterfly Valve with Flange | Labour charges for fitting, fixing and testing the C.I. butterfly Valve with Flange and Rubber joint at pump line all complete as per the direction of EIC. |  | 0 | 0 | Approved
Primarc Chambers | BLOCK | Plumbing/Sanitory | Internal Plumbing | WO/PCH/PC01/56 | Bdcon Engineers Pvt. Ltd. | 150 mm. dia Butterfly Valve: | 150 mm. dia Butterfly Valve: | Nos. | 2 | 404 | Approved
Primarc Chambers | BLOCK | Plumbing/Sanitory | Internal Plumbing | WO/PCH/PC01/56 | Bdcon Engineers Pvt. Ltd. | 50 mm. dia Butterfly Valve: | 50 mm. dia Butterfly Valve: | Nos. | 8 | 240 | Approved
Primarc Chambers | BLOCK | Plumbing/Sanitory | Internal Plumbing | WO/PCH/PC01/56 | Bdcon Engineers Pvt. Ltd. | Labour charges for fitting and fixing the Brass Non return Valve | Labour charges for fitting and fixing the Brass Non return Valve with necessary fittings and fixing materials, all complete as per the direction of EIC. |  | 0 | 0 | Approved
Primarc Chambers | BLOCK | Plumbing/Sanitory | Internal Plumbing | WO/PCH/PC01/56 | Bdcon Engineers Pvt. Ltd. | 50 mm. dia NRV: | 50 mm. dia NRV: | Nos. | 8 | 240 | Approved
Primarc Chambers | BLOCK | Plumbing/Sanitory | Internal Plumbing | WO/PCH/PC01/56 | Bdcon Engineers Pvt. Ltd. | Fitting, fixing and testing the C.I. make 'Y'- Strainer | Fitting, fixing and testing the C.I. make 'Y'- Strainer with necessary fittings and fixing materials at water supply line all complete as per the direction of EIC. |  | 0 | 0 | Approved
Primarc Chambers | BLOCK | Plumbing/Sanitory | Internal Plumbing | WO/PCH/PC01/56 | Bdcon Engineers Pvt. Ltd. | 150 mm. dia 'Y'- Strainer: | 150 mm. dia 'Y'- Strainer: | Nos. | 2 | 404 | Approved
Primarc Chambers | BLOCK | Plumbing/Sanitory | Internal Plumbing | WO/PCH/PC01/56 | Bdcon Engineers Pvt. Ltd. | fitting, fixing and testing the G.M. Ball valve | Labour charges for fitting, fixing and testing the G.M. Ball valve with necessary fittings and fixing materials all complete as per the direction of EIC. |  | 0 | 0 | Approved
Primarc Chambers | BLOCK | Plumbing/Sanitory | Internal Plumbing | WO/PCH/PC01/56 | Bdcon Engineers Pvt. Ltd. | 20 mm. dia G.M. Ball Valve: | 20 mm. dia G.M. Ball Valve: | Nos. | 10 | 79 | Approved
Primarc Chambers | BLOCK | Plumbing/Sanitory | Internal Plumbing | WO/PCH/PC01/56 | Bdcon Engineers Pvt. Ltd. | 50 mm. dia G.M. Ball Valve: | 50 mm. dia G.M. Ball Valve: | Nos. | 2 | 140 | Approved
Primarc Chambers | BLOCK | Plumbing/Sanitory | Internal Plumbing | WO/PCH/PC01/56 | Bdcon Engineers Pvt. Ltd. | fitting, fixing and testing the Pressure gauge and Pressure Switch at pump mannifold pipe line | Labour charges for fitting, fixing and testing the Pressure gauge and Pressure Switch at pump mannifold pipe line with necessary fixing materials all complete as per the direction of EIC. |  | 0 | 0 | Approved
Primarc Chambers | BLOCK | Plumbing/Sanitory | Internal Plumbing | WO/PCH/PC01/56 | Bdcon Engineers Pvt. Ltd. | Pressure Gauge: | Pressure Gauge: | Nos. | 6 | 125 | Approved
Primarc Chambers | BLOCK | Plumbing/Sanitory | Internal Plumbing | WO/PCH/PC01/56 | Bdcon Engineers Pvt. Ltd. | Pressure Switch: | Pressure Switch: | Nos. | 4 | 140 | Approved
Primarc Chambers | BLOCK | Plumbing/Sanitory | Internal Plumbing | WO/PCH/PC01/56 | Bdcon Engineers Pvt. Ltd. | fitting and fixing the Centifugal Pump Set | Labour charges for laying, fitting and fixing the Centifugal Pump Set at basement area with shifting the pumps and fixing with proper pipe line connection with cutting the floor and mending good the same all complete as per the direction of EIC. |  | 0 | 0 | Approved
Primarc Chambers | BLOCK | Plumbing/Sanitory | Internal Plumbing | WO/PCH/PC01/56 | Bdcon Engineers Pvt. Ltd. | Domestic water supply Pump 7.5 H.P.:(1-Working + 1- Standby) | Domestic water supply Pump 7.5 H.P.:(1-Working + 1- Standby) | Set | 1 | 12000 | Approved
Primarc Chambers | BLOCK | Plumbing/Sanitory | Internal Plumbing | WO/PCH/PC01/56 | Bdcon Engineers Pvt. Ltd. | Flushing Water supply Pump 10 H.P. (1-Working + 1- Standby) | Flushing Water supply Pump 10 H.P. (1-Working + 1- Standby) | Set | 1 | 14000 | Approved
Primarc Chambers | BLOCK | Plumbing/Sanitory | Internal Plumbing | WO/PCH/PC01/56 | Bdcon Engineers Pvt. Ltd. | Submersible Sump Pump 2 H.P. (1-Working + 1- Standby) | Submersible Sump Pump 2 H.P. (1-Working + 1- Standby) | Set | 2 | 7500 | Approved
Primarc Chambers | MARKETING | Housekeeping |  | WO/PCH/PC03/48 | Integrated Security Service | Housekeeping boy at Marketing office | Providing One (01) Housekeeping boy at Marketing office @10 hrs. daily basis for 30/31 days in a month Including NH & Management fees, from 1st Apr 2024 to 30th Jun 2024. | Head | 3 | 19514 | Approved
The Soul, Rajarhat | BLOCK | Electrical | DG Cost | WO/HR01/BOK01/131 | DIAMOND PROJECTS | 300 MM Cable Tray | 300 MM wide Hot dep Galvanised perforated type cable tray with 10 mm dia full thread Rod . | Mtrs. | 22.5 | 500 | Approved
SOUTHWINDS PROJECT LLP (PHASE - III & IV) | MARKETING PHASE - III & IV | Marketing Office | Painting Works | WO/SP34/MA34/19 | Madhuban International | Painting Work for Marketing Office at Block - 13 Flat - E & F | Painting Work for Marketing Office at Block - 13 Flat - E & F |  | 0 | 0 | Amended & Approved
SOUTHWINDS PROJECT LLP (PHASE - III & IV) | MARKETING PHASE - III & IV | Marketing Office | Painting Works | WO/SP34/MA34/19 | Madhuban International | Paint on partition wall | Providing and Applying of Charges for all surface properly cleaned by scrapping with sand paper after surface preparation one coat of wood primer with two coat of synthetic enamel paint on partition wall as per drawing and direction of EIC Brand: (Asian Paints/ICI/Berger) | Sq.Ft. | 543.604 | 13 | Approved
SOUTHWINDS PROJECT LLP (PHASE - III & IV) | MARKETING PHASE - III & IV | Marketing Office | Painting Works | WO/SP34/MA34/19 | Madhuban International | paint on Door Shutter | Providing and Applying of Charges for all surface cleaned by scraping with sand paper after surface preparation apply one coats of wood primer both side with two coat of synthetic enamel paint on Door Shutter all complete as per drawing and direction of EIC Brand: (Asian Paints/ICI/Berger) | Sq.Ft. | 275.257 | 13 | Approved
SOUTHWINDS PROJECT LLP (PHASE - III & IV) | MARKETING PHASE - III & IV | Marketing Office | Painting Works | WO/SP34/MA34/19 | Madhuban International | paint on false ceiling/AC pelmed | Providing and Applying of Charges for all surface properly cleaned by scrapping with sand paper after surface preparation one coat of wood primer with two coat of synthetic enamel paint on false ceiling/AC pelmed as per drawing and direction of EIC Brand: (Asian Paints/ICI/Berger) | Sq.Ft. | 0 | 13 | Approved
SOUTHWINDS PROJECT LLP (PHASE - III & IV) | MARKETING PHASE - III & IV | Marketing Office | Painting Works | WO/SP34/MA34/19 | Madhuban International | paint on Balcony Railing | Providing and applying of one coat Epoxy primer with one coat of synthetic enamel paint including scraping, sand papering with all finishing work at Balcony Railing (Glossy Finish) as per direction of Engineer-in-Charge. Note: Material shall be applied after approval of Engineer-in-Charge. Brand: (Asian Paints/ICI/Berger) Location: Balcony Railing | Sq.Ft. | 82.366 | 11.9 | Approved
SOUTHWINDS PROJECT LLP (PHASE - III & IV) | MARKETING PHASE - III & IV | Marketing Office | Painting Works | WO/SP34/MA34/19 | Madhuban International | Exterior Acrylic Emulsion Paint on Balcony | Providing and Applying of one coats of Exterior Acrylic Emulsion Paint (Weather Coat) over two coats of cement based primer at External Surface (Balcony Area) with approved colour as mentioned in the drawing including all scaffolding, lifting, of the material, loading-unloading charges all complete as per direction of Engineer-in-charge. Brand : ICI/Nerolac/Asian Paints Location : Balcony | Sq.Ft. | 88.254 | 9.5 | Approved
SOUTHWINDS PROJECT LLP (PHASE - III & IV) | MARKETING PHASE - III & IV | Marketing Office | Painting Works | WO/SP34/MA34/19 | Madhuban International | paint (Satin Finish) on door frame,rabbits and shutter edge | Providing and Applying of Charges for all surface properly cleaned by scrapping with sand paper after surface preparation two coat of wood primer with two coat of synthetic enamel paint (Satin Finish) on door frame,rabbits and shutter edge as per drawing (as sample approved) and direction of EIC Brand: (Asian Paints/ICI/Berger) | Nos | 14 | 415 | Approved
Primarc Chambers | BLOCK | Wood Work |  | WO/PCH/PC01/57 | M.R. Furniture | Lift inside and lift jamb cladding as per the direction of EIC. | Lift inside and lift jamb cladding as per the direction of EIC. |  | 0 | 0 | Approved
Primarc Chambers | BLOCK | Wood Work |  | WO/PCH/PC01/57 | M.R. Furniture | Lift inside cladding | Labour Charges for Lift inside covering with plywood and thermocol for protection purpose with all materials, labours, tools & tackles all complete as per the direction of EIC.(Plywood and Thermocol to be supplied by client). | Nos. | 4 | 2000 | Approved
Primarc Chambers | BLOCK | Wood Work |  | WO/PCH/PC01/57 | M.R. Furniture | Lift jamb cladding | Labour Charges for Lift jamb cladding with plywood at each floor with all materials, labours, tools & tackles all complete as per the direction of EIC.(Plywood to be supplied by client). | Nos. | 64 | 600 | Approved
AARANYA | COMMON INFRASTRUCTURE | Consultancy Charges | ARCHITECT | WO/PKB/PKB2/7 | SALIENT | Architectural, Interior & Landscaping Consultancy services | Consultancy charges of Architectural, Interior & Landscaping. |  | 0 | 0 | Approved
AARANYA | COMMON INFRASTRUCTURE | Consultancy Charges | ARCHITECT | WO/PKB/PKB2/7 | SALIENT | Architectural, Interior & Landscaping Consultancy services (With out parking, basement & services area) | Architectural, Interior & Landscaping Consultancy services for residential Project at 207 kasba road, Rathtala Kasba location . (With out parking, basement & services area) | Sq.Ft. | 610000 | 28 | Approved
AARANYA | COMMON INFRASTRUCTURE | Consultancy Charges | ARCHITECT | WO/PKB/PKB2/7 | SALIENT | Architectural , Interior & Landscaping Consultancy services (Only parking, basement & services area) | Architectural , Interior & Landscaping Consultancy services for residential Project at 207 kasba road, Rathtala Kasba location (Only parking, basement & services area) | Sq.Ft. | 200000 | 16.8 | Approved
Primarc Chambers | BLOCK | Wood Work |  | WO/PCH/PC01/57 | M.R. Furniture | Loading, unloading | Charges for loading - unloading, transportation, hire charges for machinery as per direction of Engineer-in-Charge | Lump Sum | 1 | 1856 | Approved
AARANYA | COMMON INFRASTRUCTURE | Consultancy Charges | ARCHITECT | WO/PKB/PKB2/7 | SALIENT | Consultancy charges for Detail Interior design & development | Consultancy charges for Detail Interior design & development of Club for Residential Project at 207 Kasba road, Rathtala Kasba location. | Sq.Ft. | 30000 | 155 | Approved
SOUTHWINDS PROJECT LLP (PHASE - III & IV) | OVERHEAD PHASE - III & IV | Security Expenditure |  | WO/SP34/OP34/31 | Secura Infra Services Pvt. Ltd. | Providing Security Personnel | Providing Security guard as per agreed criteria (Annex-I) for 12 Hrs X 30/31 days in a month basis, including management fees and NH from 01-May-2024 to 31-May-2024 | Head | 4 | 17871.34 | Approved
SOUTHWINDS PROJECT LLP (PHASE - III & IV) | OVERHEAD PHASE - III & IV | Housekeeping |  | WO/SP34/OP34/30 | INA TechFM Global Solution Pvt Ltd | Providing Housekeeping | Providing 02 (two) Nos. Housekeeping Boy @8.5 hr per day for 26/27 days in a month basis, including management fees, from 01-May-2024 to 31-May-2024. | Head | 2 | 13767.28 | Approved
The Soul, Rajarhat | OVERHEADS | Housekeeping |  | WO/HR01/OHES/89 | NIS MANAGEMENT LIMITED | Housekeeping boy | Providing 08 (eight) Nos. Housekeeping Boy @8.5 hr per day for 26/27 days in a month basis, including national holidays and management fees from 04-May-2024 to 19-May-2024 | Head | 4.616 | 13347.35 | Approved
The Soul, Rajarhat | BLOCK | Plumbing/Sanitory | External Plumbing | WO/HR01/BOK01/118 | SATYA AGRO IRRIGATION CO. | Station Expansion Module 6 STN | Station Expansion Module 6 STN | Nos. | 1 | 9500 | Approved
The Soul, Rajarhat | BLOCK | Wood Work |  | WO/HR01/BOK01/204 | B. S. Furniture | Letter Box Making & Fixing for Block C as per BOQ and direction of EIC. | Letter Box Making & Fixing for Block C as per BOQ and direction of EIC. |  | 0 |  | Approved
The Soul, Rajarhat | BLOCK | Wood Work |  | WO/HR01/BOK01/204 | B. S. Furniture | Letter Box | Labour charges for making and fixing letter box with 19mm & 6mm ply with three side laminate size -6ft x6ft (2 Nos.) including all tools & tackles and consumable materials as per drawing and direction of EIC. Ply, Laminate ,Lock & Hinges will be supplied by client. | Sq.Ft. | 0 |  | Approved
The Soul, Rajarhat | BLOCK | Wood Work |  | WO/HR01/BOK01/204 | B. S. Furniture | Loading Unloading | Charges for loading unloading transportation and hire charges for machinery as per direction of EIC | Sq.Ft. | 0 |  | Approved
The Soul, Rajarhat | BLOCK | Painting |  | WO/HR01/BOK01/205 | GAZI PAINTS PRIVATE LIMITED | Letter Box Painting at Block-C | Providing and applying of 1 Coat of Wooden Primer followed by 2 Coats of Premium Satin Enamel (Rich Matt Finish Enamel) of approved manufacture at inside of the Letter Box including scraping with all finish atc.as per drawing and direction of EIC Colour Code: As per Drawing Brand: ICI/Asian/Berger/AkzoNoble | Sq.Ft. | 0 |  | Approved
The Ramdulari | BLOCK | Window and Glazing |  | WO/RP/RP02/38 | AESTHETIK ENGINEERS LIMITED | Providing and fixing Aluminium Doors and Windows of SCHUCO make for Typical Floor 2nd to 26th Floor as per BOQ & direction of EIC. | Providing and fixing Aluminium Doors and Windows of SCHUCO make for Typical Floor 2nd to 26th Floor as per BOQ & direction of EIC. |  | 0 | 0 | Approved
The Ramdulari | BLOCK | Window and Glazing |  | WO/RP/RP02/38 | AESTHETIK ENGINEERS LIMITED | W01 (1500 X2600) 2 Track 2 Shutter Sliding Window | W1 (1500 X2600) System:-Schüco AS 39 SC.NI (TropTec 2.0) 2 Track 2 Shutter Sliding Window Glass:- 23mm DGU(6mm SKN- 176 HS +12mm AG+5mm Clear toughened) including all fitting and fixture at all level as per approved drawing and direction of EIC Location: Master Bedroom: 2nd to 26th Floor Detail material specification attached in Annexure-I | Sq.Ft. | 1007.51 | 917.26 | Approved
The Ramdulari | BLOCK | Window and Glazing |  | WO/RP/RP02/38 | AESTHETIK ENGINEERS LIMITED | W02 (1000 X2600) Top hung with bottom fixed ( bottom fixed width 1000 mm X height 1000 mm) | W02 (1000 X2600) System:-Schüco AS 39 SC.NI (TropTec 2.0) Top hung with bottom fixed ( bottom fixed width 1000 mm X height 1000 mm) Glass:- 23mm DGU(6mm SKN- 176 HS+12mm AG+5mm Clear toughened) including all fitting and fixture at all level as per approved drawing and direction of EIC Location: Bedroom-3: 2nd to 26th Floor Floor Detail material specification attached in Annexure-I | Sq.Ft. | 671.674 | 1259.44 | Approved
The Ramdulari | BLOCK | Window and Glazing |  | WO/RP/RP02/38 | AESTHETIK ENGINEERS LIMITED | W03 (3000 X2600) 2 Track 2 Shutter Sliding Window | W03 (3000 X2600) System:-Schüco AS 39 SC.NI (TropTec 2.0) 2 Track 2 Shutter Sliding Window Glass:- 28mm DGU(8mm SKN- 176 HS+12mm AG+8mm Clear toughened) including all fitting and fixture at all level as per approved drawing and direction of EIC Location: Master Bedroom ,Bed Room-02 & 03 Lounge & Living Area 2nd to 26th Floor Detail material specification attached in Annexure-I | Sq.Ft. | 8563.838 | 1091.92 | Approved
The Ramdulari | BLOCK | Window and Glazing |  | WO/RP/RP02/38 | AESTHETIK ENGINEERS LIMITED | W04 (1920 X2600) 2 Track 2 Shutter Sliding Window | W04 (1920 X2600) System:-Schüco AS 39 SC.NI (TropTec 2.0) 2 Track 2 Shutter Sliding Window Glass:- 23mm DGU(6mm SKN- 176 HS+12mm AG+5mm Clear toughened) including all fitting and fixture at all level as per approved drawing and direction of EIC Location: Bedroom-4 2nd to 26th Floor Detail material specification attached in Annexure-I | Sq.Ft. | 967.21 | 1180.27 | Approved
The Ramdulari | BLOCK | Window and Glazing |  | WO/RP/RP02/38 | AESTHETIK ENGINEERS LIMITED | W07 (1450 X2600) 2 Track 2 Shutter Sliding Window | W07 (1450 X2600) System:-Schüco AS 39 SC.NI (TropTec 2.0) 2 Track 2 Shutter Sliding Window Glass:- 23mm DGU(6mm SKN- 176 HS+12mm AG+5mm Clear toughened) including all fitting and fixture at all level as per approved drawing and direction of EIC Location:Dinning Area 2nd to 26th Floor Detail material specification attached in Annexure-I | Sq.Ft. | 486.963 | 1320.48 | Approved
The Ramdulari | BLOCK | Window and Glazing |  | WO/RP/RP02/38 | AESTHETIK ENGINEERS LIMITED | W10 (2750 X2600) 2 Track 2 Shutter Sliding Window | W10 (2750 X2600) System:-Schüco AS 39 SC.NI (TropTec 2.0) 2 Track 2 Shutter Sliding Window Glass:- 26mm DGU(8mm SKN- 176 HS+12mm AG+6mm Clear toughened) including all fitting and fixture at all level as per approved drawing and direction of EIC Location:Bedroom-5 2nd to 26th Floor Detail material specification attached in Annexure-I | Sq.Ft. | 1385.327 | 1065.81 | Approved
The Ramdulari | BLOCK | Window and Glazing |  | WO/RP/RP02/38 | AESTHETIK ENGINEERS LIMITED | W11 (4000 X2600) 2 Track 4 Shutter Sliding Window | W11 (4000 X2600) System:-Schüco AS 39 SC.NI (TropTec 2.0) 2 Track 4 Shutter Sliding Window Glass:- 23mm DGU(6mm SKN- 176 HS+12mm AG+5mm Clear toughened) including all fitting and fixture at all level as per approved drawing and direction of EIC Location:Living Area 2nd to 26th Floor Detail material specification attached in Annexure-I | Sq.Ft. | 1343.347 | 1021.83 | Approved
The Ramdulari | BLOCK | Window and Glazing |  | WO/RP/RP02/38 | AESTHETIK ENGINEERS LIMITED | W11a (2700X2600) 2 Track 2 Shutter Sliding Window | W11a (2700X2600) System:-Schüco AS 39 SC.NI (TropTec 2.0) 2 Track 2 Shutter Sliding Window Glass:- 26mm DGU(8mm SKN- 176 HS+12mm AG+6mm Clear toughened) including all fitting and fixture at all level as per approved drawing and direction of EIC Location:Living Area 2nd to 26th Floor Detail material specification attached in Annexure-I | Sq.Ft. | 453.38 | 1123.75 | Approved
The Ramdulari | BLOCK | Window and Glazing |  | WO/RP/RP02/38 | AESTHETIK ENGINEERS LIMITED | W11b (4930X2600) 2 Track 4 Shutter Sliding Window | W11b (4930X2600) System:-Schüco AS 39 SC.NI (TropTec 2.0) 2 Track 4 Shutter Sliding Window Glass:- 23mm DGU(6mm SKN- 176 HS+12mm AG+5mm Clear toughened) including all fitting and fixture at all level as per approved drawing and direction of EIC Location:Living Area 2nd to 26th Floor Detail material specification attached in Annexure-I | Sq.Ft. | 826.998 | 1001.04 | Approved
The Ramdulari | BLOCK | Window and Glazing |  | WO/RP/RP02/38 | AESTHETIK ENGINEERS LIMITED | W11c (2700X2600) 2 Track 2 Shutter Sliding Window | W11c (2700X2600) System:-Schüco AS 39 SC.NI (TropTec 2.0) 2 Track 2 Shutter Sliding Window Glass:- 26mm DGU(8mm SKN- 176 HS+12mm AG+6mm Clear toughened) including all fitting and fixture at all level as per approved drawing and direction of EIC Location:Living Area 2nd to 26th Floor Detail material specification attached in Annexure-I | Sq.Ft. | 453.38 | 1072.05 | Approved
The Ramdulari | BLOCK | Window and Glazing |  | WO/RP/RP02/38 | AESTHETIK ENGINEERS LIMITED | W12a (3630X2600) 2 Track 2 Shutter Sliding Window | W12a (3630X2600) System:-Schüco AS 39 SC.NI (TropTec 2.0) 2 Track 2 Shutter Sliding Window Glass:- 23mm DGU(6mm SKN- 176 HS+12mm AG+5mm Clear toughened) including all fitting and fixture at all level as per approved drawing and direction of EIC Location:Living Area 2nd to 26th Floor Detail material specification attached in Annexure-I | Sq.Ft. | 1217.408 | 979.16 | Approved
The Ramdulari | BLOCK | Window and Glazing |  | WO/RP/RP02/38 | AESTHETIK ENGINEERS LIMITED | W12b (1700X2600) 2 Track 2 Shutter Sliding Window | W12b (1700X2600) System:-Schüco AW 40.NI 2 Track 2 Shutter Sliding Window Glass:- 23mm DGU(6mm SKN- 176 HS+12mm AG+5mm Clear toughened) including all fitting and fixture at all level as per approved drawing and direction of EIC Location:Living Area 2nd to 26th Floor Detail material specification attached in Annexure-I | Sq.Ft. | 570.923 | 1408 | Approved
The Ramdulari | BLOCK | Window and Glazing |  | WO/RP/RP02/38 | AESTHETIK ENGINEERS LIMITED | SLD-01 (3370x2950) 2 Track 2 Shutter Sliding Window | SLD-01 (3370x2950) System:-Schüco AS 39 SC.NI (TropTec 2.0) 2 Track 2 Shutter Sliding Window Glass:- 28mm DGU(8mm SKN- 176 HS +12mm AG+8mm Clear toughened)Glass including all fitting and fixture at all level as per approved drawing and direction of EIC Location:Family Lounge 2nd to 26th Floor Detail material specification attached in Annexure-I | Sq.Ft. | 2568.247 | 1032.4 | Approved
The Ramdulari | BLOCK | Window and Glazing |  | WO/RP/RP02/38 | AESTHETIK ENGINEERS LIMITED | SLD-02 (3000x2950) 2 Track 2 Shutter Sliding Window | SLD-02 (3000x2950) System:-Schüco AS 39 SC.NI (TropTec 2.0) 2 Track 2 Shutter Sliding Window Glass:- 28mm DGU(8mm SKN- 176 HS +12mm AG+8mm Clear toughened) including all fitting and fixture at all level as per approved drawing and direction of EIC Location:Master Bedroom 2nd to 26th Floor Detail material specification attached in Annexure-I | Sq.Ft. | 1143.137 | 1033.76 | Approved
The Ramdulari | BLOCK | Window and Glazing |  | WO/RP/RP02/38 | AESTHETIK ENGINEERS LIMITED | SLD-03 (2750x3000) 2 Track 2 Shutter Sliding Window | SLD-03 (2750x3000) System:-Schüco AS 39 SC.NI (TropTec 2.0) 2 Track 2 Shutter Sliding Window Glass:- 26mm DGU(8mm SKN- 176 HS +12mm AG+6mm Clear toughened) including all fitting and fixture at all level as per approved drawing and direction of EIC Location:Bedroom-5 2nd to 26th Floor Detail material specification attached in Annexure-I | Sq.Ft. | 532.818 | 1034.69 | Approved
The Ramdulari | BLOCK | Window and Glazing |  | WO/RP/RP02/38 | AESTHETIK ENGINEERS LIMITED | SLD-04a (1700x2950) 2 Track 2 Shutter Sliding Window | SLD-04a (1700x2950) System:-Schüco AS 39 SC.NI (TropTec 2.0) 2 Track 2 Shutter Sliding Window Glass:- 23mm DGU(6mm SKN- 176 HS+12mm AG+5mm Clear toughened) including all fitting and fixture at all level as per approved drawing and direction of EIC Location:Living Area 2nd to 26th Floor Detail material specification attached in Annexure-I | Sq.Ft. | 323.889 | 1253.94 | Approved
The Ramdulari | BLOCK | Window and Glazing |  | WO/RP/RP02/38 | AESTHETIK ENGINEERS LIMITED | SLD-04b (3630x2950) 3 Track 3 Shutter Sliding Window | SLD-04b (3630x2950) System:-Schüco AS 39 SC.NI (TropTec 2.0) 3 Track 3 Shutter Sliding Window Glass:- 26mm DGU(8mm SKN- 176 HS +12mm AG+6mm Clear toughened) including all fitting and fixture at all level as per approved drawing and direction of EIC Location:Living Area 2nd to 26th Floor Detail material specification attached in Annexure-I | Sq.Ft. | 690.645 | 1088.82 | Approved
The Ramdulari | BLOCK | Window and Glazing |  | WO/RP/RP02/38 | AESTHETIK ENGINEERS LIMITED | SLD-05 (4000x2950) 3 Track 3 Shutter Sliding Window | SLD-05 (4000x2950) System:-Schüco AS 39 SC.NI (TropTec 2.0) 3 Track 3 Shutter Sliding Window Glass:- 26mm DGU(8mm SKN- 176 HS +12mm AG+6mm Clear toughened) including all fitting and fixture at all level as per approved drawing and direction of EIC Location:Living Room 2nd to 26th Floor Detail material specification attached in Annexure-I | Sq.Ft. | 762.091 | 1057.36 | Approved
The Ramdulari | BLOCK | Window and Glazing |  | WO/RP/RP02/38 | AESTHETIK ENGINEERS LIMITED | SLD-06 (1920x2950) 2 Track 2 Shutter Sliding Window | SLD-06 (1920x2950) System:-Schüco AS 39 SC.NI (TropTec 2.0) 2 Track 2 Shutter Sliding Window Glass:- 23mm DGU(6mm SKN- 176 HS+12mm AG+5mm Clear toughened) including all fitting and fixture at all level as per approved drawing and direction of EIC Location:Bedroom-4 2nd to 26th Floor Detail material specification attached in Annexure-I | Sq.Ft. | 365.804 | 1154.74 | Approved
The Ramdulari | BLOCK | Window and Glazing |  | WO/RP/RP02/38 | AESTHETIK ENGINEERS LIMITED | DW-03 (1450x2950) Single Shutter Hinge Door with side fixed ( fixed 500 mm X height 2950 mm) | DW-03 (1450x2950) System:-Schüco AW/ADS 50.NI Single Shutter Hinge Door with side fixed ( fixed 500 mm X height 2950 mm) Glass:- 23mm DGU(6mm SKN- 176 HS+12mm AG+5mm Clear toughened) including all fitting and fixture at all level as per approved drawing and direction of EIC Location:Dining 2nd to 26th Floor Detail material specification attached in Annexure-I | Sq.Ft. | 276.258 | 2100.26 | Approved
The Ramdulari | BLOCK | Window and Glazing |  | WO/RP/RP02/38 | AESTHETIK ENGINEERS LIMITED | W13a (3650x2600) 2 Track 2 Shutter Sliding Window | W13a (3650x2600) System:-Schüco AS 39 SC.NI (TropTec 2.0) 2 Track 2 Shutter Sliding Window Glass:- 23mm DGU(6mm SKN- 176 HS+12mm AG+5mm Clear toughened) including all fitting and fixture at all level as per approved drawing and direction of EIC Location:Dining 2nd to 26th Floor Detail material specification attached in Annexure-I | Sq.Ft. | 612.902 | 1011.97 | Approved
The Ramdulari | BLOCK | Window and Glazing |  | WO/RP/RP02/38 | AESTHETIK ENGINEERS LIMITED | W13b (3900x2600) 2 Track 4 Shutter Sliding Window | W13b (3900x2600) System:-Schüco AS 39 SC.NI (TropTec 2.0) 2 Track 2 Shutter Sliding Window Glass:- 23mm DGU(6mm SKN- 176 HS+12mm AG+5mm Clear toughened) including all fitting and fixture at all level as per approved drawing and direction of EIC Location:Dining 2nd to 26th Floor Detail material specification attached in Annexure-I | Sq.Ft. | 654.882 | 1030.67 | Approved
The Ramdulari | BLOCK | Window and Glazing |  | WO/RP/RP02/38 | AESTHETIK ENGINEERS LIMITED | W+SLD-01a (2850x3000) 2 Track 2 Shutter Sliding with side fixed (fixed width 800 mm Xheight 2600 mm) | W13b (3900x2600) System:-Schüco AS 39 SC.NI (TropTec 2.0) 2 Track 2 Shutter Sliding with side fixed (fixed width 800 mm Xheight 2600 mm) Glass:- 26mm DGU(8mm SKN- 176 HS +12mm AG+6mm Clear toughened) including all fitting and fixture at all level as per approved drawing and direction of EIC Location:Living Room 2nd to 26th Floor Detail material specification attached in Annexure-I | Sq.Ft. | 534.11 | 1115.7 | Approved
The Ramdulari | BLOCK | Window and Glazing |  | WO/RP/RP02/38 | AESTHETIK ENGINEERS LIMITED | W+SLD-01b (3100x2650) 2 Track 2 Shutter Sliding Window | W+SLD-01b (3100x2650) System:-Schüco AS 39 SC.NI (TropTec 2.0) 2 Track 2 Shutter Sliding Window Glass:- 26mm DGU(8mm SKN- 176 HS +12mm AG+6mm Clear toughened) including all fitting and fixture at all level as per approved drawing and direction of EIC LocationLiving Room 2nd to 26th Floor Detail material specification attached in Annexure-I | Sq.Ft. | 530.558 | 1075.64 | Approved
The Ramdulari | BLOCK | Window and Glazing |  | WO/RP/RP02/38 | AESTHETIK ENGINEERS LIMITED | W+SLD-02a (3880x2600) 2 Track 4 Shutter Sliding Window | W+SLD-02a (3880x2600) System:-Schüco AS 39 SC.NI (TropTec 2.0) 2 Track 4 Shutter Sliding Window Glass:- 23mm DGU(6mm SKN- 176 HS+12mm AG+5mm Clear toughened) including all fitting and fixture at all level as per approved drawing and direction of EIC LocationLiving Room 2nd to 26th Floor Detail material specification attached in Annexure-I | Sq.Ft. | 650.684 | 1032.51 | Approved
The Ramdulari | BLOCK | Window and Glazing |  | WO/RP/RP02/38 | AESTHETIK ENGINEERS LIMITED | W+SLD-02b (2200x2950) 2 Track 2 Shutter Sliding Window | W+SLD-02b (2200x2950) System:-Schüco AS 39 SC.NI (TropTec 2.0) 2 Track 2 Shutter Sliding Window Glass:- 23mm DGU(6mm SKN- 176 HS+12mm AG+5mm Clear toughened) including all fitting and fixture at all level as per approved drawing and direction of EIC LocationLiving Room 2nd to 26th Floor Detail material specification attached in Annexure-I | Sq.Ft. | 419.15 | 947.32 | Approved
The Ramdulari | BLOCK | Window and Glazing |  | WO/RP/RP02/38 | AESTHETIK ENGINEERS LIMITED | W+SLD-02c (950x2600) Top hung bottom fixed window (bottom fixed width 950 mmX height 1000 mm) | W+SLD-02c (950x2600) System:-Schüco AW 40.NI Top hung bottom fixed window (bottom fixed width 950 mmX height 1000 mm) Glass:- 23mm DGU(6mm SKN- 176 HS+12mm AG+5mm Clear toughened) including all fitting and fixture at all level as per approved drawing and direction of EIC Location Living Room 2nd to 26th Floor Detail material specification attached in Annexure-I | Sq.Ft. | 159.522 | 1354.56 | Approved
SOUTHWINDS PROJECT LLP (PHASE - III & IV) | PRE-CONSTRUCTION PHASE - III & IV | Plumbing/Sanitory |  | WO/SP34/PC34/59 | MOHINI HIGHTECH MOTOR STORES | Pump repairing Work -3.0 HP Pump | 3 HP Pump Repairing Job with Following Spares. 1) Re-winding motor with supply of wire. 2) Mechanical Seal Change. 3) Upper & Lower Bearing Change. 4) Transformer Oil Change. 5) Oil Seal Change. 6) Slip Change of Oil Seal. 7) Upper & Lower "O" Ring Changes. | Lump Sum | 1 | 11000 | Amended & Approved
The Ramdulari | BLOCK | Window and Glazing |  | WO/RP/RP02/38 | AESTHETIK ENGINEERS LIMITED | Providing and fixing Aluminium Doors and Windows of ALWIN make for Typical Floor 2nd to 26th Floor as per BOQ & direction of EIC. | Providing and fixing Aluminium Doors and Windows of ALWIN make for Typical Floor 2nd to 26th Floor as per BOQ & direction of EIC. |  | 0 | 0 | Approved
The Ramdulari | BLOCK | Window and Glazing |  | WO/RP/RP02/38 | AESTHETIK ENGINEERS LIMITED | V01 (1000X2600) Top hung top & bottom fixed window with top exhaust provision (top fixed width 1000 mm X height 500 mm & bottom width 1000 mm X height 1000 mm) | V01 (1000X2600) System:-Alwin 4500Series 2 Top hung top & bottom fixed window with top exhaust provision (top fixed width 1000 mm X height 500 mm & bottom width 1000 mm X height 1000 mm) Glass:- 23mm DGU(6mm SKN- 176 HS +12mm AG+5mm Clear toughened) including all fitting and fixture at all level as per approved drawing and direction of EIC Location: Washroom 1,2 & 4: 2nd to 26th Floor Detail material specification attached in Annexure-I | Sq.Ft. | 2686.694 | 836.61 | Approved
The Ramdulari | BLOCK | Window and Glazing |  | WO/RP/RP02/38 | AESTHETIK ENGINEERS LIMITED | V02 (750X1600) Top hung bottom fixed window with exhaust provision (bottom fixed width 745 mmX height 550 mm) | V02 (750X1600) System:-Alwin 4500Series Top hung bottom fixed window with exhaust provision (bottom fixed width 745 mmX height 550 mm) Glass:- 23mm DGU(6mm SKN- 176 HS +12mm AG+5mm Clear toughened) including all fitting and fixture at all level as per approved drawing and direction of EIC Location: Servant Area: 2nd to 26th Floor Detail material specification attached in Annexure-I | Sq.Ft. | 1231.746 | 1036.49 | Approved
The Ramdulari | BLOCK | Window and Glazing |  | WO/RP/RP02/38 | AESTHETIK ENGINEERS LIMITED | V03 (650X2600) Top hung top & bottom fixed window with bottom exhaust provision | V03 (650X2600) System:-Alwin 4500Series 2 Top hung top & bottom fixed window with bottom exhaust provision Glass:- 23mm DGU(6mm SKN- 176 HS +12mm AG+5mm Clear toughened) including all fitting and fixture at all level as per approved drawing and direction of EIC Location: Washroom 03 2nd to 26th Floor Detail material specification attached in Annexure-I | Sq.Ft. | 436.588 | 949.82 | Approved
The Ramdulari | BLOCK | Window and Glazing |  | WO/RP/RP02/38 | AESTHETIK ENGINEERS LIMITED | V04 (1480X2600) Top hung top & bottom fixed window with top exhaust provision | V04 (1480X2600) System:-Alwin 4500Series 2 Top hung top & bottom fixed window with bottom exhaust provision Glass:- 23mm DGU(6mm SKN- 176 HS +12mm AG+5mm Clear toughened) including all fitting and fixture at all level as per approved drawing and direction of EIC Location: Washroom 05 : 2nd to 26th Floor Detail material specification attached in Annexure-I | Sq.Ft. | 994.077 | 666.19 | Approved
The Ramdulari | BLOCK | Window and Glazing |  | WO/RP/RP02/38 | AESTHETIK ENGINEERS LIMITED | W05 (1250X1600) 2 Track 2 Shutter Sliding Window | W05 (1250X1600) System:-Alwin 2600Series 2 Track 2 Shutter Sliding WindowGlass:- 23mm DGU(6mm SKN- 176 HS +12mm AG+5mm Clear toughened) including all fitting and fixture at all level as per approved drawing and direction of EIC Location: Kitchen : 2nd to 26th Floor Detail material specification attached in Annexure-I | Sq.Ft. | 387.504 | 747.05 | Approved
The Ramdulari | BLOCK | Window and Glazing |  | WO/RP/RP02/38 | AESTHETIK ENGINEERS LIMITED | W06 (2450X1800) 2 nos . Top fixed window with Aluminium Louvers in bottom, | W06 (2450X1800) System:-Alwin 2600Series 2 nos . Top fixed window with Aluminium Louvers in bottom, Glass:- 6 mm ST 167 heat strength glass including all fitting and fixture at all level as per approved drawing and direction of EIC Location: Fire Staircase : 2nd to 26th Floor Detail material specification attached in Annexure-I | Sq.Ft. | 854.446 | 557.3 | Approved
The Ramdulari | BLOCK | Window and Glazing |  | WO/RP/RP02/38 | AESTHETIK ENGINEERS LIMITED | W08a (2890X1600) 2 Track 2 Shutter Sliding Window | W08a (2890X1600) System:-Alwin 2600Series 2 Track 2 Shutter Sliding Window Glass:- 23mm DGU(6mm SKN- 176 HS +12mm AG+5mm Clear toughened) including all fitting and fixture at all level as per approved drawing and direction of EIC Location: Kitchen : 2nd to 26th Floor Detail material specification attached in Annexure-I | Sq.Ft. | 1194.546 | 768.79 | Approved
The Ramdulari | BLOCK | Window and Glazing |  | WO/RP/RP02/38 | AESTHETIK ENGINEERS LIMITED | W08b (1140X1600) Top hung window | W08b (1140X1600) System:-Alwin 4500Series Top hung window Glass:- 23mm DGU(6mm SKN- 176 HS +12mm AG+5mm Clear toughened) including all fitting and fixture at all level as per approved drawing and direction of EIC Location: Kitchen : 2nd to 26th Floor Detail material specification attached in Annexure-I | Sq.Ft. | 471.205 | 1074.66 | Approved
The Ramdulari | BLOCK | Window and Glazing |  | WO/RP/RP02/38 | AESTHETIK ENGINEERS LIMITED | W09 (2000X1600) 2 nos . Top fixed window bottom portion with fixed louvers | W09 (2000X1600) System:-Alwin 4500Series 2 nos . Top fixed window bottom portion with fixed louvers Glass:-Glass:- 6 mm ST 167 heat strength glass including all fitting and fixture at all level as per approved drawing and direction of EIC Location: Staircase : 2nd to 26th Floor Detail material specification attached in Annexure-I | Sq.Ft. | 826.675 | 622.66 | Approved
The Ramdulari | BLOCK | Window and Glazing |  | WO/RP/RP02/38 | AESTHETIK ENGINEERS LIMITED | DW01 (1400X2850) Single Shutter hinge door (with Bottom Louvers and provision of remove) | DW01 (1400X2850) System:-Alwin 4500Series ingle Shutter hinge door (with Bottom Louvers and provision of remove) Glass:- 23mm DGU(6mm SKN- 176 HS +12mm AG+5mm Clear toughened) including all fitting and fixture at all level as per approved drawing and direction of EIC Location: Washroom 05 : 2nd to 26th Floor Detail material specification attached in Annexure-I | Sq.Ft. | 1030.761 | 771.46 | Approved
SOUTHWINDS PROJECT LLP (PHASE - III & IV) | PRE-CONSTRUCTION PHASE - III & IV | Plumbing/Sanitory |  | WO/SP34/PC34/59 | MOHINI HIGHTECH MOTOR STORES | Pump repairing Work -1.5 HP Pump | 1.5 HP Pump Repairing Job with Following Spares. 1) Re-winding Motor with Supply of Wire. 2) Upper & Lower Bearing Changes. 3) Seal Change. 4) Pump Side Service. 5) Capacitor Change of Motor. 6) Transportation Charges. | Lump Sum | 1 | 6000 | Amended & Approved
SOUTHWINDS PROJECT LLP (PHASE - III & IV) | COMMON INFRASTRUCTURE - PHASE III & IV | Consultancy Charges | OTHER CONSLUTANTS | WO/SP34/CI34/57 | Bureau Veritas India Private Ltd | Charges for Technical Audit for Construction-Site Safety | Charges for Technical Audit for Construction-Site Safety |  | 0 | 0 | Approved
SOUTHWINDS PROJECT LLP (PHASE - III & IV) | COMMON INFRASTRUCTURE - PHASE III & IV | Consultancy Charges | OTHER CONSLUTANTS | WO/SP34/CI34/57 | Bureau Veritas India Private Ltd | Audit for Construction-Site Safety | Charges for Technical Audit for Construction -Site Safety as per work scope as attached in Annexure-I inclusive of travel charges. | Head/Day | 3 | 10000 | Approved
SOUTHWINDS PROJECT LLP (PHASE - III & IV) | COMMON INFRASTRUCTURE - PHASE III & IV | Consultancy Charges | OTHER CONSLUTANTS | WO/SP34/CI34/57 | Bureau Veritas India Private Ltd | Report Preparation Charges | Report Preparation Charges | Lump Sum | 1 | 4000 | Approved
The Ramdulari | BLOCK | Civil | Sub & Super Structure Work | WO/RP/RP02/39 | ADRIJA CONSTRUCTION | Core Cutting work | Charges for Core cutting work in RCC beam/slab/wall for making through holes at locations marked & directed by EIC, including all machineries, tools, tackles, transportation and labour as per drawing and direction of Engineer-in-Charge. Location: - Lift, Lobby Area DW1 Door Portion & Ground floor Planter. |  | 0 | 0 | Amended & Approved
The Ramdulari | BLOCK | Civil | Sub & Super Structure Work | WO/RP/RP02/39 | ADRIJA CONSTRUCTION | 150mm Dia Core Cutting | 150mm Dia Core Cutting (12nos for 9 Nos Floor) .Location-Lobby Area DW1 Door Portion 2nd to 10th Floor | Nos | 108 | 375 | Approved
The Ramdulari | BLOCK | Civil | Sub & Super Structure Work | WO/RP/RP02/39 | ADRIJA CONSTRUCTION | 125mm Dia core cutting | 125mm Dia Core Cutting (7nos for 3 Nos Lift) Location- Ground & 1st Floor | Nos | 48 | 350 | Approved
The Ramdulari | BLOCK | Civil | Sub & Super Structure Work | WO/RP/RP02/39 | ADRIJA CONSTRUCTION | 75mm Dia core cutting | 75 mm Dia Core Cutting (68 Nos for 2 Nos Passenger Lift) Location-Basement | Nos | 136 | 325 | Approved
The Ramdulari | BLOCK | Civil | Sub & Super Structure Work | WO/RP/RP02/39 | ADRIJA CONSTRUCTION | 125mm Dia Core Cutting | 125 mm Dia Core Cutting (42 Nos for 1 Nos Service Lift) Location-Basement | Nos | 42 | 350 | Approved
The Ramdulari | BLOCK | Civil | Sub & Super Structure Work | WO/RP/RP02/39 | ADRIJA CONSTRUCTION | Demolition charges | Charges for demolition of concrete. | Lump Sum | 1 | 7000 | Approved
Primarc Chambers | BLOCK | Grill / Steel Work |  | WO/PCH/PC01/58 | MAA TARA ENTERPRISE | Supply & Installation of I-Bolt | Supply & installation of I-Bolt (as approved) as per direction of EIC. | Pairs | 55 | 1900 | Approved
Primarc Chambers | BLOCK | Flooring Work |  | WO/PCH/PC01/42 | JYOTI TILES LLP | Kota Stone Flooring at Fire Refuge Platform | "Fixing charges of KOTA STONE at Fire refuge platfrom floor for all levels over a bed of 30 - 40 mm thick morter ( 1: 4 ) in proper line, level & plumb. The joint will be with white cement slurry with matched colour pigment after acid washing including all finishing & cleaning as per drawing & direction of EIC. ( Kota & Cement will be supplied by Client.)" | Sq.Ft. | 0 | 58 | Approved
Primarc Chambers | BLOCK | Flooring Work |  | WO/PCH/PC01/42 | JYOTI TILES LLP | Wash Basin Counter | Wash Basin Counter as per drawing and direction of EIC. |  | 0 | 0 | Approved
Primarc Chambers | BLOCK | Flooring Work |  | WO/PCH/PC01/42 | JYOTI TILES LLP | Gents Toilet Wash Basin Counter | "Providing and fixing of Basin counter made by 50 mm MS- SHS including 12 mm cement fibre board as covering material,Granite fittings with making of ""V"" Groove including v grrove polish, Araldite,basin hole cutting, piller cock hole cutting and all related chemical for this item. as per approved drawing & direction of EIC. (Only cement , granite , will be supplied by client. Shifting & lifting of all materials & machineries are in contractor's scope.) (Location - Gents Toilet -2250X650)" | Nos. | 0 | 15000 | Approved
Primarc Chambers | BLOCK | Flooring Work |  | WO/PCH/PC01/42 | JYOTI TILES LLP | Ladies Toilet Wash Basin Counter | "Providing and fixing of Basin counter made by 50 mm MS- SHS including 12 mm cement fibre board as covering material,Granite fittings with making of ""V"" Groove including v grrove polish, Araldite,basin hole cutting, piller cock hole cutting and all related chemical for this item. as per approved drawing & direction of EIC. (Only cement , granite , will be supplied by client. Shifting & lifting of all materials & machineries are in contractor's scope.) (Location - Laddies Toilet -1050X650)" | Nos. | 0 | 8000 | Approved
SOUTHWINDS PROJECT LLP (PHASE - III & IV) | OVERHEAD PHASE - III & IV | Pest Control |  | WO/SP34/OP34/4 | Secura Infra Services Pvt. Ltd. | Mosquito control | Larvae Control Treatment Spraying Chemical (Sumilarv/Bilarv) 3 times in Month. Adult Mosquito Control Treatment i. Spraying Chemical (Malathion/Lamda Cyhalothrin) 09 times in Month. ii. Smoke Fogging (Cyphenothrin 5% EC/Deltamethrin 1.25% ULV) 09 times in Month. At Project Premises: 1..MA Construction Site Office 2. Labour Champ & security accomodation at MLCP area 3. Security posts at Main Gate Date – 01/05/2024-31/10/2024 | Months | 6 | 8500 | Approved
SOUTHWINDS PROJECT LLP (PHASE - III & IV) | FINISHING PHASE - IV | False Celling |  | WO/SP34/FW4/36 | Sangita Gaurisaria | False Ceiling work | False Ceiling work at Lobby, Toilet & Kitchen (Typical Floor + Gr. Floor )area of Block-16 as per BOQ ,dwg and direction of EIC. |  | 0 | 0 | Amended & Approved
SOUTHWINDS PROJECT LLP (PHASE - III & IV) | FINISHING PHASE - IV | False Celling |  | WO/SP34/FW4/36 | Sangita Gaurisaria | Lobby - 12 mm Gypsum | False Ceiling (Lobby ) Providing and fixing with Gypsum board 12 mm thk. flat framework comprising of rolled galvanized metal sections consisting of the main channels to run in one direction at 1000mm c/c and secondary ceiling section at 525-650mm c/c in other direction connected to main channel with GI connecting clips of 10 SWG of approved quality. The grids shall be suspended from structural slab by GI strap hangers 15mmx15mm size @ 1000mm C/C both ways from structural support. Gypsum board 12 mm thick is then screwed & fixed to ceiling section, finished with jointing compound, paper tape including necessary scaffolding & tool tackles all complete as per direction of drawing and direction of Engineer-In-Charge | Sq.Ft. | 11781.152 | 70 | Approved
SOUTHWINDS PROJECT LLP (PHASE - III & IV) | FINISHING PHASE - IV | False Celling |  | WO/SP34/FW4/36 | Sangita Gaurisaria | False Ceiling (Lobby cove) | False Ceiling (Lobby cove ) Providing and fixing with Gypsum board 12 mm thk. flat framework comprising of rolled galvanized metal sections consisting of the main channels to run in one direction at 1000mm c/c and secondary ceiling section at 525-650mm c/c in other direction connected to main channel with GI connecting clips of 10 SWG of approved quality. The grids shall be suspended from structural slab by GI strap hangers 15mmx15mm size @ 1000mm C/C both ways from structural support. Gypsum board 12 mm thick is then screwed & fixed to ceiling section, finished with jointing compound, paper tape including necessary scaffolding & tool tackles all complete as per direction of drawing and direction of Engineer-In-Charge | Rft | 2258.149 | 60 | Approved
SOUTHWINDS PROJECT LLP (PHASE - III & IV) | FINISHING PHASE - IV | False Celling |  | WO/SP34/FW4/36 | Sangita Gaurisaria | False Ceiling Inside of Flat (Toilet Area) | False Ceiling Inside of Flat (Toilet Area) including cutting of Trap door area in each Toilet: Providing and fixing with 6mm th. Cement fibre board (Moisture resistant) Flat framework comprising of rolled galvanized metal sections consisting of the main channels to run in one direction at 1000mm c/c and secondary ceiling section at 525-650mm c/c in other direction connected to main channel with GI connecting clips of 10 SWG of approved quality. The grids shall be suspended from structural slab by GI strap hangers 15mm x 15mm size @ 1000mm C/C both ways from structural support.6mm thk. Cement fibre board (Moisture resistant) is then screwed & fixed to ceiling section, finished with jointing compound, paper tape including necessary scaffolding & tool tackles all complete as per direction of drawing and direction of Engineer-In-Charge. Board Brand: Everest / Equivalent Channel Make: Indian Gypsum / Equivalent | Sq.Ft. | 7224.818 | 65 | Approved
SOUTHWINDS PROJECT LLP (PHASE - III & IV) | FINISHING PHASE - IV | False Celling |  | WO/SP34/FW4/36 | Sangita Gaurisaria | Trap Door At Toilet (size 2' x 2') | Trap Door At Toilet Providing and fixing of Trap Door made with 6 mm Cement Fibre Board including galvanized metal sections with fittings and fixtures at all 4 peripheries of cut out area and trap door) to,all finishing at all level as per drawing and direction of Engineer-in-Charge. size 2' x 2' | Nos. | 72 | 300 | Approved
SOUTHWINDS PROJECT LLP (PHASE - III & IV) | FINISHING PHASE - IV | False Celling |  | WO/SP34/FW4/36 | Sangita Gaurisaria | Trap Door At Toilet (size 1.5' x 1.5') | Trap Door At Toilet Providing and fixing of Trap Door made with 6 mm Cement Fibre Board including galvanized metal sections with fittings and fixtures at all 4 peripheries of cut out area and trap door) to,all finishing at all level as per drawing and direction of Engineer-in-Charge. size 1.5' x 1.5' | Nos. | 108 | 300 | Approved
SOUTHWINDS PROJECT LLP (PHASE - III & IV) | FINISHING PHASE - IV | False Celling |  | WO/SP34/FW4/36 | Sangita Gaurisaria | False Ceiling Inside of Flat ( Kitchen Area) | False Ceiling Inside of Flat ( Kitchen Area) including Trap door in each Kitchen: Providing and fixing of False Ceiling with 12mm thick Gypsum board over framework comprising of rolled galvanized metal sections consisting of the main channels including all tools & tackles and finished with jointing compound, paper tape including necessary scaffolding at Kitchen area inside of Flat,along with Trap Doors (Including Galvanized metal sections with fittings and fixture; at all 4 peripheries of cut out area and trap door) of size 2' x 2' or 1.5' x 1.5' as required in each kitchen areas as per drawing and direction of Engineer-in-Charge. Rate has been considered per numbers of Flat/Kitchen | Nos. | 72 | 1367 | Approved
SOUTHWINDS PROJECT LLP (PHASE - III & IV) | FINISHING PHASE - IV | False Celling |  | WO/SP34/FW4/36 | Sangita Gaurisaria | False Ceiling (Lobby Area Gr. Floor) | Providing and fixing with Hilux Board (Moisture resistant) 8mm thk. flat framework comprising of rolled galvanized metal sections consisting of the main channels to run in one direction at 1000mm c/c and secondary ceiling section at 525-650 mm c/c in other direction connected to main channel with GI connecting clips of 10 SWG of approved quality. The grids shall be suspended from structural slab by GI strap hangers 15mm x 15mm size @ 1000mm c/c both ways from structural support. Hilux board 8mm thk. is then screwed & fixed to ceiling section, finished with jointing compound, paper tape. Location - "False Ceiling (Lobby Area Gr. Floor )" Brand- Ramco / as approved. | Sq.Ft. | 250.575 | 83 | Approved
SOUTHWINDS PROJECT LLP (PHASE - III & IV) | FINISHING PHASE - IV | False Celling |  | WO/SP34/FW4/36 | Sangita Gaurisaria | False Ceiling (Lobby Area Gr. Floor). | Providing and fixing with Hilux Board(Moisture resistant)8mm thk. flat framework comprising of rolled galvanized metal sections consisting of the main channels to run in one direction at 1000mm c/c and secondary ceiling section at 525-650 mm c/c in other direction connected to main channel with GI connecting clips of 10 SWG of approved quality. The grids shall be suspended from structural slab by GI strap hangers 15mm x 15mm size @ 1000mm c/c both ways from structural support. Hilux board 8mm thk. is then screwed & fixed to ceiling section, finished with jointing compound, paper tape. Location - "False Ceiling (Lobby Area Gr. Floor )" Brand- Ramco / as approved. | Rft | 110.011 | 78 | Approved
SOUTHWINDS PROJECT LLP (PHASE - III & IV) | FINISHING PHASE - IV | False Celling |  | WO/SP34/FW4/36 | Sangita Gaurisaria | False Ceiling Inside of Flat (Balcony / Kitchen Area) | "False Ceiling Inside of Flat (Balcony / Kitchen Area) including Trap door in each Flat Providing and fixing with 8mm th. Cement fibre board (Moisture resistant) Flat framework comprising of rolled galvanized metal sections consisting of the main channels to run in one direction at 1000mm c/c and secondary ceiling section at 525-650mm c/c in other direction connected to main channel with GI connecting clips of 10 SWG of approved quality.The grids shall be suspended from structural slab by GI strap hangers 15mm x 15mm size @ 1000mm C/C both ways from structural support.8mm th. Cement fibre board (Moisture resistant) is then screwed & fixed to ceiling section,finished with jointing compound,paper tape including necessary scaffolding & tool tackles all complete as per direction of drawing and direction of Engineer-In-Charge. Board Brand: Everest / Equivalent Channel Make: Indian Gypsum / Equivalent " | Sq.Ft. | 1004.604 | 70 | Approved
SOUTHWINDS PROJECT LLP (PHASE - III & IV) | FINISHING PHASE - IV | False Celling |  | WO/SP34/FW4/36 | Sangita Gaurisaria | False Ceiling Inside of Flat (Balcony/ Kitchen Area) | "False Ceiling Inside of Flat (Balcony/ Kitchen Area) including Trap door in each Flat Providing and fixing with 8mm th. Cement fibre board (Moisture resistant) Flat framework comprising of rolled galvanized metal sections consisting of the main channels to run in one direction at 1000mm c/c and secondary ceiling section at 525-650mm c/c in other direction connected to main channel with GI connecting clips of 10 SWG of approved quality.The grids shall be suspended from structural slab by GI strap hangers 15mm x 15mm size @ 1000mm C/C both ways from structural support.8mm th. Cement fibre board (Moisture resistant) is then screwed & fixed to ceiling section,finished with jointing compound,paper tape including necessary scaffolding & tool tackles all complete as per direction of drawing and direction of Engineer-In-Charge. Board Brand: Everest / Equivalent Channel Make: Indian Gypsum / Equivalent " | Rft | 1604.117 | 68 | Approved
SOUTHWINDS PROJECT LLP (PHASE - III & IV) | FINISHING PHASE - IV | False Celling |  | WO/SP34/FW4/36 | Sangita Gaurisaria | loading - unloading | Charges for loading - unloading, transportation, hire charges for machinery as per direction of Engineer-in-Charge. | Lump Sum | 1 | 45500.37 | Amended & Approved
SOUTHWINDS PROJECT LLP (PHASE - III & IV) | FINISHING PHASE - IV | False Celling |  | WO/SP34/FW4/37 | Ajay Gaurisaria | Pelmed Work for AC Unit at Block 16 ( Typical Floor ) | Pelmed Work for AC Unit at Block 16 ( Typical Floor ) as per BOQ, dwg and direction of EIC. |  | 0 | 0 | Approved
SOUTHWINDS PROJECT LLP (PHASE - III & IV) | FINISHING PHASE - IV | False Celling |  | WO/SP34/FW4/37 | Ajay Gaurisaria | pelmed with Ply (1500X500MM) of AC Indoor Unit | Labour Charges for fixing pelmed with Ply (1500X500MM) of AC Indoor Unit position over the approved drawing and direction of EIC including necessary scaffolding (Only Ply will supplied by client subject to reconciliation basis ) | Nos. | 360 | 950 | Approved
SOUTHWINDS PROJECT LLP (PHASE - III & IV) | FINISHING PHASE - IV | False Celling |  | WO/SP34/FW4/37 | Ajay Gaurisaria | HVAC False Ceiling Cove | 500 x 230 (upto) mm HVAC False Ceiling Cove Providing and fixing with Gypsum board 12 mm thk. flat framework comprising of rolled galvanized metal sections consisting with GI connecting clips of 10 SWG of approved quality. Gypsum board 12 mm thick fixed with screwed finished with jointing compound, paper tape including necessary scaffolding & tool tackles all complete as per direction of drawing and direction of Engineer-In-Charge Gypsum Board Make: India Gypsum Channel Make: India Gypsum/ Equivalent | RMT | 2213.64 | 400 | Approved
SOUTHWINDS PROJECT LLP (PHASE - III & IV) | FINISHING PHASE - IV | False Celling |  | WO/SP34/FW4/37 | Ajay Gaurisaria | Pelmed cove (100x100) for Balcony door/Room Window | Pelmed cove (100x100) for Balcony door/Room Window - Fixing of ply at top & side area before providing and fixing with Gypsum board 12 mm thk. flat framework comprising of rolled galvanized metal sections . Gypsum board 12 mm thick fixed with screw, finished with jointing compound, paper tape including necessary scaffolding & tool tackles all complete as per direction of drawing and direction of Engineer-In-Charge Gypsum Board Make: India Gypsum Channel Make: India Gypsum/ Equivalent | RMT | 236.88 | 220 | Approved
SOUTHWINDS PROJECT LLP (PHASE - III & IV) | FINISHING PHASE - IV | False Celling |  | WO/SP34/FW4/37 | Ajay Gaurisaria | loading - unloading | Charges for loading - unloading, transportation, hire charges for machinery as per direction of Engineer-in-Charge | Lump Sum | 1 | 38406.6 | Approved
The Ramdulari | PRE-CONSTRUCTION PHASE | Mechanical Equipment |  | WO/RP/RP01/45 | Jaypee India Limited | Repairing charges for passenger hoist | Repairing charges for passenger hoist as per direction of EIC. | Lump Sum | 1 | 10000 | Amended & Approved
Primarc Chambers | OVERHEAD | Store Helper |  | WO/PCH/PC05/20 | Secura Infra Services Pvt. Ltd. | Store Helper | Providing One (01) Store helper at site @8.5 hrs. daily basis for 26/27 days in a month Including NH & Management fees, from 01st May 2024 to 30th June 2024. | Head | 2 | 14074 | Approved
SOUTHWINDS PROJECT LLP (PHASE - III & IV) | MARKETING PHASE - III & IV | Marketing Office | FALSE CEILING | WO/SP34/MA34/14 | MMK INTERIOR | Pelmet cove (100x100) for Balcony door/Room Window | Pelmet cove (100x100) for Balcony door/Room Window - Fixing of ply at top & side area before providing and fixing with Gypsum board 12 mm thk. flat framework comprising of rolled galvanized metal sections . Gypsum board 12 mm thick fixed with screw, finished with jointing compound, paper tape including necessary scaffolding & tool tackles all complete as per direction of drawing and direction of Engineer-In-Charge Gypsum Board Make: India Gypsum Channel Make: India Gypsum/ Equivalent | RMT | 4.15 | 220 | Approved
SOUTHWINDS PROJECT LLP (PHASE - III & IV) | HARDSCAPE & LANDSCAPE PHASE - III | Softscape |  | WO/SP34/HL34/7 | Green View | Boston Fern | BOTANICAL NAME: Boston Fern COMMON NAME: PLANT HEIGHT (MM): 300 SPACING (MM): 350 | Nos | 20 | 3 | Approved
SOUTHWINDS PROJECT LLP (PHASE - III & IV) | HARDSCAPE & LANDSCAPE PHASE - III | Softscape |  | WO/SP34/HL34/6 | Green View | Boston Fern | BOTANICAL NAME: Boston Fern COMMON NAME: PLANT HEIGHT (MM): 300 SPACING (MM): 350 | Nos | 20 | 60 | Approved
Primarc Chambers | BLOCK | Signages and Art Work | Signage Work | WO/PCH/PC01/60 | INIZIO SIGN SYSTEMS PVT. LTD. | Sky Signage at Primarc Chambers facing Ruby Crossing | Sky Signage at Primarc Chambers facing Ruby Crossing |  | 0 | 0 | Approved
Primarc Chambers | BLOCK | Signages and Art Work | Signage Work | WO/PCH/PC01/60 | INIZIO SIGN SYSTEMS PVT. LTD. | Signage-Primarc Logo | Entire work for the Supply and Installation of Signage- Primarc Logo- Letter height-5 Ft.- Letter top made of 3mm Imported Acrylic with side raising of 100mm Aluminium Channel. Letter back made of 3mm exterior grade ACP. Lighting with 1.5 watt IP67 grade waterproof Lens LED module with adequate rainproof 400 watt power supply each. Warranty of 1 year will be provided on site only on power supply and LED module along with the Acrrylic Top. All wiring will be done with branded ISI marked wires & conduits. Entire scope of work shall be completed including supply of materials required for the completion of entire scope of work, labours, tools & tackles, lead & lifts, shifting, all finishes and complete as per the specfication and requirement and as per the direction and satisfaction of the EIC. Location- On Roof Top Structure facing Ruby Crossing | Lump Sum | 1 | 245000 | Approved
Primarc Chambers | BLOCK | AC Ledge Works |  | WO/PCH/PC01/55 | ADA-METCON | Installation of Mechanical & Chemical Anchor for AC ODU Platforms | Installation of Mechanical & Chemical Anchor for AC ODU Platforms |  | 0 | 0 | Approved
Primarc Chambers | BLOCK | AC Ledge Works |  | WO/PCH/PC01/55 | ADA-METCON | Mechanical Anchoring | "Charges for Installation of Mechanical Anchor (as approved) including drilling & cleaning the holes to blow out the remaining dust, inserting & fixing of anchor fastener in the desired position with all finishes and complete inclduing all tools & tackles, machineries, labours at any heights and levels as per the specification, requirement and as directed by EIC. Location- Mechanical Anchor Fastener for ODU Units of 1st to 4th Floor, 15th Floor and Terrace Anchor Spec-FAZ II Plus 12/10 (12X110mm) (Anchor shall be supplied by Client but subject to reconciliation)" | Nos. | 1530 | 13.5 | Approved
Primarc Chambers | BLOCK | AC Ledge Works |  | WO/PCH/PC01/55 | ADA-METCON | Chemical Anchoring | "Charges for Installation of Chemical Anchor (as approved) including drilling & cleaning the holes to blow out the remaining dust, injecting the adhesive chemical at the bottom of the hole, inserting & fixing of anchor fastener/threaded rods in the desired position and hardeneing and curing it with all finishes and complete inclduing all tools & tackles, machineries, labours at any heights and levels as per the specification, requirement and as directed by EIC. Location- Chemical Anchor Fastener for ODU Units of 1st to 4th Floor Anchor Spec-FIS EM Plus+GM16 8.8 Grade Threaded Rod (Anchor & Chemical shall be supplied by Client but subject to reconciliation)" | Nos. | 110 | 72 | Approved
The Ramdulari | BLOCK | Civil | Sub & Super Structure Work | WO/RP/RP02/28 | KLAUS WORLD EQUIPMENT | Tower Crane Service Visit | Tower Crane Service Visit (for the Month of February 2024) as per the direction of EIC. | Lump Sum | 1 | 10000 | Approved
The Ramdulari | BLOCK | Civil | Sub & Super Structure Work | WO/RP/RP02/28 | KLAUS WORLD EQUIPMENT | Tower Crane Service Visit | Tower Crane Service Visit (for the Month of May 2024) as per the direction of EIC. | Lump Sum | 1 | 10000 | Approved
Primarc Chambers | BLOCK | Grill / Steel Work |  | WO/PCH/PC01/54 | ADA-METCON | Installation of Mechanical Anchor | Installation of Mechanical Anchor as per the direction of EIC. |  | 0 | 0 | Approved
Primarc Chambers | BLOCK | Grill / Steel Work |  | WO/PCH/PC01/54 | ADA-METCON | Mechanical Anchoring | "Charges for Installation of Mechanical Anchor (as approved) including drilling & cleaning the holes to blow out the remaining dust, inserting & fixing of anchor fastener in the desired position all finishes and complete inclduing all tools & tackles, machineries, labours at any heights and levels as per the specification, requirement and as directed by EIC. Location- Mechanical Anchor Fastener for Vertical Pump Hanging Anchor Spec-FAZ II Plus 12/10 (12X110mm) (Anchor shall be supplied by Client but subject to reconciliation)" | Nos. | 12 | 13.5 | Approved
Primarc Chambers | BLOCK | Grill / Steel Work |  | WO/PCH/PC01/54 | ADA-METCON | Mechanical Anchoring | "Charges for Installation of Mechanical Anchor (as approved) including drilling & cleaning the holes to blow out the remaining dust, inserting & fixing of anchor fastener in the desired position all finishes and complete inclduing all tools & tackles, machineries, labours at any heights and levels as per the specification, requirement and as directed by EIC. Location- Mechanical Anchor for Catwalk and Staircase Anchor Spec-FAZ II Plus 10/10 (10X95mm) (Anchor shall be supplied by Client but subject to reconciliation)" | Nos. | 28 | 13.5 | Approved
SOUTHWINDS PROJECT LLP (PHASE - III & IV) | FINISHING PHASE - III | Flooring Work |  | WO/SP34/FW34/42 | SHAQUIB ENTERPRISES | Supply of Daily Mason, Labour and Chipper for Internal Misc. rectification work at Block 11 | Supply of Daily Mason, Labour and Chipper for Internal Misc. rectification work at Block 11 |  | 0 | 0 | Approved
SOUTHWINDS PROJECT LLP (PHASE - III & IV) | FINISHING PHASE - III | Flooring Work |  | WO/SP34/FW34/42 | SHAQUIB ENTERPRISES | Mason | Charges for Supply of Mason for Internal Misc. work as per direction of EIC | Nos | 65 | 650 | Approved
SOUTHWINDS PROJECT LLP (PHASE - III & IV) | FINISHING PHASE - III | Flooring Work |  | WO/SP34/FW34/42 | SHAQUIB ENTERPRISES | Helper/ Daily labour | Charges for Supply of Helper/ Daily labour for Internal Misc. work as per direction of EIC | Nos | 78 | 450 | Approved
SOUTHWINDS PROJECT LLP (PHASE - III & IV) | FINISHING PHASE - III | Flooring Work |  | WO/SP34/FW34/42 | SHAQUIB ENTERPRISES | Chipper | Charges for Supply of Chipper for Internal Misc. work as per direction of EIC | Nos | 9 | 650 | Approved
SOUTHWINDS PROJECT LLP (PHASE - III & IV) | FINISHING PHASE - III | Flooring Work |  | WO/SP34/FW34/42 | SHAQUIB ENTERPRISES | Supply of Daily Labour and Mason for External (Hardscape & Landscape) Misc. Rectification work at Block 9, 11 & 12 | Supply of Daily Labour and Mason for External (Hardscape & Landscape) Misc. Rectification work at Block 9, 11 & 12 |  | 0 | 0 | Approved
SOUTHWINDS PROJECT LLP (PHASE - III & IV) | FINISHING PHASE - III | Flooring Work |  | WO/SP34/FW34/42 | SHAQUIB ENTERPRISES | Mason | Charges for Supply of Mason for External (Hardscape & Landscape) Misc. work as per direction of EIC | Nos | 5 | 650 | Approved
SOUTHWINDS PROJECT LLP (PHASE - III & IV) | FINISHING PHASE - III | Flooring Work |  | WO/SP34/FW34/42 | SHAQUIB ENTERPRISES | Helper/ Daily labour | Charges for Supply of Helper / Daily Labour for External (Hardscape & Landscape) Misc. work as per direction of EIC | Nos | 5 | 450 | Approved
SOUTHWINDS PROJECT LLP (PHASE - III & IV) | PRE-CONSTRUCTION PHASE - III & IV | Mechanical Equipment |  | WO/SP34/PC34/60 | Spartan Engineering Industries Pvt. Ltd. | Periodic Checkup of Passanger Hoist | Service charges for Machine's Health check-up per visit per machine @ Every 4 Months Interval and as per direction of EIC. |  | 0 | 0 | Approved
SOUTHWINDS PROJECT LLP (PHASE - III & IV) | PRE-CONSTRUCTION PHASE - III & IV | Mechanical Equipment |  | WO/SP34/PC34/60 | Spartan Engineering Industries Pvt. Ltd. | Block - 15 | Block - 15 | Nos | 3 | 4500 | Approved
SOUTHWINDS PROJECT LLP (PHASE - III & IV) | COMMON INFRASTRUCTURE - PHASE III & IV | Boundary Wall |  | WO/SP34/CI34/58 | Manju Furniture | Charges of Fencing work for Modification of Temporary Boundary Wall near commercial block | "Charges of Fencing work with ""I"" shaped angle iron post (50 x 50 x 5 mm - Length-850 mm / nos-Total no approx.- 25 nos ) placed at required distance (as directed by the EIC as per site condition) embedded in RCC columns of existing boundary wall, last but one end post and corner post shall be strutted on both sides and end post on one side only, using GI Double twisted type barbed wire ( 12 SWG ) , between the two posts fitted and fixed with at least 5 nos horizontal GI Double twisted type barbed wire ( 12 SWG ), G.I Staples, turn buckles etc. all complete.The rate is inclusive of all materials, red oxide primer applying on angel , labour, scaffolding, if required while fixing the wire or embedding the post , dismantling of top of boundary wall where angle to be embedded etc. all except Cement for embedding of angles. Cement would be supplied by the Employer free of cost but subjected to reconciliation. Location : Modification of Temporary Boundary Wall near commercial block (Phase - 1) | RMT | 74.61 | 230 | Amended & Approved
SOUTHWINDS PROJECT LLP (PHASE - III & IV) | COMMON INFRASTRUCTURE - PHASE III & IV | Boundary Wall |  | WO/SP34/CI34/58 | Manju Furniture | Charges of Fencing work at New boundary wall | Charges of Fencing work with ""Y"" Shaped angle iron post (50 x 50 x 5 mm Total Approx. - 8 nos) placed at required distance (as directed by the EIC as per site condition) using Stainless Steel/Galvanized Razor Barbed Wire ( Blade Style BTO-18 , thickness 0.5 mm, Wire Dia 2.5 mm, Barb length 18 mm, Barb width 15 mm, Barb spacing 33 mm ) of outside diameter 600 mm , between the two posts fitted and fixed with at least 3 nos horizontal steel wires, G.I Staples, turn buckles etc. all complete. The rate is inclusive of all materials, labour, red oxide primer applying on angel, scaffolding if required while fixing the wire. Location : New boundary wall (Near Phase 1) | RMT | 0 | 380 | Amended & Approved
SOUTHWINDS PROJECT LLP (PHASE - III & IV) | COMMON INFRASTRUCTURE - PHASE III & IV | Boundary Wall |  | WO/SP34/CI34/58 | Manju Furniture | Loading Unloading and hire charges for machinery | Charges for Loading Unloading and hire charges for machinery as per direction of EIC. | Lump Sum | 1 | 945 | Approved
SOUTHWINDS PROJECT LLP (PHASE - III & IV) | COMMON INFRASTRUCTURE - PHASE III & IV | Boundary Wall | Painting | WO/SP34/CI34/59 | ARTISAN | Painting Work for Modification of Temporary Boundary Wall near commercial block (Phase - 1) | Painting Work for Modification of Temporary Boundary Wall near commercial block (Phase - 1) |  | 0 | 0 | Approved
SOUTHWINDS PROJECT LLP (PHASE - III & IV) | COMMON INFRASTRUCTURE - PHASE III & IV | Boundary Wall | Painting | WO/SP34/CI34/59 | ARTISAN | Normal Weather Coat | Providing & Applying of One coat of approved primer followed by Two coat of Weather coat paint (Non Texture) of approved brand (Taupe wood color)on wall top surface area complete including surface preparation with all materials & Labour etc. all complete as per drawing and direction of Engineer-in-Charge. Brand: ICI/ Berger/ Dulux" Location - Coping top | Sq.Ft. | 1727.218 | 9.5 | Approved
SOUTHWINDS PROJECT LLP (PHASE - III & IV) | COMMON INFRASTRUCTURE - PHASE III & IV | Boundary Wall | Painting | WO/SP34/CI34/59 | ARTISAN | Texture Paint | "Providing & Applying of One coat of approved primer followed by Two coat of Weather coat paint(Texture) of approved brand (Taupe wood color)on wall surface area .complete including surface preparation with all materials & Labour etc. all complete as per drawing and direction of Engineer-in-Charge. Brand: ICI/ Berger/ Dulux Location - Wall / Elevation | Sq.Ft. | 1787.373 | 14.7 | Approved
SOUTHWINDS PROJECT LLP (PHASE - III & IV) | COMMON INFRASTRUCTURE - PHASE III & IV | Boundary Wall | Painting | WO/SP34/CI34/59 | ARTISAN | Boundary wall Angle post adjacent to barbed wire | Providing and applying of one coat Epoxy primer with two coats of synthetic enamel paint including rust-off,scraping, sand papering with all finishing work at Boundary wall Angle post adjacent to barbed wire as per direction of Engineer-in-Charge. Note: Material shall be applied after approval of Engineer-in-Charge. Brand: (Asian Paints/ICI/Berger) Location: Boundary wall Angle post adjacent to barbed wire | Nos | 25 | 40 | Approved
SOUTHWINDS PROJECT LLP (PHASE - III & IV) | COMMON INFRASTRUCTURE - PHASE III & IV | Boundary Wall | Painting | WO/SP34/CI34/59 | ARTISAN | Painting Work at New boundary wall near Garbage compost area (Near Phase - 1) | Painting Work at New boundary wall near Garbage compost area (Near Phase - 1) |  | 0 | 0 | Approved
SOUTHWINDS PROJECT LLP (PHASE - III & IV) | COMMON INFRASTRUCTURE - PHASE III & IV | Boundary Wall | Painting | WO/SP34/CI34/59 | ARTISAN | Normal Weather Coat | Providing & Applying of One coat of approved primer followed by Two coat of Weather coat paint (Non Texture) of approved brand (Taupe wood color)on wall top surface area complete including surface preparation with all materials & Labour etc. all complete as per drawing and direction of Engineer-in-Charge. Brand: ICI/ Berger/ Dulux" Location - Coping top | Sq.Ft. | 49.261 | 9.5 | Approved
SOUTHWINDS PROJECT LLP (PHASE - III & IV) | COMMON INFRASTRUCTURE - PHASE III & IV | Boundary Wall | Painting | WO/SP34/CI34/59 | ARTISAN | Texture Paint | "Providing & Applying of One coat of approved primer followed by Two coat of Weather coat paint(Texture) of approved brand (Taupe wood color)on wall surface area .complete including surface preparation with all materials & Labour etc. all complete as per drawing and direction of Engineer-in-Charge. Brand: ICI/ Berger/ Dulux Location - Wall / Elevation | Sq.Ft. | 483.088 | 14.7 | Approved
SOUTHWINDS PROJECT LLP (PHASE - III & IV) | COMMON INFRASTRUCTURE - PHASE III & IV | Boundary Wall | Painting | WO/SP34/CI34/59 | ARTISAN | Boundary wall Angle post adjacent to barbed wire | Providing and applying of one coat Epoxy primer with two coats of synthetic enamel paint including rust-off,scraping, sand papering with all finishing work at Boundary wall Angle post adjacent to barbed wire as per direction of Engineer-in-Charge. Note: Material shall be applied after approval of Engineer-in-Charge. Brand: (Asian Paints/ICI/Berger) Location: Boundary wall Angle post adjacent to barbed wire | Nos | 8 | 40 | Approved
Primarc Chambers | OVERHEAD | In-house labour |  | WO/PCH/PC05/21 | Balaji Enterprise | Unskilled labour - 04 June, 2024-30th Nov, 2024 | Charges of Unskilled labour for misc work as per direction of EIC. Time Period: 04 June, 2024-30th Nov, 2024. |  | 0 | 0 | Amended & Approved
Primarc Chambers | OVERHEAD | In-house labour |  | WO/PCH/PC05/21 | Balaji Enterprise | Unskilled labour - 04 June, 2024-30th Nov, 2024 | Charges of Unskilled Labour for misc work at Site as per requirement & direction of EIC. Daily Time Schedule-6AM-6PM(12Hrs) 10:15 hours working time & 1hr 45mins of break time (Breakfast- 8AM-8.45AM & Lunch-1PM-2PM) Time Period: 04 June 2024 to 30th Nov 2024 | Nos. | 1401 | 465 | Approved
Primarc Chambers | OVERHEAD | In-house labour |  | WO/PCH/PC05/21 | Balaji Enterprise | loading - unloading | Charges for loading - unloading, transportation, hire charges for machinery work as per direction of Engineer-in-Charge. Time Period: 04 June 2024 to 30th Nov 2024 | Nos. | 1401 | 18.6 | Approved
Primarc Chambers | BLOCK | Wood Work |  | WO/PCH/PC01/61 | B. S. Furniture | Door Shutter Fixing as per direction of EIC. | "Labour charges for lifting, carrying and fixing of Flush Door Shutters including fixing of Laminates with 1x1mm groove at the front side and back side of the shutter, including fixing of vision panel (Size - 150X1950mm), door bidding(25mmX6mm(both side), 40mmX6mm) including polish, door closure, handle, stopper, mortise lock and other accessaries as per drawing along with supply of ss screw,pvc gutkha,nails, muskin tape and fevicol as necessary for entire work, cleaning the work area, shifting all the debris/wastes to a designated place at ground floor level, at all level as per approved drawing and direction of Engineer in charge. (Wooden Flush door shutter, door bidding, vision glass, all hardwares as mentioned above including hinges, Laminate, will be supplied by client free of cost and on reconciliation basis) Screwing on Hinges must be done by machine, not manually. Door Marked D1-(1240mmX2340mm, 40mm thk.)" |  | 0 | 0 | Approved
Primarc Chambers | BLOCK | Wood Work |  | WO/PCH/PC01/61 | B. S. Furniture | Door Shutter Fixing | Door Shutter Fixing | Nos | 126 | 600 | Approved
Primarc Chambers | BLOCK | Wood Work |  | WO/PCH/PC01/61 | B. S. Furniture | Laminate Pasting | Laminate Pasting | Nos | 126 | 1620 | Approved
Primarc Chambers | BLOCK | Wood Work |  | WO/PCH/PC01/61 | B. S. Furniture | Hardware Fixing | Hardware Fixing | Nos | 126 | 370 | Approved
Primarc Chambers | BLOCK | Wood Work |  | WO/PCH/PC01/61 | B. S. Furniture | Groove Polish | Groove Polish | Rft | 4248.52 | 25 | Approved
Primarc Chambers | BLOCK | Wood Work |  | WO/PCH/PC01/61 | B. S. Furniture | Vision Glass Fixing | Vision Glass Fixing | Nos | 126 | 150 | Approved
Primarc Chambers | BLOCK | Wood Work |  | WO/PCH/PC01/61 | B. S. Furniture | Door Bidding Fixing & Polishing(40mmX6mm) | Door Bidding Fixing & Polishing(40mmX6mm) | Rft | 2959.1 | 40 | Approved
Primarc Chambers | BLOCK | Wood Work |  | WO/PCH/PC01/61 | B. S. Furniture | Door Bidding Fixing & Polishing(25mmX6mm) | Door Bidding Fixing & Polishing(25mmX6mm) | Rft | 3471.56 | 40 | Approved
SOUTHWINDS PROJECT LLP (PHASE - III & IV) | OVERHEAD PHASE - III & IV | Housekeeping |  | WO/SP34/OP34/30 | INA TechFM Global Solution Pvt Ltd | Providing Housekeeping | Providing 02 (two) Nos. Housekeeping Boy @8.5 hr per day for 26/27 days in a month basis, including management fees, from 01-Jun-2024 to 31-Jul-2024. | Head | 4 | 13767.28 | Approved
SOUTHWINDS PROJECT LLP (PHASE - III & IV) | OVERHEAD PHASE - III & IV | Security Expenditure |  | WO/SP34/OP34/31 | Secura Infra Services Pvt. Ltd. | Providing Security Personnel | Providing Security guard as per agreed criteria (Annex-I) for 12 Hrs X 30/31 days in a month basis, including management fees and NH from 01-Jun-2024 to 31-Jul-2024 | Head | 4 | 17871.34 | Approved
Primarc Chambers | BLOCK | Wood Work |  | WO/PCH/PC01/61 | B. S. Furniture | Door Shutter Fixing as per direction of EIC. | "Labour charges for lifting, carrying and fixing of Flush Door Shutters including fixing of Laminates with 1x1mm groove at the front side and back side of the shutter, door bidding(40mmX6mm) including polish, door closure,catcher, handle, stopper, mortise lock and other accessaries as per drawing along with supply of ss screw,pvc gutkha,nails, muskin tape and fevicol as necessary for entire work, cleaning the work area, shifting all the debris/wastes to a designated place at ground floor level, at all level as per approved drawing and direction of Engineer in charge. (Wooden Flush door shutter, door bidding, all hardwares as mentioned above including hinges, Laminate, will be supplied by client free of cost and on reconciliation basis) Screwing on Hinges must be done by machine, not manually. Door Marked D1'-(1240mmX2040mm, 40mm thk.)" |  | 0 | 0 | Approved
Primarc Chambers | BLOCK | Wood Work |  | WO/PCH/PC01/61 | B. S. Furniture | Door Shutter Fixing | Door Shutter Fixing | Nos. | 1 | 600 | Approved
Primarc Chambers | BLOCK | Wood Work |  | WO/PCH/PC01/61 | B. S. Furniture | Laminate Pasting | Laminate Pasting | Nos. | 1 | 1620 | Approved
Primarc Chambers | BLOCK | Wood Work |  | WO/PCH/PC01/61 | B. S. Furniture | Hardware Fixing | Hardware Fixing | Nos. | 1 | 370 | Approved
Primarc Chambers | BLOCK | Wood Work |  | WO/PCH/PC01/61 | B. S. Furniture | Groove Polish | Groove Polish | Rft | 0 | 25 | Approved
Primarc Chambers | BLOCK | Wood Work |  | WO/PCH/PC01/61 | B. S. Furniture | Door Bidding Fixing & Polishing(40mmX6mm) | Door Bidding Fixing & Polishing(40mmX6mm) | Rft | 21.52 | 40 | Approved
Primarc Chambers | BLOCK | Wood Work |  | WO/PCH/PC01/61 | B. S. Furniture | Door Shutter Fixing as per direction of EIC. | "Labour charges for lifting, carrying and fixing of Flush Door Shutters including fixing of Laminates at the front side and back side of the shutter, door bidding(40mmX6mm) including polish, door closure, handle, al. louver, dead lock and other accessaries as per drawing along with supply of ss screw,pvc gutkha,nails, muskin tape and fevicol as necessary for entire work, cleaning the work area, shifting all the debris/wastes to a designated place at ground floor level, at all level as per approved drawing and direction of Engineer in charge. (Wooden Flush door shutter, door bidding, all hardwares as mentioned above including hinges, Laminate, will be supplied by client free of cost and on reconciliation basis) Screwing on Hinges must be done by machine, not manually. Door Marked D2-(1090mm×2340mm, 40mm thk.)" |  | 0 | 0 | Approved
Primarc Chambers | BLOCK | Wood Work |  | WO/PCH/PC01/61 | B. S. Furniture | Door Shutter Fixing | Door Shutter Fixing | Nos. | 19 | 600 | Approved
Primarc Chambers | BLOCK | Wood Work |  | WO/PCH/PC01/61 | B. S. Furniture | Laminate Pasting | Laminate Pasting | Nos. | 19 | 1620 | Approved
Primarc Chambers | BLOCK | Wood Work |  | WO/PCH/PC01/61 | B. S. Furniture | Hardware Fixing | Hardware Fixing | Nos. | 19 | 370 | Approved
Primarc Chambers | BLOCK | Wood Work |  | WO/PCH/PC01/61 | B. S. Furniture | Door Bidding Fixing & Polishing(40mmX6mm) | Door Bidding Fixing & Polishing(40mmX6mm) | Rft | 427.52 | 40 | Approved
The Soul, Rajarhat | BLOCK | Flooring Work |  | WO/HR01/BOK01/94 | A.M. Enterprise | No Profit Sand Escalation | No Profit Sand Escalation against the following work orders(WO-49-Block 8 Lobby Area; WO-94-Block B; WO-111-Roof; WO-101-Ground Floor) | Lump Sum | 1 | 700000 | Amended & Approved
Primarc Chambers | BLOCK | Wood Work |  | WO/PCH/PC01/61 | B. S. Furniture | Door Shutter Fixing as per direction of EIC. | "Labour charges for lifting, carrying and fixing of Flush Door Shutters including fixing of Laminates with 1x1mm groove at the front side and back side of the shutter, door bidding(40mmX6mm) including polish, door closure, handle, door catcher, dead lock and other accessaries as per drawing along with supply of ss screw,pvc gutkha,nails, muskin tape and fevicol as necessary for entire work, cleaning the work area, shifting all the debris/wastes to a designated place at ground floor level, at all level as per approved drawing and direction of Engineer in charge. (Wooden Flush door shutter, door bidding, all hardwares as mentioned above including hinges, Laminate, will be supplied by client free of cost and on reconciliation basis) Screwing on Hinges must be done by machine, not manually. Door Marked D3-(890mm×2340mm, 40mm thk.)" |  | 0 | 0 | Approved
Primarc Chambers | BLOCK | Wood Work |  | WO/PCH/PC01/61 | B. S. Furniture | Door Shutter Fixing | Door Shutter Fixing | Nos. | 0 | 600 | Approved
Primarc Chambers | BLOCK | Wood Work |  | WO/PCH/PC01/61 | B. S. Furniture | Laminate Pasting | Laminate Pasting | Nos. | 0 | 1620 | Approved
Primarc Chambers | BLOCK | Wood Work |  | WO/PCH/PC01/61 | B. S. Furniture | Hardware Fixing | Hardware Fixing | Nos. | 0 | 370 | Approved
Primarc Chambers | BLOCK | Wood Work |  | WO/PCH/PC01/61 | B. S. Furniture | Groove Polish | Groove Polish | Rft | 0 | 25 | Approved
Primarc Chambers | BLOCK | Wood Work |  | WO/PCH/PC01/61 | B. S. Furniture | Door Bidding Fixing & Polishing(40mmX6mm) | Door Bidding Fixing & Polishing(40mmX6mm) | Rft | 0 | 40 | Approved
Primarc Chambers | BLOCK | Wood Work |  | WO/PCH/PC01/61 | B. S. Furniture | Door Shutter Fixing as per direction of EIC. | "Labour charges for lifting, carrying and fixing of Flush Door Shutters including fixing of Laminates at the front side and back side of the shutter, door bidding(40mmX6mm) including polish, door closure, handle, al. louver, door catcher, dead lock and all other accessaries as per drawing along with supply of ss screw,pvc gutkha,nails, muskin tape and fevicol as necessary for entire work, cleaning the work area, shifting all the debris/wastes to a designated place at ground floor level, at all level as per approved drawing and direction of Engineer in charge. (Wooden Flush door shutter, door bidding, vision glass, all hardwares as mentioned above including hinges, Laminate, will be supplied by client free of cost and on reconciliation basis) Screwing on Hinges must be done by machine, not manually. Door Marked D4-(790mm×2340mm, 40mm thk.)" |  | 0 | 0 | Approved
Primarc Chambers | BLOCK | Wood Work |  | WO/PCH/PC01/61 | B. S. Furniture | Door Shutter Fixing | Door Shutter Fixing | Nos. | 3 | 600 | Approved
Primarc Chambers | BLOCK | Wood Work |  | WO/PCH/PC01/61 | B. S. Furniture | Laminate Pasting | Laminate Pasting | Nos. | 3 | 1620 | Approved
Primarc Chambers | BLOCK | Wood Work |  | WO/PCH/PC01/61 | B. S. Furniture | Hardware Fixing | Hardware Fixing | Nos. | 3 | 370 | Approved
Primarc Chambers | BLOCK | Wood Work |  | WO/PCH/PC01/61 | B. S. Furniture | Door Bidding Fixing & Polishing(40mmX6mm) | Door Bidding Fixing & Polishing(40mmX6mm) | Rft | 61.6 | 40 | Approved
Primarc Chambers | BLOCK | Wood Work |  | WO/PCH/PC01/61 | B. S. Furniture | Door Shutter Fixing as per direction of EIC. | "Labour charges for lifting, carrying and fixing of Flush Door Shutters including fixing of Laminates with 1x1mm groove at the front side and back side of the shutter, door bidding(40mmX6mm) including polish, door closure, handle, al. louver, dead lock and other accessaries as per drawing along with supply of ss screw,pvc gutkha,nails, muskin tape and fevicol as necessary for entire work, cleaning the work area, shifting all the debris/wastes to a designated place at ground floor level, at all level as per approved drawing and direction of Engineer in charge. (Wooden Flush door shutter, door bidding, all hardware as mentioned above including hinges, Laminate, will be supplied by client free of cost and on reconciliation basis) Screwing on Hinges must be done by machine, not manually. Door Marked D4'-(790mm×2040mm, 40mm thk.)" |  | 0 | 0 | Approved
Primarc Chambers | BLOCK | Wood Work |  | WO/PCH/PC01/61 | B. S. Furniture | Door Shutter Fixing | Door Shutter Fixing | Nos. | 3 | 480 | Approved
Primarc Chambers | BLOCK | Wood Work |  | WO/PCH/PC01/61 | B. S. Furniture | Laminate Pasting | Laminate Pasting | Nos. | 3 | 1620 | Approved
Primarc Chambers | BLOCK | Wood Work |  | WO/PCH/PC01/61 | B. S. Furniture | Hardware Fixing | Hardware Fixing | Nos. | 3 | 370 | Approved
Primarc Chambers | BLOCK | Wood Work |  | WO/PCH/PC01/61 | B. S. Furniture | Door Bidding Fixing & Polishing(40mmX6mm) | Door Bidding Fixing & Polishing(40mmX6mm) | Rft | 55.7 | 40 | Approved
Primarc Chambers | BLOCK | Wood Work |  | WO/PCH/PC01/61 | B. S. Furniture | Loading and Unloading | Charges for loading - unloading, transportation, hire charges for machinery as per direction of Engineer-in-Charge | Lump Sum | 1 | 32592.48 | Approved
Primarc Chambers | BLOCK | Electrical | DG Cost | WO/PCH/PC01/62 | S.S.Electricals | Exhaust System | Charges for Supply & Erection of Exhaust Piping of following sizes MS B Class pipes conforming to IS:3589 with welding joint including rain cap, bends, clamps, dash fastener, flanges, nuts, bolts, Pollution Testing provision etc., all complete as required and as per the specifications detailed including two coats of red oxide primer paint & two coats of heat resistant paint & as per the direction of EIC. |  | 0 | 0 | Approved
Primarc Chambers | BLOCK | Electrical | DG Cost | WO/PCH/PC01/62 | S.S.Electricals | 10" dia. (250mm NB), MS Exhaust Pipe | 10" dia. (250mm NB), MS Exhaust Pipe | RMT | 18 | 4000 | Approved
Primarc Chambers | BLOCK | Electrical | DG Cost | WO/PCH/PC01/62 | S.S.Electricals | 50mm Thick Glasswool/Mineral Wool | Charges for Supply & Erection of 50mm thick Glaswool/Mineral Wool, wire chicken mesh over insulation and 26 gauge aluminium sheet cladding over the following size of exhaust pipes from silencer to atmosphere all finishes and complete including all materials, tools & tackles and labours at any height and level as per the specification and requirement and as directed by the EIC |  | 0 | 0 | Approved
Primarc Chambers | BLOCK | Electrical | DG Cost | WO/PCH/PC01/62 | S.S.Electricals | 10" dia. (250mm NB), MS Exhaust Pipe | 10" dia. (250mm NB), MS Exhaust Pipe | RMT | 18 | 2000 | Approved
Primarc Chambers | BLOCK | Electrical | DG Cost | WO/PCH/PC01/62 | S.S.Electricals | MS Support Structure | Charges for Supply and Installation of MS Support Structure all finishes and complete including all materials, tools & tackles and labours at any height and level as per the specification and requirement and as directed by the EIC. The MS Structure will be duly coated with two coats of red oxide primer and two coats of epoxy paint(Grey/Aluminium/Black) | Kg | 1457.3 | 120 | Approved
Primarc Chambers | BLOCK | Electrical | DG Cost | WO/PCH/PC01/62 | S.S.Electricals | Aluminium Cladding | Charges for Supply & Installation of Aluminium Cladding for residential silencers with Mineral Wool 50mm thick, density 64kg/cu. mtr., wire mesh and 24 gauge aluminium cladding all finishes and complete including all materials, tools & tackles and labours at any height and level as per the specification and requirement and as directed by the EIC. | Nos. | 2 | 6500 | Approved
Primarc Chambers | BLOCK | Electrical | DG Cost | WO/PCH/PC01/62 | S.S.Electricals | SS Flexible Bellows | Charges for Supply & Installation of 10" dia. (250mm NB), complete with counter flanges, heat resistant gasket, nuts-bolts-washers etc., all finishes and complete including all materials, tools & tackles and labours at any height and level as per the specification and requirement and as directed by the EIC. | Nos. | 2 | 12000 | Approved
Primarc Chambers | BLOCK | Electrical |  |  |  | Fuel System | Charges for Supply & Erection of Fuel Pipe including all fittings like valves, tee, elbows etc., all finishes and complete including all materials, tools & tackles and labours at any height and level as per the specification and requirement and as directed by the EIC. | Mtrs. |  |  | Approved
Primarc Chambers | BLOCK | Electrical | DG Cost | WO/PCH/PC01/62 | S.S.Electricals | Fuel System | Charges for Supply & Erection of Fuel Pipe including all fittings like valves, tee, elbows etc., all finishes and complete including all materials, tools & tackles and labours at any height and level as per the specification and requirement and as directed by the EIC. | Mtrs. | 16.8 | 575 | Approved
AARANYA | COMMON INFRASTRUCTURE | Consultancy Charges | OTHER CONSLUTANTS | WO/PKB/PKB2/8 | ENSIMULATED SOLUTIONS LLP | Consultancy charges | Consultancy charges for Green Building Certification for our G+21 storied residential building project premises at Kasba, Kolkata for Gold Rating from IGBC. (Detail Scope of work as mentioned in ANNEXURE-I) Fees are excluding IGBC registration, pre-certification, and certification fees. | Lump Sum | 1 | 475000 | Amended & Approved
The Ramdulari | PRE-CONSTRUCTION PHASE | Mechanical Equipment |  | WO/RP/RP01/46 | Jaypee India Limited | Periodic Checkup of Passanger Hoist | Service charges for Machine's Health check-up per visit per machine @ Every 4 Months Interval and as per direction of EIC. | Nos | 3 | 5000 | Approved
SOUTHWINDS PROJECT LLP (PHASE - III & IV) | OVERHEAD PHASE - III & IV | In-house labour |  | WO/SP34/OP34/32 | Balaji Enterprise | Unskilled Labour - 1st July'2024 to 31st Dec'2024 | Charges of Unskilled Labour for misc. work as per direction of EIC. Time Period: 1st July'2024 to 31st Dec'2024 |  | 0 | 0 | Amended & Approved
SOUTHWINDS PROJECT LLP (PHASE - III & IV) | OVERHEAD PHASE - III & IV | In-house labour |  | WO/SP34/OP34/32 | Balaji Enterprise | Unskilled Labour . Time Period: 1st July'2024 to 31st July'2024 | Charges of Unskilled Labour for Misc Work as per direction of EIC. Time Period: 1st July'2024 to 31st July'2024 | Nos | 310 | 460 | Approved
SOUTHWINDS PROJECT LLP (PHASE - III & IV) | OVERHEAD PHASE - III & IV | In-house labour |  | WO/SP34/OP34/32 | Balaji Enterprise | Loading - Unloading | Charges for Loading - Unloading, transportation, hire charges for machinery work as per direction of Engineer-in-Charge. Time Period: 1st July'2024 to 31st July'2024 | Nos | 310 | 27.6 | Approved
SOUTHWINDS PROJECT LLP (PHASE - III & IV) | OVERHEAD PHASE - III & IV | In-house labour |  | WO/SP34/OP34/32 | Balaji Enterprise | Unskilled Labour. Time Period: 1st Aug'2024 to 31st Aug'2024 | Charges of Unskilled Labour for Misc Work as per direction of EIC. Time Period: 1st Aug'2024 to 31st Aug'2024 | Nos | 310 | 460 | Approved
SOUTHWINDS PROJECT LLP (PHASE - III & IV) | OVERHEAD PHASE - III & IV | In-house labour |  | WO/SP34/OP34/32 | Balaji Enterprise | Loading - Unloading | Charges for Loading - Unloading, transportation, hire charges for machinery work as per direction of Engineer-in-Charge. Time Period: 1st Aug'2024 to 31st Aug'2024 | Nos | 310 | 27.6 | Approved
SOUTHWINDS PROJECT LLP (PHASE - III & IV) | OVERHEAD PHASE - III & IV | In-house labour |  | WO/SP34/OP34/32 | Balaji Enterprise | Unskilled Labour. Time Period: 1st Sept'2024 to 30th Sept'2024 | Charges of Unskilled Labour for Misc Work as per direction of EIC. Time Period: 1st Sept'2024 to 30th Sept'2024 | Nos | 300 | 460 | Approved
SOUTHWINDS PROJECT LLP (PHASE - III & IV) | OVERHEAD PHASE - III & IV | In-house labour |  | WO/SP34/OP34/32 | Balaji Enterprise | Loading - Unloading | Charges for Loading - Unloading, transportation, hire charges for machinery work as per direction of Engineer-in-Charge. Time Period: 1st Sept'2024 to 30th Sept'2024 | Nos | 300 | 27.6 | Approved
SOUTHWINDS PROJECT LLP (PHASE - III & IV) | OVERHEAD PHASE - III & IV | In-house labour |  | WO/SP34/OP34/32 | Balaji Enterprise | Unskilled Labour. Time Period: 1st Oct'2024 to 31st Oct'2024 | Charges of Unskilled Labour for Misc Work as per direction of EIC. Time Period: 1st Oct'2024 to 31st Oct'2024 | Nos | 310 | 460 | Approved
SOUTHWINDS PROJECT LLP (PHASE - III & IV) | OVERHEAD PHASE - III & IV | In-house labour |  | WO/SP34/OP34/32 | Balaji Enterprise | Loading - Unloading | Charges for Loading - Unloading, transportation, hire charges for machinery work as per direction of Engineer-in-Charge. Time Period: 1st Oct'2024 to 31st Oct'2024 | Nos | 310 | 27.6 | Approved
SOUTHWINDS PROJECT LLP (PHASE - III & IV) | OVERHEAD PHASE - III & IV | In-house labour |  | WO/SP34/OP34/32 | Balaji Enterprise | Unskilled Labour. Time Period: 1st Nov'2024 to 30th Nov'2024 | Charges of Unskilled Labour for Misc Work as per direction of EIC. Time Period: 1st Nov'2024 to 30th Nov'2024 | Nos | 300 | 460 | Approved
SOUTHWINDS PROJECT LLP (PHASE - III & IV) | OVERHEAD PHASE - III & IV | In-house labour |  | WO/SP34/OP34/32 | Balaji Enterprise | Loading - Unloading | Charges for Loading - Unloading, transportation, hire charges for machinery work as per direction of Engineer-in-Charge. Time Period: 1st Nov'2024 to 30th Nov'2024 | Nos | 300 | 27.6 | Approved
SOUTHWINDS PROJECT LLP (PHASE - III & IV) | OVERHEAD PHASE - III & IV | In-house labour |  | WO/SP34/OP34/32 | Balaji Enterprise | Unskilled Labour. Time Period: 1st Dec'2024 to 31st Dec'2024 | Charges of Unskilled Labour for Misc Work as per direction of EIC. Time Period: 1st Dec'2024 to 31st Dec'2024 | Nos | 310 | 480 | Approved
SOUTHWINDS PROJECT LLP (PHASE - III & IV) | OVERHEAD PHASE - III & IV | In-house labour |  | WO/SP34/OP34/32 | Balaji Enterprise | Loading - Unloading | Charges for Loading - Unloading, transportation, hire charges for machinery work as per direction of Engineer-in-Charge. Time Period: 1st Dec'2024 to 31st Dec'2024 | Nos | 310 | 28.8 | Approved
The Ramdulari | BLOCK | Lift |  | WO/RP/RP02/30 | Otis Elevator Company (India) Limited | Differential Cost For Landing Doors Finish for Passenger Lift | Charges of Differential Cost For 48 numbers Landing doors and (250 mm) Wide Jamb J201 - Stainless Steel Rose Gold finish for 2 Nos Passenger lift as per BOQ and direction of EIC. | Nos | 48 | 55000 | Amended & Approved
The Ramdulari | PRE-CONSTRUCTION PHASE | Site Office | Plumbing Work | WO/RP/RP01/47 | MOHINI HIGHTECH MOTOR STORES | Pump repairing Work -5.0 HP Pump | 5 HP Pump Repairing Job with Following Spares. 1) Re-winding motor with supply of wire. 2) Upper & Lower Bearing Change. 3) Upper & Lower "O" Ring Changes. 4) Stuck Nuts and Bolts change 5)Seal Change. 6) Transportation Charges. | Lump Sum | 1 | 15000 | Approved
The Ramdulari | BLOCK | Lift |  | WO/RP/RP02/40 | FORMS AND SURFACES INDIA PRIVATE LIMITED | Charges for lift Interior Work | Charges for Lift interior work as per BOQ & direction of EIC. |  | 0 | 0 | Approved
The Ramdulari | BLOCK | Lift |  | WO/RP/RP02/40 | FORMS AND SURFACES INDIA PRIVATE LIMITED | 3Walls (Rear +Side Wall) | Providing charges of Rear Wal1 and Side Wall-1 & Side Wall 2 with approved material and drawing as per BOQ & direction of EIC.(Rate including all required materials, labours, tools & tackles and necessary arrangements for the work.) Detail specification attached in Annexure-I Location:-2 Nos Passenger Lift | Nos | 2 | 449501 | Approved
SOUTHWINDS PROJECT LLP (PHASE - III & IV) | PRE-CONSTRUCTION PHASE - III & IV | Plumbing/Sanitory |  | WO/SP34/PC34/61 | MOHINI HIGHTECH MOTOR STORES | Sump Pump repairing Work -1.0 HP Sump Pump | 1.0 HP Sump Pump Repairing Job with Following Spares. 1) Re-winding motor with supply of wire. 2) Mechanical Seal Change. 3) Upper & Lower Bearing Change. | Lump Sum | 1 | 9000 | Approved
The Ramdulari | BLOCK | Lift |  | WO/RP/RP02/40 | FORMS AND SURFACES INDIA PRIVATE LIMITED | Ceiling | Providing charges of Stainless Steel 1500mmx1400mm (6 Nos Panel )in Lift Ceiling. Work will be as per approved material, drawing, design, direction of engineer-in-charge.(.(Rate including all required materials, labours, tools & tackles and necessary arrangements for the work.) Detail specification attached in Annexure-I Location: -2 Nos Passenger Lift | Nos | 2 | 116212 | Approved
The Ramdulari | BLOCK | Lift |  | WO/RP/RP02/40 | FORMS AND SURFACES INDIA PRIVATE LIMITED | HandRail | Providing charges of 38mm Tubular Handrail in the Rear wall of the Lift . Work will be as per approved material, drawing, design, direction of engineer-in-charge.(.(Rate including all required materials, labours, tools & tackles and necessary arrangements for the work.) Detail specification attached in Annexure-I Location: -2 Nos Passenger Lift | Nos | 2 | 10876 | Approved
SOUTHWINDS PROJECT LLP (PHASE - III & IV) | PRE-CONSTRUCTION PHASE - III & IV | Plumbing/Sanitory |  | WO/SP34/PC34/61 | MOHINI HIGHTECH MOTOR STORES | Sump Pump repairing Work -3.0 HP Sump Pump | 3.0 HP Sump Pump Repairing Job with Following Spares. 1) Re-winding motor with supply of wire. 2) Upper & Lower Bearing Change. 3) Mechanical Seal Change. 4) Rotor Change - Rotor Oiling and Machining. 5) Water Seal Change. 6) 'O' Ring Change. 7) Transformer Oil Change. | Lump Sum | 1 | 15000 | Approved
SOUTHWINDS PROJECT LLP (PHASE - III & IV) | PRE-CONSTRUCTION PHASE - III & IV | Plumbing/Sanitory |  | WO/SP34/PC34/61 | MOHINI HIGHTECH MOTOR STORES | Openwell Submersible Pump repairing Work -3HP Openwell Submersible Pump | 3HP Openwell Submersible Pump Repairing Job with Following Spares. 1) Re-winding motor with supply of wire. 2) Upper & Lower Rotor Bush Change and Rotor Grinding. 3) Thrust Plate and Thrust Bearing Change. 4) Neck Ring and Bush Change of Pump. 5) Water Seal Change. 6) Stuck, Nuts and Bolts Change. 7) Transportation Charges. | Lump Sum | 1 | 10000 | Approved
The Ramdulari | BLOCK | Lift |  | WO/RP/RP02/40 | FORMS AND SURFACES INDIA PRIVATE LIMITED | Card Door & Return Wall | Providing Car Door ,Return Wall & Transom with approved material and drawing as per BOQ & direction of EIC.(Rate including all required materials, labours, tools & tackles and necessary arrangements for the work.) Detail specification attached in Annexure-I Location:-2 Nos Passenger Lift | Nos | 2 | 104411 | Approved
The Ramdulari | BLOCK | Lift |  | WO/RP/RP02/40 | FORMS AND SURFACES INDIA PRIVATE LIMITED | Installation Charges | Installation charges of 3 Walls ,Ceilig ,Handrail ,Car Door , Return Wall & Transom as direction by EIC.Detail specification attached in Annexure-I Location:-2 Nos Passenger Lift | Nos | 2 | 64500 | Approved
The Ramdulari | BLOCK | Lift |  | WO/RP/RP02/40 | FORMS AND SURFACES INDIA PRIVATE LIMITED | Handling & Packaging | Handling & packaging Charges.Location:-2 Nos Passenger Lift | Nos | 2 | 20000 | Approved
The Ramdulari | BLOCK | Lift |  | WO/RP/RP02/40 | FORMS AND SURFACES INDIA PRIVATE LIMITED | Freight | Freight Chages up to Kolkata including unloading charges at site.Location:-2 Nos Passenger Lift | Nos | 2 | 34500 | Approved
The Ramdulari | BLOCK | Lift |  | WO/RP/RP02/40 | FORMS AND SURFACES INDIA PRIVATE LIMITED | Charges For Lift Landing Door & Jamb Cladding | Providing and Fixing Lift Landing Door and Door Jamb Cladding as per BOQ & direction of EIC. |  | 0 | 0 | Approved
The Ramdulari | BLOCK | Lift |  | WO/RP/RP02/40 | FORMS AND SURFACES INDIA PRIVATE LIMITED | Landing Door & Jamb Cladding | Providing charges of Lift Landing Door Shutter and Wide Jamb with approved material and drawing as per BOQ & direction of EIC.(Rate including all required materials, labours, tools & tackles and necessary arrangements for the work.) Detail specification attached in Annexure-I Location:-2 Nos Passenger Lift Ground Floor,1st Floor & Club 26th Floor | Nos | 12 | 52800 | Approved
The Ramdulari | BLOCK | Lift |  | WO/RP/RP02/40 | FORMS AND SURFACES INDIA PRIVATE LIMITED | Installation Charges | Installation Charges of Landing Door and Door Jamb as direction of EIC.Location:-2 Nos Passenger Lift Ground Floor,1st Floor & Club 26th Floor | Nos | 1 | 168000 | Approved
The Ramdulari | BLOCK | Lift |  | WO/RP/RP02/40 | FORMS AND SURFACES INDIA PRIVATE LIMITED | Handling & packaging | Handling & packaging Charges.Location:-2 Nos Passenger Lift Ground Floor,1st Floor & Club 26th Floor | Nos | 1 | 10000 | Approved
The Ramdulari | BLOCK | Lift |  | WO/RP/RP02/40 | FORMS AND SURFACES INDIA PRIVATE LIMITED | Freight | Freight Chages up to Kolkata including unloading charges at site.Location:-2 Nos Passenger Lift Ground Floor,1st Floor & Club 26th Floor | Nos | 1 | 21500 | Approved
The Soul, Rajarhat | BLOCK | Window and Glazing |  | WO/HR01/BOK01/206 | GLASTAL ENGINEERS PRIVATE LIMITED | Manpower for installation of hardware | Technician for installation of hardware per day on actual basis | Days | 0 | 1500 | Approved
The Soul, Rajarhat | BLOCK | Window and Glazing |  | WO/HR01/BOK01/206 | GLASTAL ENGINEERS PRIVATE LIMITED | Manpower for installation of hardware | Helper for installation of hardware per day on actual basis | Days | 0 | 900 | Approved
SOUTHWINDS PROJECT LLP (PHASE - III & IV) | MEP PHASE - IV | External Electrical | Electrical | WO/SP34/MW4/42 | M/s M Engineering | Installation, Testing & Commissioning of Lightning protection system at Block-14 & 15 | Installation, Testing & Commissioning of Lightning protection system at Block-14 & 15 |  | 0 |  | Approved
SOUTHWINDS PROJECT LLP (PHASE - III & IV) | MEP PHASE - IV | External Electrical | Electrical | WO/SP34/MW4/77 | M Engineering (BXKPH9323P) | Installation, Testing & Commissioning of Lightning protection system at Block-14 & 15 | Installation, Testing & Commissioning of Lightning protection system at Block-14 & 15 |  | 0 | 0 | Approved
SOUTHWINDS PROJECT LLP (PHASE - III & IV) | MEP PHASE - IV | External Electrical | Electrical | WO/SP34/MW4/42 | M/s M Engineering | Parallel Connectors for (500mm air terminal) | Installation, Testing & Commissioning of Parallel Connectors for (500mm air terminal) connecting two conductors in parallel manner. Material- StSt, with clamping range- Rd / Rd 7-10 mm & Complied as per Standard EN 62561-1. DEHN Part No. 306029 | Nos | 0 |  | Approved
SOUTHWINDS PROJECT LLP (PHASE - III & IV) | MEP PHASE - IV | External Electrical | Electrical | WO/SP34/MW4/77 | M Engineering (BXKPH9323P) | Parallel Connectors for (500mm air terminal) | Installation, Testing & Commissioning of Parallel Connectors for (500mm air terminal) connecting two conductors in parallel manner. Material- StSt, with clamping range- Rd / Rd 7-10 mm & Complied as per Standard EN 62561-1. DEHN Part No. 306029 | Nos | 40 | 132 | Approved
SOUTHWINDS PROJECT LLP (PHASE - III & IV) | MEP PHASE - IV | External Electrical | Electrical | WO/SP34/MW4/42 | M/s M Engineering | Air-termination rod having length- 1500 mm | Installation, Testing & Commissioning of Air-termination rod having length- 1500 mm of Material- AlMgSi of Diameter Ø 16/10 mm, chenfered on both ends& Complied as per Standard EN 62561-2. DEHN Part No. 103210 | Nos | 0 |  | Approved
SOUTHWINDS PROJECT LLP (PHASE - III & IV) | MEP PHASE - IV | External Electrical | Electrical | WO/SP34/MW4/77 | M Engineering (BXKPH9323P) | Air-termination rod having length- 1500 mm | Installation, Testing & Commissioning of Air-termination rod having length- 1500 mm of Material- AlMgSi of Diameter Ø 16/10 mm, chenfered on both ends& Complied as per Standard EN 62561-2. DEHN Part No. 103210 | Nos | 2 | 150 | Approved
SOUTHWINDS PROJECT LLP (PHASE - III & IV) | MEP PHASE - IV | External Electrical | Electrical | WO/SP34/MW4/77 | M Engineering (BXKPH9323P) | Air-termination rod having length- 2000 mm | Installation, Testing & Commissioning of Air-termination rod having length- 2000 mm of Material- AlMgSi of Diameter Ø 16 /10 mm, chenfered on both ends& Complied as per Standard EN 62561-2. DEHN Part No. 103220 | Nos | 4 | 200 | Approved
SOUTHWINDS PROJECT LLP (PHASE - III & IV) | MEP PHASE - IV | External Electrical | Electrical | WO/SP34/MW4/42 | M/s M Engineering | Air-termination rod having length- 2000 mm | Installation, Testing & Commissioning of Air-termination rod having length- 2000 mm of Material- AlMgSi of Diameter Ø 16 /10 mm, chenfered on both ends& Complied as per Standard EN 62561-2. DEHN Part No. 103220 | Nos | 0 |  | Approved
SOUTHWINDS PROJECT LLP (PHASE - III & IV) | MEP PHASE - IV | External Electrical | Electrical | WO/SP34/MW4/42 | M/s M Engineering | Side Wall Clamp for 2.5 mtr air terminal | Installation, Testing & Commissioning of Side Wall Clamp for 2.5 mtr air terminal, Materials-StSt 304, Clamping range-16/10. DIA Part No. 035004 | Nos | 0 |  | Approved
SOUTHWINDS PROJECT LLP (PHASE - III & IV) | MEP PHASE - IV | External Electrical | Electrical | WO/SP34/MW4/77 | M Engineering (BXKPH9323P) | Side Wall Clamp for 2.5 mtr air terminal | Installation, Testing & Commissioning of Side Wall Clamp for 2.5 mtr air terminal, Materials-StSt 304, Clamping range-16/10. DIA Part No. 035004 | Nos | 12 | 70 | Approved
SOUTHWINDS PROJECT LLP (PHASE - III & IV) | MEP PHASE - IV | External Electrical | Electrical | WO/SP34/MW4/42 | M/s M Engineering | Air-termination rod clamps | Installation, Testing & Commissioning of Air-termination rod clamps for connecting air-termination rods with one or two conductors. Material of clamp Al, with clamping range of air-termination rod 16 mm and Clamping range of conductor Rd 2x 8-10 mm, & Complied as per Standard EN 62561-1. DEHN Part No. 380116 | Nos | 0 |  | Approved
SOUTHWINDS PROJECT LLP (PHASE - III & IV) | MEP PHASE - IV | External Electrical | Electrical | WO/SP34/MW4/77 | M Engineering (BXKPH9323P) | Air-termination rod clamps | Installation, Testing & Commissioning of Air-termination rod clamps for connecting air-termination rods with one or two conductors. Material of clamp Al, with clamping range of air-termination rod 16 mm and Clamping range of conductor Rd 2x 8-10 mm, & Complied as per Standard EN 62561-1. DEHN Part No. 380116 | Nos | 6 | 87 | Approved
SOUTHWINDS PROJECT LLP (PHASE - III & IV) | MEP PHASE - IV | External Electrical | Electrical | WO/SP34/MW4/42 | M/s M Engineering | Universal connector | Installation, Testing & Commissioning of Universal connector of Material- StSt, with clamping range- 8-10mm, with truss head screw M10x35 mm & Complied as per Standard EN 62561-1., DEHN Part No. 315119 | Nos | 0 |  | Approved
SOUTHWINDS PROJECT LLP (PHASE - III & IV) | MEP PHASE - IV | External Electrical | Electrical | WO/SP34/MW4/77 | M Engineering (BXKPH9323P) | Universal connector | Installation, Testing & Commissioning of Universal connector of Material- StSt, with clamping range- 8-10mm, with truss head screw M10x35 mm & Complied as per Standard EN 62561-1., DEHN Part No. 315119 | Nos | 73 | 87 | Approved
SOUTHWINDS PROJECT LLP (PHASE - III & IV) | MEP PHASE - IV | External Electrical | Electrical | WO/SP34/MW4/42 | M/s M Engineering | Roof Conductor of Diameter Ø- 8 mm | Installation, Testing & Commissioning of Roof Conductor of Diameter Ø- 8 mm, Cross-section- 50 mm2, of Material- AlMgSi & Complied as per Standard EN 62561-2., Dehn Part No. 840008 | Mtrs. | 0 |  | Approved
SOUTHWINDS PROJECT LLP (PHASE - III & IV) | MEP PHASE - IV | External Electrical | Electrical | WO/SP34/MW4/77 | M Engineering (BXKPH9323P) | Roof Conductor of Diameter Ø- 8 mm | Installation, Testing & Commissioning of Roof Conductor of Diameter Ø- 8 mm, Cross-section- 50 mm2, of Material- AlMgSi & Complied as per Standard EN 62561-2., Dehn Part No. 840008 | Mtrs. | 803.75 | 55 | Approved
SOUTHWINDS PROJECT LLP (PHASE - III & IV) | MEP PHASE - IV | External Electrical | Electrical | WO/SP34/MW4/42 | M/s M Engineering | Conductor holder for Parapet wall/Side wall | Installation, Testing & Commissioning of Conductor holder for Parapet wall/Side wall Having height-16mm thread of conductor holdert -M8, Material of conductor holder - SS, conductor leading-loose,Conductor holder support Rd 8 mm with acssessories screw and Gitty, Material SS (M5 x 50mm). Dehn Part No. 204002 + DIA part no. 036006 | Nos | 0 |  | Approved
SOUTHWINDS PROJECT LLP (PHASE - III & IV) | MEP PHASE - IV | External Electrical | Electrical | WO/SP34/MW4/77 | M Engineering (BXKPH9323P) | Conductor holder for Parapet wall/Side wall | Installation, Testing & Commissioning of Conductor holder for Parapet wall/Side wall Having height-16mm thread of conductor holdert -M8, Material of conductor holder - SS, conductor leading-loose,Conductor holder support Rd 8 mm with acssessories screw and Gitty, Material SS (M5 x 50mm). Dehn Part No. 204002 + DIA part no. 036006 | Nos | 1113 | 26 | Approved
SOUTHWINDS PROJECT LLP (PHASE - III & IV) | MEP PHASE - IV | External Electrical | Electrical | WO/SP34/MW4/42 | M/s M Engineering | Clamp to Connection of round and flat conductors | Installation, Testing & Commissioning of Clamp to Connection of round and flat conductors to fixed earthing terminals with threadM10/M12. Dehn Part No. 478129 | Nos | 0 |  | Approved
SOUTHWINDS PROJECT LLP (PHASE - III & IV) | MEP PHASE - IV | External Electrical | Electrical | WO/SP34/MW4/77 | M Engineering (BXKPH9323P) | Clamp to Connection of round and flat conductors | Installation, Testing & Commissioning of Clamp to Connection of round and flat conductors to fixed earthing terminals with threadM10/M12. Dehn Part No. 478129 | Nos | 31 | 200 | Approved
SOUTHWINDS PROJECT LLP (PHASE - III & IV) | MEP PHASE - IV | External Electrical | Electrical | WO/SP34/MW4/42 | M/s M Engineering | GI flat (25x6mm) Strip | Installation, Testing & Commissioning of GI flat (25x6mm) Strip. Having width- 25mm, Thickness- 6mm, Material- Hot dipped Galvanized Iron, Cross Section- 150 mm2 Coating thickness- Avg. 70 microns. & Complied as per IEC 62561-2., DIA Part No. 021004 | Mtrs. | 0 |  | Approved
SOUTHWINDS PROJECT LLP (PHASE - III & IV) | MEP PHASE - IV | External Electrical | Electrical | WO/SP34/MW4/77 | M Engineering (BXKPH9323P) | GI flat (25x6mm) Strip | Installation, Testing & Commissioning of GI flat (25x6mm) Strip. Having width- 25mm, Thickness- 6mm, Material- Hot dipped Galvanized Iron, Cross Section- 150 mm2 Coating thickness- Avg. 70 microns. & Complied as per IEC 62561-2., DIA Part No. 021004 | Mtrs. | 155 | 74 | Approved
SOUTHWINDS PROJECT LLP (PHASE - III & IV) | MEP PHASE - IV | External Electrical | Electrical | WO/SP34/MW4/42 | M/s M Engineering | GI strip holder | Installation, Testing & Commissioning of GI strip holder of materials -DOW moulded compound, having height-19mm,Slot Size- 26x6 mm. DIA Part No. 055002 | Nos | 0 |  | Approved
SOUTHWINDS PROJECT LLP (PHASE - III & IV) | MEP PHASE - IV | External Electrical | Electrical | WO/SP34/MW4/77 | M Engineering (BXKPH9323P) | GI strip holder | Installation, Testing & Commissioning of GI strip holder of materials -DOW moulded compound, having height-19mm,Slot Size- 26x6 mm. DIA Part No. 055002 | Nos | 62 | 35 | Approved
SOUTHWINDS PROJECT LLP (PHASE - III & IV) | MEP PHASE - IV | External Electrical | Electrical | WO/SP34/MW4/42 | M/s M Engineering | Copper bonded rod | Installation, Testing & Commissioning of Copper bonded rod with Low carbon steel, high tensile strength copper bonded rod with min 254 microns of copper plating, UL listed with company name marked on rod. Diameter- 17.2 mm, Length- 3 meters, Material- Copper Bonded, Coating thickness- 250 microns, min, Approvals- Tested acc. IEC / EN 62561-2, UL 467., DIA Part No. 062173 | Nos | 0 |  | Approved
SOUTHWINDS PROJECT LLP (PHASE - III & IV) | MEP PHASE - IV | External Electrical | Electrical | WO/SP34/MW4/77 | M Engineering (BXKPH9323P) | Copper bonded rod | Installation, Testing & Commissioning of Copper bonded rod with Low carbon steel, high tensile strength copper bonded rod with min 254 microns of copper plating, UL listed with company name marked on rod. Diameter- 17.2 mm, Length- 3 meters, Material- Copper Bonded, Coating thickness- 250 microns, min, Approvals- Tested acc. IEC / EN 62561-2, UL 467., DIA Part No. 062173 | Nos | 31 | 873 | Approved
SOUTHWINDS PROJECT LLP (PHASE - III & IV) | MEP PHASE - IV | External Electrical | Electrical | WO/SP34/MW4/42 | M/s M Engineering | 20kg backfilled compound | Installation, Testing & Commissioning of 20kg backfilled compound - meterial carbon based backfill/earthing compound , Fulgurite formation test at direct lightning (10/350 µm), lightning long duration test at 1000C No fulgurities/pass. Environmentally friendly ROHS certified,Resistivity <0.12 ΩM, Complying standard IEC 62561-7, testing approvals certified from NABL Accredited Laboratories. DIA Part No 573011 | Nos | 0 |  | Approved
SOUTHWINDS PROJECT LLP (PHASE - III & IV) | MEP PHASE - IV | External Electrical | Electrical | WO/SP34/MW4/77 | M Engineering (BXKPH9323P) | 20kg backfilled compound | Installation, Testing & Commissioning of 20kg backfilled compound - meterial carbon based backfill/earthing compound , Fulgurite formation test at direct lightning (10/350 µm), lightning long duration test at 1000C No fulgurities/pass. Environmentally friendly ROHS certified,Resistivity <0.12 ΩM, Complying standard IEC 62561-7, testing approvals certified from NABL Accredited Laboratories. DIA Part No 573011 | Nos | 31 | 600 | Approved
SOUTHWINDS PROJECT LLP (PHASE - III & IV) | MEP PHASE - IV | External Electrical | Electrical | WO/SP34/MW4/42 | M/s M Engineering | StSt 316 grade clamp to terminate the load on earth electrode. | Installation, Testing & Commissioning of StSt 316 grade clamp to terminate the load on earth electrode. Dimension- 160x35x3 mm., DIA Part No. 035001 | Nos | 0 |  | Approved
SOUTHWINDS PROJECT LLP (PHASE - III & IV) | MEP PHASE - IV | External Electrical | Electrical | WO/SP34/MW4/77 | M Engineering (BXKPH9323P) | StSt 316 grade clamp to terminate the load on earth electrode. | Installation, Testing & Commissioning of StSt 316 grade clamp to terminate the load on earth electrode. Dimension- 160x35x3 mm., DIA Part No. 035001 | Nos | 31 | 200 | Approved
SOUTHWINDS PROJECT LLP (PHASE - III & IV) | MEP PHASE - IV | External Electrical | Electrical | WO/SP34/MW4/42 | M/s M Engineering | Poly plastic pit cover | Installation, Testing & Commissioning of Poly plastic pit cover of material- Polymer Body & Cover, Product Code- HEP, Dimensions- 308 mm (L) x 308 mm (W) X 214 mm (H), Weight 2.5 kg (5.50 LBS)., DIA Part No. 057006 | Nos | 0 |  | Approved
SOUTHWINDS PROJECT LLP (PHASE - III & IV) | MEP PHASE - IV | External Electrical | Electrical | WO/SP34/MW4/77 | M Engineering (BXKPH9323P) | Poly plastic pit cover | Installation, Testing & Commissioning of Poly plastic pit cover of material- Polymer Body & Cover, Product Code- HEP, Dimensions- 308 mm (L) x 308 mm (W) X 214 mm (H), Weight 2.5 kg (5.50 LBS)., DIA Part No. 057006 | Nos | 31 | 400 | Approved
SOUTHWINDS PROJECT LLP (PHASE - III & IV) | MEP PHASE - IV | External Electrical | Electrical | WO/SP34/MW4/42 | M/s M Engineering | GI flat (25x6mm) Strip. | Installation, Testing & Commissioning of GI flat (25x6mm) Strip. Having width- 25mm, Thickness- 6mm, Material- Hot dipped Galvanized Iron, Cross Section- 150 mm2 Coating thickness- Avg. 70 microns. & Complied as per IEC 62561-2. (for Interconnecting Earth Pits), DIA Part No. 021004 | Mtrs. | 0 |  | Approved
SOUTHWINDS PROJECT LLP (PHASE - III & IV) | MEP PHASE - IV | External Electrical | Electrical | WO/SP34/MW4/77 | M Engineering (BXKPH9323P) | GI flat (25x6mm) Strip. | Installation, Testing & Commissioning of GI flat (25x6mm) Strip. Having width- 25mm, Thickness- 6mm, Material- Hot dipped Galvanized Iron, Cross Section- 150 mm2 Coating thickness- Avg. 70 microns. & Complied as per IEC 62561-2. (for Interconnecting Earth Pits), DIA Part No. 021004 | Mtrs. | 437.8 | 74 | Approved
SOUTHWINDS PROJECT LLP (PHASE - III & IV) | MEP PHASE - IV | External Electrical | Electrical | WO/SP34/MW4/43 | M/s M Engineering | Installation, Testing & Commissioning of Lightning protection system at Block-13 & 16 | Installation, Testing & Commissioning of Lightning protection system at Block-13 & 16 |  | 0 |  | Approved
SOUTHWINDS PROJECT LLP (PHASE - III & IV) | MEP PHASE - IV | External Electrical | Electrical | WO/SP34/MW4/78 | M Engineering (BXKPH9323P) | Installation, Testing & Commissioning of Lightning protection system at Block-13 & 16 | Installation, Testing & Commissioning of Lightning protection system at Block-13 & 16 |  | 0 | 0 | Approved
SOUTHWINDS PROJECT LLP (PHASE - III & IV) | MEP PHASE - IV | External Electrical | Electrical | WO/SP34/MW4/43 | M/s M Engineering | Parallel Connectors for (500mm air terminal) | Installation, Testing & Commissioning of Parallel Connectors for (500mm air terminal) connecting two conductors in parallel manner. Material- StSt, with clamping range- Rd / Rd 7-10 mm & Complied as per Standard EN 62561-1. DEHN Part No. 306029 | Nos | 0 |  | Approved
SOUTHWINDS PROJECT LLP (PHASE - III & IV) | MEP PHASE - IV | External Electrical | Electrical | WO/SP34/MW4/78 | M Engineering (BXKPH9323P) | Parallel Connectors for (500mm air terminal) | Installation, Testing & Commissioning of Parallel Connectors for (500mm air terminal) connecting two conductors in parallel manner. Material- StSt, with clamping range- Rd / Rd 7-10 mm & Complied as per Standard EN 62561-1. DEHN Part No. 306029 | Nos | 18 | 132 | Approved
SOUTHWINDS PROJECT LLP (PHASE - III & IV) | MEP PHASE - IV | External Electrical | Electrical | WO/SP34/MW4/43 | M/s M Engineering | Air-termination rod having length- 2000 mm | Installation, Testing & Commissioning of Air-termination rod having length- 2000 mm of Material- AlMgSi of Diameter Ø 16 mm, chenfered on both ends& Complied as per Standard EN 62561-2. DEHN Part No. 103220 | Nos | 0 |  | Approved
SOUTHWINDS PROJECT LLP (PHASE - III & IV) | MEP PHASE - IV | External Electrical | Electrical | WO/SP34/MW4/78 | M Engineering (BXKPH9323P) | Air-termination rod having length- 2000 mm | Installation, Testing & Commissioning of Air-termination rod having length- 2000 mm of Material- AlMgSi of Diameter Ø 16 mm, chenfered on both ends& Complied as per Standard EN 62561-2. DEHN Part No. 103220 | Nos | 4 | 200 | Approved
SOUTHWINDS PROJECT LLP (PHASE - III & IV) | MEP PHASE - IV | External Electrical | Electrical | WO/SP34/MW4/43 | M/s M Engineering | Air-termination rod having length- 3000 | Installation, Testing & Commissioning of Air-termination rod having length- 3000 mm of Material- AlMgSi of Diameter Ø 16 /10 mm, chenfered on both ends& Complied as per Standard EN 62561-2. DEHN Part No. 103240 | Nos | 0 |  | Approved
SOUTHWINDS PROJECT LLP (PHASE - III & IV) | MEP PHASE - IV | External Electrical | Electrical | WO/SP34/MW4/78 | M Engineering (BXKPH9323P) | Air-termination rod having length- 3000 | Installation, Testing & Commissioning of Air-termination rod having length- 3000 mm of Material- AlMgSi of Diameter Ø 16 /10 mm, chenfered on both ends& Complied as per Standard EN 62561-2. DEHN Part No. 103240 | Nos | 6 | 300 | Approved
SOUTHWINDS PROJECT LLP (PHASE - III & IV) | MEP PHASE - IV | External Electrical | Electrical | WO/SP34/MW4/43 | M/s M Engineering | Side Wall Clamp for 2.5 mtr air terminal | Installation, Testing & Commissioning of Side Wall Clamp for 2.5 mtr air terminal, Materials-StSt 304, Clamping range-16/10. DIA Part No. 035004 | Nos | 0 |  | Approved
SOUTHWINDS PROJECT LLP (PHASE - III & IV) | MEP PHASE - IV | External Electrical | Electrical | WO/SP34/MW4/78 | M Engineering (BXKPH9323P) | Side Wall Clamp for 2.5 mtr air terminal | Installation, Testing & Commissioning of Side Wall Clamp for 2.5 mtr air terminal, Materials-StSt 304, Clamping range-16/10. DIA Part No. 035004 | Nos | 26 | 70 | Approved
SOUTHWINDS PROJECT LLP (PHASE - III & IV) | MEP PHASE - IV | External Electrical | Electrical | WO/SP34/MW4/43 | M/s M Engineering | Air-termination rod clamps | Installation, Testing & Commissioning of Air-termination rod clamps for connecting air-termination rods with one or two conductors. Material of clamp Al, with clamping range of air-termination rod 16 mm and Clamping range of conductor Rd 2x 8-10 mm, & Complied as per Standard EN 62561-1. DEHN Part No. 380116 | Nos | 0 |  | Approved
SOUTHWINDS PROJECT LLP (PHASE - III & IV) | MEP PHASE - IV | External Electrical | Electrical | WO/SP34/MW4/78 | M Engineering (BXKPH9323P) | Air-termination rod clamps | Installation, Testing & Commissioning of Air-termination rod clamps for connecting air-termination rods with one or two conductors. Material of clamp Al, with clamping range of air-termination rod 16 mm and Clamping range of conductor Rd 2x 8-10 mm, & Complied as per Standard EN 62561-1. DEHN Part No. 380116 | Nos | 10 | 87 | Approved
SOUTHWINDS PROJECT LLP (PHASE - III & IV) | MEP PHASE - IV | External Electrical | Electrical | WO/SP34/MW4/43 | M/s M Engineering | Universal connector of Material- StSt | Installation, Testing & Commissioning of Universal connector of Material- StSt, with clamping range- 8-10mm, with truss head screw M10x35 mm & Complied as per Standard EN 62561-1., DEHN Part No. 315119 | Nos | 0 |  | Approved
SOUTHWINDS PROJECT LLP (PHASE - III & IV) | MEP PHASE - IV | External Electrical | Electrical | WO/SP34/MW4/78 | M Engineering (BXKPH9323P) | Universal connector of Material- StSt | Installation, Testing & Commissioning of Universal connector of Material- StSt, with clamping range- 8-10mm, with truss head screw M10x35 mm & Complied as per Standard EN 62561-1., DEHN Part No. 315119 | Nos | 61 | 87 | Approved
SOUTHWINDS PROJECT LLP (PHASE - III & IV) | MEP PHASE - IV | External Electrical | Electrical | WO/SP34/MW4/43 | M/s M Engineering | Roof Conductor of Diameter Ø- 8 mm | Installation, Testing & Commissioning of Roof Conductor of Diameter Ø- 8 mm, Cross-section- 50 mm2, of Material- AlMgSi & Complied as per Standard EN 62561-2., Dehn Part No. 840008 | Mtrs. | 0 |  | Approved
SOUTHWINDS PROJECT LLP (PHASE - III & IV) | MEP PHASE - IV | External Electrical | Electrical | WO/SP34/MW4/78 | M Engineering (BXKPH9323P) | Roof Conductor of Diameter Ø- 8 mm | Installation, Testing & Commissioning of Roof Conductor of Diameter Ø- 8 mm, Cross-section- 50 mm2, of Material- AlMgSi & Complied as per Standard EN 62561-2., Dehn Part No. 840008 | Mtrs. | 548 | 55 | Approved
SOUTHWINDS PROJECT LLP (PHASE - III & IV) | MEP PHASE - IV | External Electrical | Electrical | WO/SP34/MW4/43 | M/s M Engineering | Conductor holder for Parapet wall/Side wall | Installation, Testing & Commissioning of Conductor holder for Parapet wall/Side wall Having height-16mm thread of conductor holdert -M8, Material of conductor holder - SS, conductor leading-loose,Conductor holder support Rd 8 mm with acssessories screw and Gitty, Material SS (M5 x 50mm). Dehn Part No. 204002 + DIA part no. 036006 | Nos | 0 |  | Approved
SOUTHWINDS PROJECT LLP (PHASE - III & IV) | MEP PHASE - IV | External Electrical | Electrical | WO/SP34/MW4/78 | M Engineering (BXKPH9323P) | Conductor holder for Parapet wall/Side wall | Installation, Testing & Commissioning of Conductor holder for Parapet wall/Side wall Having height-16mm thread of conductor holdert -M8, Material of conductor holder - SS, conductor leading-loose,Conductor holder support Rd 8 mm with acssessories screw and Gitty, Material SS (M5 x 50mm). Dehn Part No. 204002 + DIA part no. 036006 | Nos | 631 | 26 | Approved
SOUTHWINDS PROJECT LLP (PHASE - III & IV) | MEP PHASE - IV | External Electrical | Electrical | WO/SP34/MW4/43 | M/s M Engineering | Clamp to Connection of round and flat conductors | Installation, Testing & Commissioning of Clamp to Connection of round and flat conductors to fixed earthing terminals with threadM10/M12. Dehn Part No. 478129 | Nos | 0 |  | Approved
SOUTHWINDS PROJECT LLP (PHASE - III & IV) | MEP PHASE - IV | External Electrical | Electrical | WO/SP34/MW4/78 | M Engineering (BXKPH9323P) | Clamp to Connection of round and flat conductors | Installation, Testing & Commissioning of Clamp to Connection of round and flat conductors to fixed earthing terminals with threadM10/M12. Dehn Part No. 478129 | Nos | 21 | 200 | Approved
SOUTHWINDS PROJECT LLP (PHASE - III & IV) | MEP PHASE - IV | External Electrical | Electrical | WO/SP34/MW4/43 | M/s M Engineering | GI flat (25x6mm) Strip. | Installation, Testing & Commissioning of GI flat (25x6mm) Strip. Having width- 25mm, Thickness- 6mm, Material- Hot dipped Galvanized Iron, Cross Section- 150 mm2 Coating thickness- Avg. 70 microns. & Complied as per IEC 62561-2., DIA Part No. 021004 | Mtrs. | 0 |  | Approved
SOUTHWINDS PROJECT LLP (PHASE - III & IV) | MEP PHASE - IV | External Electrical | Electrical | WO/SP34/MW4/78 | M Engineering (BXKPH9323P) | GI flat (25x6mm) Strip. | Installation, Testing & Commissioning of GI flat (25x6mm) Strip. Having width- 25mm, Thickness- 6mm, Material- Hot dipped Galvanized Iron, Cross Section- 150 mm2 Coating thickness- Avg. 70 microns. & Complied as per IEC 62561-2., DIA Part No. 021004 | Mtrs. | 113 | 74 | Approved
SOUTHWINDS PROJECT LLP (PHASE - III & IV) | MEP PHASE - IV | External Electrical | Electrical | WO/SP34/MW4/43 | M/s M Engineering | GI strip holder | Installation, Testing & Commissioning of GI strip holder of materials -DOW moulded compound, having height-19mm,Slot Size- 26x6 mm. DIA Part No. 055002 | Nos | 0 |  | Approved
SOUTHWINDS PROJECT LLP (PHASE - III & IV) | MEP PHASE - IV | External Electrical | Electrical | WO/SP34/MW4/78 | M Engineering (BXKPH9323P) | GI strip holder | Installation, Testing & Commissioning of GI strip holder of materials -DOW moulded compound, having height-19mm,Slot Size- 26x6 mm. DIA Part No. 055002 | Nos | 42 | 35 | Approved
SOUTHWINDS PROJECT LLP (PHASE - III & IV) | MEP PHASE - IV | External Electrical | Electrical | WO/SP34/MW4/43 | M/s M Engineering | Copper bonded rod | Installation, Testing & Commissioning of Copper bonded rod with Low carbon steel, high tensile strength copper bonded rod with min 254 microns of copper plating, UL listed with company name marked on rod. Diameter- 17.2 mm, Length- 3 meters, Material- Copper Bonded, Coating thickness- 250 microns, min, Approvals- Tested acc. IEC / EN 62561-2, UL 467., DIA Part No. 062173 | Nos | 0 |  | Approved
SOUTHWINDS PROJECT LLP (PHASE - III & IV) | MEP PHASE - IV | External Electrical | Electrical | WO/SP34/MW4/78 | M Engineering (BXKPH9323P) | Copper bonded rod | Installation, Testing & Commissioning of Copper bonded rod with Low carbon steel, high tensile strength copper bonded rod with min 254 microns of copper plating, UL listed with company name marked on rod. Diameter- 17.2 mm, Length- 3 meters, Material- Copper Bonded, Coating thickness- 250 microns, min, Approvals- Tested acc. IEC / EN 62561-2, UL 467., DIA Part No. 062173 | Nos | 21 | 873 | Approved
SOUTHWINDS PROJECT LLP (PHASE - III & IV) | MEP PHASE - IV | External Electrical | Electrical | WO/SP34/MW4/43 | M/s M Engineering | 20kg backfilled compound | Installation, Testing & Commissioning of 20kg backfilled compound - meterial carbon based backfill/earthing compound , Fulgurite formation test at direct lightning (10/350 µm), lightning long duration test at 1000C No fulgurities/pass. Environmentally friendly ROHS certified,Resistivity <0.12 ΩM, Complying standard IEC 62561-7, testing approvals certified from NABL Accredited Laboratories. DIA Part No 573011 | Nos | 0 |  | Approved
SOUTHWINDS PROJECT LLP (PHASE - III & IV) | MEP PHASE - IV | External Electrical | Electrical | WO/SP34/MW4/78 | M Engineering (BXKPH9323P) | 20kg backfilled compound | Installation, Testing & Commissioning of 20kg backfilled compound - meterial carbon based backfill/earthing compound , Fulgurite formation test at direct lightning (10/350 µm), lightning long duration test at 1000C No fulgurities/pass. Environmentally friendly ROHS certified,Resistivity <0.12 ΩM, Complying standard IEC 62561-7, testing approvals certified from NABL Accredited Laboratories. DIA Part No 573011 | Nos | 21 | 600 | Approved
SOUTHWINDS PROJECT LLP (PHASE - III & IV) | MEP PHASE - IV | External Electrical | Electrical | WO/SP34/MW4/43 | M/s M Engineering | StSt 316 grade clamp to terminate the load on earth electrode. | Installation, Testing & Commissioning of StSt 316 grade clamp to terminate the load on earth electrode. Dimension- 160x35x3 mm., DIA Part No. 035001 | Nos | 0 |  | Approved
SOUTHWINDS PROJECT LLP (PHASE - III & IV) | MEP PHASE - IV | External Electrical | Electrical | WO/SP34/MW4/78 | M Engineering (BXKPH9323P) | StSt 316 grade clamp to terminate the load on earth electrode. | Installation, Testing & Commissioning of StSt 316 grade clamp to terminate the load on earth electrode. Dimension- 160x35x3 mm., DIA Part No. 035001 | Nos | 21 | 200 | Approved
SOUTHWINDS PROJECT LLP (PHASE - III & IV) | MEP PHASE - IV | External Electrical | Electrical | WO/SP34/MW4/43 | M/s M Engineering | Poly plastic pit cover | Installation, Testing & Commissioning of Poly plastic pit cover of material- Polymer Body & Cover, Product Code- HEP, Dimensions- 308 mm (L) x 308 mm (W) X 214 mm (H), Weight 2.5 kg (5.50 LBS)., DIA Part No. 057006 | Nos | 0 |  | Approved
SOUTHWINDS PROJECT LLP (PHASE - III & IV) | MEP PHASE - IV | External Electrical | Electrical | WO/SP34/MW4/78 | M Engineering (BXKPH9323P) | Poly plastic pit cover | Installation, Testing & Commissioning of Poly plastic pit cover of material- Polymer Body & Cover, Product Code- HEP, Dimensions- 308 mm (L) x 308 mm (W) X 214 mm (H), Weight 2.5 kg (5.50 LBS)., DIA Part No. 057006 | Nos | 21 | 400 | Approved
SOUTHWINDS PROJECT LLP (PHASE - III & IV) | MEP PHASE - IV | External Electrical | Electrical | WO/SP34/MW4/43 | M/s M Engineering | GI flat (25x6mm) Strip. | Installation, Testing & Commissioning of GI flat (25x6mm) Strip. Having width- 25mm, Thickness- 6mm, Material- Hot dipped Galvanized Iron, Cross Section- 150 mm2 Coating thickness- Avg. 70 microns. & Complied as per IEC 62561-2. (for Interconnecting Earth Pits), DIA Part No. 021004 | Mtrs. | 0 |  | Approved
SOUTHWINDS PROJECT LLP (PHASE - III & IV) | MEP PHASE - IV | External Electrical | Electrical | WO/SP34/MW4/78 | M Engineering (BXKPH9323P) | GI flat (25x6mm) Strip. | Installation, Testing & Commissioning of GI flat (25x6mm) Strip. Having width- 25mm, Thickness- 6mm, Material- Hot dipped Galvanized Iron, Cross Section- 150 mm2 Coating thickness- Avg. 70 microns. & Complied as per IEC 62561-2. (for Interconnecting Earth Pits), DIA Part No. 021004 | Mtrs. | 349.9 | 74 | Approved
SOUTHWINDS PROJECT LLP (PHASE - III & IV) | MEP PHASE - IV | External Electrical | Electrical | WO/SP34/MW4/44 | M/s M Engineering | Installation, Testing & Commissioning of Lightning protection system at MLCP (Phase - IV) | Installation, Testing & Commissioning of Lightning protection system at MLCP (Phase - IV) |  | 0 |  | Approved
SOUTHWINDS PROJECT LLP (PHASE - III & IV) | MEP PHASE - IV | External Electrical | Electrical | WO/SP34/MW4/79 | M Engineering (BXKPH9323P) | Installation, Testing & Commissioning of Lightning protection system at MLCP (Phase - IV) | Installation, Testing & Commissioning of Lightning protection system at MLCP (Phase - IV) |  | 0 | 0 | Approved
SOUTHWINDS PROJECT LLP (PHASE - III & IV) | MEP PHASE - IV | External Electrical | Electrical | WO/SP34/MW4/44 | M/s M Engineering | Parallel Connectors for (500mm air terminal) | Installation, Testing & Commissioning of Parallel Connectors for (500mm air terminal) connecting two conductors in parallel manner. Material- StSt, with clamping range- Rd / Rd 7-10 mm & Complied as per Standard EN 62561-1. DEHN Part No. 306029 | Nos | 0 |  | Approved
SOUTHWINDS PROJECT LLP (PHASE - III & IV) | MEP PHASE - IV | External Electrical | Electrical | WO/SP34/MW4/79 | M Engineering (BXKPH9323P) | Parallel Connectors for (500mm air terminal) | Installation, Testing & Commissioning of Parallel Connectors for (500mm air terminal) connecting two conductors in parallel manner. Material- StSt, with clamping range- Rd / Rd 7-10 mm & Complied as per Standard EN 62561-1. DEHN Part No. 306029 | Nos | 14 | 132 | Approved
SOUTHWINDS PROJECT LLP (PHASE - III & IV) | MEP PHASE - IV | External Electrical | Electrical | WO/SP34/MW4/44 | M/s M Engineering | Air-termination rod having length- 2500 mm | Installation, Testing & Commissioning of Air-termination rod having length- 2500 mm, of Material- AlMgSi, of Diameter Ø 16 / 10 mm, chamfered on both ends, & Complied as per Standard EN 62561-2. DEHN Part No. 103230 | Nos | 0 |  | Approved
SOUTHWINDS PROJECT LLP (PHASE - III & IV) | MEP PHASE - IV | External Electrical | Electrical | WO/SP34/MW4/79 | M Engineering (BXKPH9323P) | Air-termination rod having length- 2500 mm | Installation, Testing & Commissioning of Air-termination rod having length- 2500 mm, of Material- AlMgSi, of Diameter Ø 16 / 10 mm, chamfered on both ends, & Complied as per Standard EN 62561-2. DEHN Part No. 103230 | Nos | 5 | 200 | Approved
SOUTHWINDS PROJECT LLP (PHASE - III & IV) | MEP PHASE - IV | External Electrical | Electrical | WO/SP34/MW4/44 | M/s M Engineering | Side Wall Clamp for air terminal | Installation, Testing & Commissioning of Side Wall Clamp for air terminal, Material - StSt 304 Clamping range - 16/10 mm. DIA Part No. 035004 | Nos | 0 |  | Approved
SOUTHWINDS PROJECT LLP (PHASE - III & IV) | MEP PHASE - IV | External Electrical | Electrical | WO/SP34/MW4/79 | M Engineering (BXKPH9323P) | Side Wall Clamp for air terminal | Installation, Testing & Commissioning of Side Wall Clamp for air terminal, Material - StSt 304 Clamping range - 16/10 mm. DIA Part No. 035004 | Nos | 15 | 70 | Approved
SOUTHWINDS PROJECT LLP (PHASE - III & IV) | MEP PHASE - IV | External Electrical | Electrical | WO/SP34/MW4/44 | M/s M Engineering | Air-termination rod clamps | Installation, Testing & Commissioning of Air-termination rod clamps for connecting air-termination rods with one or two conductors. Material of clamp Al, with clamping range of air-termination rod 16 mm and Clamping range of conductor Rd 2x 8-10 mm, & Complied as per Standard EN 62561-1., DEHN Part No. 380116 | Nos | 0 |  | Approved
SOUTHWINDS PROJECT LLP (PHASE - III & IV) | MEP PHASE - IV | External Electrical | Electrical | WO/SP34/MW4/79 | M Engineering (BXKPH9323P) | Air-termination rod clamps | Installation, Testing & Commissioning of Air-termination rod clamps for connecting air-termination rods with one or two conductors. Material of clamp Al, with clamping range of air-termination rod 16 mm and Clamping range of conductor Rd 2x 8-10 mm, & Complied as per Standard EN 62561-1., DEHN Part No. 380116 | Nos | 5 | 87 | Approved
SOUTHWINDS PROJECT LLP (PHASE - III & IV) | MEP PHASE - IV | External Electrical | Electrical | WO/SP34/MW4/44 | M/s M Engineering | Universal connector of Material- StSt | Installation, Testing & Commissioning of Universal connector of Material- StSt, with clamping range- 8-10mm, with truss head screw M10x35 mm & Complied as per Standard EN 62561-1., DEHN Part No. 315119 | Nos | 0 |  | Approved
SOUTHWINDS PROJECT LLP (PHASE - III & IV) | MEP PHASE - IV | External Electrical | Electrical | WO/SP34/MW4/79 | M Engineering (BXKPH9323P) | Universal connector of Material- StSt | Installation, Testing & Commissioning of Universal connector of Material- StSt, with clamping range- 8-10mm, with truss head screw M10x35 mm & Complied as per Standard EN 62561-1., DEHN Part No. 315119 | Nos | 35 | 87 | Approved
SOUTHWINDS PROJECT LLP (PHASE - III & IV) | MEP PHASE - IV | External Electrical | Electrical | WO/SP34/MW4/44 | M/s M Engineering | Roof Conductor of Diameter Ø- 8 mm | Installation, Testing & Commissioning of Roof Conductor of Diameter Ø- 8 mm, Cross-section- 50 mm2, of Material- AlMgSi & Complied as per Standard EN 62561-2., Dehn Part No. 840008 | Mtrs. | 0 |  | Approved
SOUTHWINDS PROJECT LLP (PHASE - III & IV) | MEP PHASE - IV | External Electrical | Electrical | WO/SP34/MW4/79 | M Engineering (BXKPH9323P) | Roof Conductor of Diameter Ø- 8 mm | Installation, Testing & Commissioning of Roof Conductor of Diameter Ø- 8 mm, Cross-section- 50 mm2, of Material- AlMgSi & Complied as per Standard EN 62561-2., Dehn Part No. 840008 | Mtrs. | 280 | 55 | Approved
SOUTHWINDS PROJECT LLP (PHASE - III & IV) | MEP PHASE - IV | External Electrical | Electrical | WO/SP34/MW4/44 | M/s M Engineering | Conductor holder for Parapet wall/Side wall. | Installation, Testing & Commissioning of Conductor holder for Parapet wall/Side wall. Having height- 16 mm, Thread of conductor holder- M8, Material of conductor holder- SS, Conductor leading- loose, Conductor holder support Rd- 8 mm With accessories Screw and Gitty, Material SS (M5 x 50mm). Dehn Part No. 204002 + DIA part no. 036006 | Nos | 0 |  | Approved
SOUTHWINDS PROJECT LLP (PHASE - III & IV) | MEP PHASE - IV | External Electrical | Electrical | WO/SP34/MW4/79 | M Engineering (BXKPH9323P) | Conductor holder for Parapet wall/Side wall. | Installation, Testing & Commissioning of Conductor holder for Parapet wall/Side wall. Having height- 16 mm, Thread of conductor holder- M8, Material of conductor holder- SS, Conductor leading- loose, Conductor holder support Rd- 8 mm With accessories Screw and Gitty, Material SS (M5 x 50mm). Dehn Part No. 204002 + DIA part no. 036006 | Nos | 300 | 26 | Approved
SOUTHWINDS PROJECT LLP (PHASE - III & IV) | MEP PHASE - IV | External Electrical | Electrical | WO/SP34/MW4/44 | M/s M Engineering | Clamp for connection of round and flat conductors | Installation, Testing & Commissioning of Clamp for connection of round and flat conductors to fixed earthing terminals with thread M10 / M12. DEHN Part No. 478129 | Nos | 0 |  | Approved
SOUTHWINDS PROJECT LLP (PHASE - III & IV) | MEP PHASE - IV | External Electrical | Electrical | WO/SP34/MW4/79 | M Engineering (BXKPH9323P) | Clamp for connection of round and flat conductors | Installation, Testing & Commissioning of Clamp for connection of round and flat conductors to fixed earthing terminals with thread M10 / M12. DEHN Part No. 478129 | Nos | 9 | 200 | Approved
SOUTHWINDS PROJECT LLP (PHASE - III & IV) | MEP PHASE - IV | External Electrical | Electrical | WO/SP34/MW4/44 | M/s M Engineering | Installation, Testing & Commissioning of Lightning protection system For Earthing at MLCP (Phase - IV) | Installation, Testing & Commissioning of Lightning protection system For Earthing at MLCP (Phase - IV) |  | 0 |  | Approved
SOUTHWINDS PROJECT LLP (PHASE - III & IV) | MEP PHASE - IV | External Electrical | Electrical | WO/SP34/MW4/79 | M Engineering (BXKPH9323P) | Installation, Testing & Commissioning of Lightning protection system For Earthing at MLCP (Phase - IV) | Installation, Testing & Commissioning of Lightning protection system For Earthing at MLCP (Phase - IV) |  | 0 | 0 | Approved
SOUTHWINDS PROJECT LLP (PHASE - III & IV) | MEP PHASE - IV | External Electrical | Electrical | WO/SP34/MW4/44 | M/s M Engineering | GI flat (25x6mm) Strip. | Installation, Testing & Commissioning of GI flat (25x6mm) Strip. Having width- 25mm, Thickness- 6mm, Material- Hot dipped Galvanized Iron, Cross Section- 150 mm2 Coating thickness- Avg. 70 microns. & Complied as per IEC 62561-2. DIA Part No. 021004 | Mtrs. | 0 |  | Approved
SOUTHWINDS PROJECT LLP (PHASE - III & IV) | MEP PHASE - IV | External Electrical | Electrical | WO/SP34/MW4/79 | M Engineering (BXKPH9323P) | GI flat (25x6mm) Strip. | Installation, Testing & Commissioning of GI flat (25x6mm) Strip. Having width- 25mm, Thickness- 6mm, Material- Hot dipped Galvanized Iron, Cross Section- 150 mm2 Coating thickness- Avg. 70 microns. & Complied as per IEC 62561-2. DIA Part No. 021004 | Mtrs. | 255 | 74 | Approved
SOUTHWINDS PROJECT LLP (PHASE - III & IV) | MEP PHASE - IV | External Electrical | Electrical | WO/SP34/MW4/44 | M/s M Engineering | GI strip holder | Installation, Testing & Commissioning of GI strip holder of material- Dow moulded compound, having height- 19mm, Slot Size- 25x6 mm.DIA Part No. 055002 | Nos | 0 |  | Approved
SOUTHWINDS PROJECT LLP (PHASE - III & IV) | MEP PHASE - IV | External Electrical | Electrical | WO/SP34/MW4/79 | M Engineering (BXKPH9323P) | GI strip holder | Installation, Testing & Commissioning of GI strip holder of material- Dow moulded compound, having height- 19mm, Slot Size- 25x6 mm.DIA Part No. 055002 | Nos | 18 | 35 | Approved
SOUTHWINDS PROJECT LLP (PHASE - III & IV) | MEP PHASE - IV | External Electrical | Electrical | WO/SP34/MW4/44 | M/s M Engineering | Copper bonded rod with Low carbon steel | Installation, Testing & Commissioning of Copper bonded rod with Low carbon steel, high tensile strength copper bonded rod with min 254 microns of copper plating, UL listed with company name marked on rod. Diameter- 17.2 mm, Length- 3 meters, Material- Copper Bonded, Coating thickness- 250 microns, min, Approvals- Tested acc. IEC / EN 62561-2, UL 467., DIA Part No. 062173 | Nos | 0 |  | Approved
SOUTHWINDS PROJECT LLP (PHASE - III & IV) | MEP PHASE - IV | External Electrical | Electrical | WO/SP34/MW4/79 | M Engineering (BXKPH9323P) | Copper bonded rod with Low carbon steel | Installation, Testing & Commissioning of Copper bonded rod with Low carbon steel, high tensile strength copper bonded rod with min 254 microns of copper plating, UL listed with company name marked on rod. Diameter- 17.2 mm, Length- 3 meters, Material- Copper Bonded, Coating thickness- 250 microns, min, Approvals- Tested acc. IEC / EN 62561-2, UL 467., DIA Part No. 062173 | Nos | 9 | 873 | Approved
SOUTHWINDS PROJECT LLP (PHASE - III & IV) | MEP PHASE - IV | External Electrical | Electrical | WO/SP34/MW4/44 | M/s M Engineering | Environment Friendly, RoHS Certified, Low Resistivity Ground Enhancement Material | Installation, Testing & Commissioning of Environment Friendly, RoHS Certified, Low Resistivity Ground Enhancement Material in 22.6 Kg pack to fill the bore Area Around the Rod DIA Part No. 078002 | Nos | 0 |  | Approved
SOUTHWINDS PROJECT LLP (PHASE - III & IV) | MEP PHASE - IV | External Electrical | Electrical | WO/SP34/MW4/79 | M Engineering (BXKPH9323P) | Environment Friendly, RoHS Certified, Low Resistivity Ground Enhancement Material | Installation, Testing & Commissioning of Environment Friendly, RoHS Certified, Low Resistivity Ground Enhancement Material in 22.6 Kg pack to fill the bore Area Around the Rod DIA Part No. 078002 | Nos | 9 | 600 | Approved
SOUTHWINDS PROJECT LLP (PHASE - III & IV) | MEP PHASE - IV | External Electrical | Electrical | WO/SP34/MW4/44 | M/s M Engineering | StSt 316 grade clamp to terminate the load on earth electrode. | Installation, Testing & Commissioning of StSt 316 grade clamp to terminate the load on earth electrode. Dimension- 160x35x3 mm., DIA Part No. 035001 | Nos | 0 |  | Approved
SOUTHWINDS PROJECT LLP (PHASE - III & IV) | MEP PHASE - IV | External Electrical | Electrical | WO/SP34/MW4/79 | M Engineering (BXKPH9323P) | StSt 316 grade clamp to terminate the load on earth electrode. | Installation, Testing & Commissioning of StSt 316 grade clamp to terminate the load on earth electrode. Dimension- 160x35x3 mm., DIA Part No. 035001 | Nos | 9 | 200 | Approved
SOUTHWINDS PROJECT LLP (PHASE - III & IV) | MEP PHASE - IV | External Electrical | Electrical | WO/SP34/MW4/44 | M/s M Engineering | Poly plastic pit cover | Installation, Testing & Commissioning of Poly plastic pit cover of material- Polymer Body & Cover, Product Code- HEP, Dimensions- 308 mm (L) x 308 mm (W) X 214 mm (H), Weight 2.5 kg (5.50 LBS)., DIA Part No. 057006 | Nos | 0 |  | Approved
SOUTHWINDS PROJECT LLP (PHASE - III & IV) | MEP PHASE - IV | External Electrical | Electrical | WO/SP34/MW4/79 | M Engineering (BXKPH9323P) | Poly plastic pit cover | Installation, Testing & Commissioning of Poly plastic pit cover of material- Polymer Body & Cover, Product Code- HEP, Dimensions- 308 mm (L) x 308 mm (W) X 214 mm (H), Weight 2.5 kg (5.50 LBS)., DIA Part No. 057006 | Nos | 9 | 400 | Approved
The Soul, Rajarhat | BLOCK | Window and Glazing |  | WO/HR01/BOK01/196 | GLASTAL ENGINEERS PRIVATE LIMITED | Technician | Charges of Manpower for Installation per day on actual basis for Technician | Days | 0 | 1500 | Approved
The Soul, Rajarhat | BLOCK | Window and Glazing |  | WO/HR01/BOK01/196 | GLASTAL ENGINEERS PRIVATE LIMITED | Helper | Charges of Manpower for Installation per day on actual basis for Helper | Days | 0 | 900 | Approved
Primarc Chambers | OVERHEAD | Security Expense |  | WO/PCH/PC05/19 | Martinet Facility Management Services Pvt. Ltd. | Security Guard | Providing One (01) Security Guard @12 hrs. daily basis for 30/31 days in a month including reliever, NH & management fees, from 1st Feb'2024 to 30th Jun'2024, | Head | 5 | 17418 | Approved
SOUTHWINDS PROJECT LLP (PHASE - III & IV) | COMMON INFRASTRUCTURE - PHASE III & IV | Consultancy Charges |  | WO/SP34/CI34/60 | Evrikshya Enterprise | Consultancy Charges of all plants at project area for proper Growth, Maintenance, PGR treatment and supporting & guidance of using fertilization etc. | Consultancy Charges of all plants at project area for proper Growth, Maintenance, PGR treatment and supporting & guidance of using fertilization etc. (From - 16th March 2024 to 15th March 2025). | Months | 12 | 8000 | Approved
SOUTHWINDS PROJECT LLP (PHASE - III & IV) | COMMON INFRASTRUCTURE - PHASE III & IV | Consultancy Charges |  | WO/SP34/CI34/65 | Sagnik Sahu | Consultancy Charges of all plants at project area for proper Growth, Maintenance, PGR treatment and supporting & guidance of using fertilization etc. | Consultancy Charges of all plants at project area for proper Growth, Maintenance, PGR treatment and supporting & guidance of using fertilization etc. (From - 16th March 2024 to 15th March 2025). | Months | 12 | 8000 | Approved
Primarc Aadvika | PRE-CONSTRUCTION PHASE | Test Pile |  | WO/HW1/PHW1/4 | GEO Piling Solutions | Piling work | Piling work |  | 0 | 0 | Amended & Approved
Primarc Aadvika | PRE-CONSTRUCTION PHASE | Test Pile |  | WO/HW1/PHW1/4 | GEO Piling Solutions | Mobilization charges | All charges for Mobilization & demobilization of Rig, men and machinery to & from site including making of Kuccha Vat and all other incidental expenses. | Lump Sum | 1 | 30000 | Approved
Primarc Aadvika | PRE-CONSTRUCTION PHASE | Test Pile |  | WO/HW1/PHW1/4 | GEO Piling Solutions | Test Pile for 1 no. 750mm dia | All charges for boring, Reinforcement cutting, bending, binding and placing of cages ,concreting and muck removal complete for 1 no. 750mm dia ( 16.0 mtr depth from Pile cut off Lvl (Pile cut off Lvl is (-) 1500mm from EGL)) & capacity-170 MT) below GL RCC bored Test Pile by DMC method excluding the cost of Steel (Grade Fe 500) & RMC (M30 grade cement concrete with minimum cement contents of 400 Kg/cum) in all conditions to carry safe working load not less than specified as per drawing and instruction of EIC.(Steel & RMC will be supplied by Client but subject to Reconciliation) | RMT | 16 | 1275 | Approved
Primarc Aadvika | PRE-CONSTRUCTION PHASE | Test Pile |  | WO/HW1/PHW1/4 | GEO Piling Solutions | Test Pile for 2 no. 1000mm dia | All charges for boring, Reinforcement cutting, bending, binding and placing of cages ,concreting and muck removal complete for 2 no. 1000mm dia ( 16.0 mtr depth from Pile cut off Lvl (Pile cut off Lvl is (-)3650mm from EGL)) & capacity-350 MT) below GL RCC bored Test Pile by DMC method excluding the cost of Steel (Grade Fe 500) & RMC (M30 grade cement concrete with minimum cement contents of 400 Kg/cum) in all conditions to carry safe working load not less than specified as per drawing and instruction of EIC. (Steel & RMC will be supplied by Client but subject to Reconciliation) | RMT | 32 | 1850 | Approved
Primarc Aadvika | PRE-CONSTRUCTION PHASE | Test Pile |  | WO/HW1/PHW1/4 | GEO Piling Solutions | Empty borring | All charges for boring and muck removal complete for 1 no. 750mm dia ( 16.0 mtr depth Empty borring from Pile cut off Lvl (Pile cut off Lvl is (-) 1500mm from EGL)) by DMC method as instruction of EIC. This scope of work includes taking necessary reading after how much time borehole collapse, and submitting two copies of reports etc. as per direction of Engineer in charge. This is for soil stability checking purpose. | Lump Sum | 1 | 27000 | Approved
Primarc Aadvika | PRE-CONSTRUCTION PHASE | Test Pile |  | WO/HW1/PHW1/4 | GEO Piling Solutions | Static Load Test | Charges for Static Load Test on Cast-in-situ Piles (For 1 nos 750mm dia pile design Load -170 MT, Pile test load-425MT, Kentledge load-510 MT & for 1 nos 1000mm dia Pile Design Load-350 MT, Pile Test load-875 MT, Kentledge load 1050 MT) will be done by concrete blocks in accordance with IS Code of practice IS : 2911 (Part IV) for determining safe allowable Vertical load on pile including Mobilization & De-mobilization charges and preparation of Pile head & taking necessary readings and submitting two copies of reports etc. as per direction of Engineer in charge. | MT | 1662 | 1110 | Approved
Primarc Aadvika | PRE-CONSTRUCTION PHASE | Test Pile |  | WO/HW1/PHW1/4 | GEO Piling Solutions | Lateral load test | Charges for Lateral load test between 2 nos 1000mm dia Cast-in-situ Piles (One is Test pile and other is Reaction pile) with design load - 5 MT, Test load - 15 MT by a hydraulic jack with gauge in accordance with IS Code of practice IS : 2911 (Part IV) for determining safe allowable lateral load on pile & taking necessary readings and submitting two copies of reports etc. as per direction of Engineer in charge. | Lump Sum | 1 | 25000 | Approved
Primarc Aadvika | PRE-CONSTRUCTION PHASE | Test Pile |  | WO/HW1/PHW1/4 | GEO Piling Solutions | Transportation charges | Extra cost for Transportation charges for (Item No. 5) as the load test for both piles was not executed at the same time. | Lump Sum | 1 | 180000 | Approved
SOUTHWINDS PROJECT LLP (PHASE - III & IV) | MARKETING PHASE - III & IV | Marketing Office | Painting Works | WO/SP34/MA34/19 | Madhuban International | one coat of Primer followed by two coats of Plastic Emulsion Paint - Location: Marketing office Ceiling & wall including False Ceiling/Ac pelemd areas | Providing and applying of one coat of Primer followed by two coats of Plastic Emulsion Paint of approved shade & brand with complete finish, up to the required height including all surfaces properly rubbed, smoothened with emery paper, thoroughly cleaned by dry mopping with cloths to make the surfaces dust free prior to application of paint, including fill cracks and holes with approved filler if required so with necessary tools, tackles & scaffolding at all levels as per direction of Engineer in charge. Location: Marketing office Ceiling & wall including False Ceiling/Ac pelemd areas Brand: Asian Paints/Berger/AkzoNable | Sq.Ft. | 3826.441 | 8.5 | Approved
SOUTHWINDS PROJECT LLP (PHASE - III & IV) | MARKETING PHASE - III & IV | Marketing Office | Painting Works | WO/SP34/MA34/19 | Madhuban International | one coat red oxide primer with two coats of synthetic enamel paint on Stair railing | Providing and applying of one coat red oxide primer with two coats of synthetic enamel paint of approved shade and brand over MS members including scraping, sand papering with all finishing work (Glossy finish) as per direction of Engineer-in-Charge. Location: Stair railing Brand: Asian Paints/Berger/AkzoNable | Sq.Ft. | 96.23 | 9.25 | Approved
SOUTHWINDS PROJECT LLP (PHASE - III & IV) | MARKETING PHASE - III & IV | Marketing Office | Painting Works | WO/SP34/MA34/19 | Madhuban International | one coat of Primer at Kitchen | Providing and applying of one coat of Primer up to the required height including all surfaces properly rubbed, smoothened with emery paper, thoroughly cleaned by dry mopping with cloths to make the surfaces dust free prior to application of paint, including fill cracks and holes with approved filler if required so with necessary tools, tackles & scaffolding at all levels as per direction of Engineer in charge. Location: Kitchen | Sq.Ft. | 360.637 | 3.25 | Approved
SOUTHWINDS PROJECT LLP (PHASE - III & IV) | MARKETING PHASE - III & IV | Marketing Office | Painting Works | WO/SP34/MA34/19 | Madhuban International | one coat of Red oxide Primer with two coats of Synthetic Enamel paint at Staircase step nosing | Providing & Applying of one coat of Red oxide Primer with two coats of Synthetic Enamel paint of approved shade and brand including scraping, sand papering with all finishing work at top surface of M.S Angle Nosing for Stair as per drawing and direction of Engineer-in-Charge. Location: Staircase step nosing NB: Masking Tape shall be applied as per requirement" Brand: Asian Paints/Berger/AkzoNable | Rft | 160.654 | 5 | Approved
Primarc Chambers | BLOCK | Plumbing/Sanitory | External Plumbing | WO/PCH/PC01/63 | D.S.P Pumps | Sinking of New Tubewell (150mmX100mm) of 90mtrs. Depth as per the direction of EIC. | Labour Charges for installation of (150X100)mm Depth 90mtrs. Tube-well the following work:- 1. Structure Fitting 2. Pilot Boring & san Checking 3. Boring, Sinking & Lowering 4. Fitting Pipe Strainer & Bottom Plug 5. Development with Air Compressor 6. Installation of Pump Motor Set 7. Gravel size 3/16, Cowdung, Bentonite Powder & including transportation charges 8. Electro Logging Charges 9. Water Testing (Chemical & Bacteriological). All complete & finishes as per the requirement & specification including all labours, tools & tackles and as directed by EIC. | Lump Sum | 1 | 72000 | Approved
The Soul, Rajarhat | BLOCK | Painting | Internal Painting | WO/HR01/BOK01/207 | ARTISAN | Stair Repair and Rectification work | Providing and applying charges for Stair Repair & Rectification work as per BOQ & direction of EIC. Step: - Repair the hole and scratch with cement-based putty (Asian/Burger) and touch up the area with primer and paint and apply one coat of exterior acrylic emulsion paint to the entire stair area as per the approved Brand. (Scaffolding is in contractor scope). Location -Tower A & B Ground to Roof | Sq.Ft. | 80105 | 7.25 | Approved
Primarc Chambers | BLOCK | Fire Fighting |  | WO/PCH/PC01/64 | UNIVERSAL ENGINEERING CO. | Supply of Fire Sealant Materials inside Shaft as per the direction of EIC | Supply of 60mm thick FISCHER FFSC Mortar specially formulated gypsum based compound which when mixed with water can be trowelled or poured around service penetrations in either vertical or horizontal applications. Tested to UL1479 (ASTM) standard, NBC2016 FFSC can provide 2 hours’ integrity and insulation, it has been design to set within 30-45 min depending on ambient temperature, and is capable of accommodating foot traffic within 72 hours. Formulated to be halogen and asbestos free the FFSC exhibits excellent load bearing capacity and can be help to maintain the sound reduction index of a structure. Install in accordance with the detailed instructions or the approved system at all level & floor inclusive of all materials, labour, tool & tackles, and backing arrangements etc. all complete. Backing materials details are as follows. (Load Bearing System) 8mm Dia ISI TMT Bar with Anti Corrosive Paint (Red oxide, spacing @ 200mm) GI Welded wire net of 30sqmm Mesh should be placed on Rebar structure. Mineral Wool of 48 kg/cum density, 50mm Thickness. **8mm TMT rebar will be client supply free issue basis. Additional protection for services: Pipe wrap for PVC pipe/Conduit penetration. Providing intumescent pipe wrap FiPW E around perimeter of Non-metallic services of various diameter to ensure 100% fire & smoke seal around penetration as per relevant Standard. PVC Pipe/Non Metallic Services above 2", 1 layers of FiPW E PVC Pipe/Non Metallic Services above 3", 2 layers of FiPW E PVC Pipe/Non Metallic Services above 4", 3 layers of FiPW E PVC Pipe/Non Metallic Services above 6", 4 layers of FiPW E Low Range Intumescent Sealant (Around Metallic Services periphery): Provide FISCHER FiAM Intumescent Firestop Sealant around metallic MS Pipes passing through floor to provide up to 2 hours’ insulation and integrity in accordance to relevant Standard. Application Thickness: 12mmx10mm. High Range Intumescent Sealant (Around periphery of Insulated Pipe/Duct): Provide FISCHER UFS310/FiGM Intumescent Firestop Sealant around periphery to provide up to 2 hours’ insulation and integrity in accordance to relevant Standard. Application Thickness: 16mmx12mm. Low Range Intumescent Sealant (Around Services periphery y of Non Insulated Air Duct): Providing FISCHER FiAM Intumescent Firestop Sealant around Services periphery of Non Insulated Air Duct passing through floor to provide up to 2 hours’ insulation and integrity in accordance to relevant Standard. Application thickness: 12mmX10mm. | Sq.Mtr. | 141.94 | 13200 | Amended & Approved
SOUTHWINDS PROJECT LLP (PHASE - III & IV) | FINISHING PHASE - III | External Painting |  | WO/SP34/FW34/43 | ARTISAN | Crack Repairing and Painting | Charges for Skilled & Unskilled Manpower for Crack Cutting, Primer over cutting, application of crack seal, Application of Putty, Primer, Patch up texture, Primer, Paint. |  | 0 | 0 | Approved
SOUTHWINDS PROJECT LLP (PHASE - III & IV) | FINISHING PHASE - III | External Painting |  | WO/SP34/FW34/43 | ARTISAN | Supply of Material for repairing work. | Supply of Material for repairing work. |  | 0 | 0 | Approved
SOUTHWINDS PROJECT LLP (PHASE - III & IV) | FINISHING PHASE - III | External Painting |  | WO/SP34/FW34/43 | ARTISAN | Supply of Material for repairing work | Supply of Putty, Exterior primer, Ultrafine Texture, E900 Southwinds shade cream, Sika construction Ap (600ml) & Misc. Items as per Challan and direction of EIC. | Lump Sum | 0.413 | 30750 | Approved
The Soul, Rajarhat | BLOCK | Networking-Interiors |  | WO/HR01/BOK01/128 | ZED SECURITY SERVICES | PVC Junction Box 10"x12" (Make: Local) | PVC Junction Box 10"x12" (Make: Local) | Nos | 21 | 450 | Approved
Primarc Chambers | BLOCK | Fire Fighting |  | WO/PCH/PC01/64 | UNIVERSAL ENGINEERING CO. | Installation, Testing & Commissioning of Fire Sealant Materials inside Shaft as per the direction of EIC | Application of the above mentioned materials has to be done including all tools & tackles, labours all finishes and complete as per the Fischer guidelines and approved methodology & under the entire supervision of Authorized Technical Personnel of Fisher at Site. After successful installation of the Fire Sealant, Cold Smoke Test will be performed as per the Fischer Guidelines and the Performance Certificate for 30 years for the same shall be provided by Fischer after inspection of the entire work done at site. Detailed Product Technical Data Sheet and Work Methodology are mentioned in Annexure-II | Sq.Mtr. | 141.94 | 2500 | Approved
Primarc Chambers | BLOCK | Electrical |  |  |  | 62.5KVA DG servicing work as per BOQ & direction of EIC | 62.5KVA DG servicing work as per BOQ & direction of EIC | Sq.Mtr. |  |  | Approved
Primarc Chambers | BLOCK | Electrical |  |  |  | Fuel Kit | Supply of Fuel Filter(KIT) as per the direction of EIC | Nos. |  |  | Approved
Primarc Chambers | BLOCK | Electrical |  |  |  | LUB OIL FILTER | Supply of Lub Oil Filter as per the direction of EIC | Nos. |  |  | Approved
Primarc Chambers | BLOCK | Electrical |  |  |  | LUB OIL 15W-40 | Supply of Lub Oil 15W-40 as per the direction of EIC | Ltrs. |  |  | Approved
Primarc Chambers | BLOCK | Electrical |  |  |  | COOLANT | Supply of Coolant as per the direction of EIC | Ltrs. |  |  | Approved
Primarc Chambers | BLOCK | Electrical |  |  |  | Battery Clamp | Supply of Battery Clamp as per the direction of EIC | Nos. |  |  | Approved
Primarc Chambers | BLOCK | Electrical |  |  |  | Service Charge | Service Charges all complete as per the direction of EIC | Job |  |  | Approved
Primarc Chambers | BLOCK | Electrical |  |  |  | Transportation Charges | Transportation Charges | Lump Sum |  |  | Approved
Primarc Chambers | BLOCK | Electrical |  |  |  | AVR | Supply of AVR as per the direction of EIC | Nos. |  |  | Approved
Primarc Chambers | BLOCK | Electrical |  |  |  | Diode Rectifire | Supply of Diode Rectifier as per the direction of EIC | Nos. |  |  | Approved
The Ramdulari | BLOCK | Civil | Sub & Super Structure Work | WO/RP/RP02/7 | RAJ TRIMURTI INFRAPROJECT PVT. LTD. | RCC Band | Charges for Providing, Laying & fixing for RCC Band (125mm,200 mm & 250mm) Brick work of AAC block at any level, (R.C.C (1:1.5:3) by site mix concrete 25 mm and down sized , screened and washed well graded stone chips including Shuttering & Reinforcement cost), at any floor level complete in all respect as per approved consultant drawing, specification and direction of EIC. (Rate including all required material, labour, tools and tackles necessary arrangements of the work.). (Cement & Reinforcement would be supplied by client but subjected to reconciliation.) |  | 0 | 0 | Amended & Approved
The Ramdulari | BLOCK | Civil | Sub & Super Structure Work | WO/RP/RP02/7 | RAJ TRIMURTI INFRAPROJECT PVT. LTD. | Band (125x150)mm | Providing & fixing of RCC band (125x150) for 125mm for Brick work by AAC block at 1200mm Lvl . Location- Ground to Roof | RMT | 911.1 | 378.25 | Approved
The Ramdulari | BLOCK | Civil | Sub & Super Structure Work | WO/RP/RP02/7 | RAJ TRIMURTI INFRAPROJECT PVT. LTD. | Band (125x150)mm | Providing & fixing of RCC band (125x150) for 125mm for Brick work by AAC block at 2400mm Lvl . Location- Ground to Roof | RMT | 1040.1 | 400.5 | Approved
Primarc Chambers | BLOCK | Electrical | DG Cost |  |  | 62.5KVA DG servicing work as per BOQ & direction of EIC | 62.5KVA DG servicing work as per BOQ & direction of EIC |  |  |  | Approved
Primarc Chambers | BLOCK | Electrical | DG Cost |  |  | Fuel Kit | Supply of Fuel Filter(KIT) as per the direction of EIC | Nos. |  |  | Approved
Primarc Chambers | BLOCK | Electrical | DG Cost |  |  | LUB OIL FILTER | Supply of Lub Oil Filter as per the direction of EIC | Nos. |  |  | Approved
Primarc Chambers | BLOCK | Electrical | DG Cost |  |  | LUB OIL 15W-40 | Supply of Lub Oil 15W-40 as per the direction of EIC | Ltrs. |  |  | Approved
Primarc Chambers | BLOCK | Electrical | DG Cost |  |  | COOLANT | Supply of Coolant as per the direction of EIC | Ltrs. |  |  | Approved
Primarc Chambers | BLOCK | Electrical | DG Cost |  |  | Battery Clamp | Supply of Battery Clamp as per the direction of EIC | Nos. |  |  | Approved
Primarc Chambers | BLOCK | Electrical | DG Cost |  |  | Service Charge | Service Charges all complete as per the direction of EIC | Job |  |  | Approved
Primarc Chambers | BLOCK | Electrical | DG Cost |  |  | Transportation Charges | Transportation Charges | Lump Sum |  |  | Approved
Primarc Chambers | BLOCK | Electrical | DG Cost |  |  | AVR | Supply of AVR as per the direction of EIC | Nos. |  |  | Approved
Primarc Chambers | BLOCK | Electrical | DG Cost |  |  | Diode Rectifier | Supply of Diode Rectifier as per the direction of EIC | Nos. |  |  | Approved
The Ramdulari | BLOCK | Civil | Sub & Super Structure Work | WO/RP/RP02/7 | RAJ TRIMURTI INFRAPROJECT PVT. LTD. | Band (200x150)mm | Providing & fixing of RCC band (200x150) for 200mm for Brick work by AAC block at 1200mm Lvl . Location- Ground to Roof | RMT | 736.5 | 422.75 | Approved
The Ramdulari | BLOCK | Civil | Sub & Super Structure Work | WO/RP/RP02/7 | RAJ TRIMURTI INFRAPROJECT PVT. LTD. | Band (200x150)mm | Providing & fixing of RCC band (200x150) for 200mm for Brick work by AAC block at 2400mm Lvl . Location- Ground to Roof | RMT | 782.5 | 445 | Approved
The Ramdulari | BLOCK | Civil | Sub & Super Structure Work | WO/RP/RP02/7 | RAJ TRIMURTI INFRAPROJECT PVT. LTD. | Band (250x150)mm | Providing & fixing of RCC band (250x150) for 250mm for Brick work by AAC block at 1200mm Lvl . Location- Ground to Roof | RMT | 546 | 445 | Approved
The Ramdulari | BLOCK | Civil | Sub & Super Structure Work | WO/RP/RP02/7 | RAJ TRIMURTI INFRAPROJECT PVT. LTD. | Band (250x150)mm | Providing & fixing of RCC band (250x200) for 250mm for Brick work by AAC block at 2400mm Lvl . Location- Ground to Roof | RMT | 617 | 489.5 | Approved
The Ramdulari | BLOCK | Civil | Sub & Super Structure Work | WO/RP/RP02/7 | RAJ TRIMURTI INFRAPROJECT PVT. LTD. | RCC POST | Providing & fixing of RCC POST of various sizes for Brick work of AAC block at any level, (R.C.C (1:1.5:3) by site mix concrete 25 mm and down sized , screened and washed well graded stone chips including Shuttering & Reinforcement cost), at any floor level complete in all respect as per approved consultant drawing, specification and direction of EIC. (Rate including all required material, labour, tools and tackles necessary arrangements of the work.). (Cement & Reinforcement would be supplied by client but subjected to reconciliation.) |  | 0 | 0 | Amended & Approved
The Ramdulari | BLOCK | Civil | Sub & Super Structure Work | WO/RP/RP02/7 | RAJ TRIMURTI INFRAPROJECT PVT. LTD. | 125x125mm | Providing & fixing of RCC Post (125X125) for 125 mm for Brick work by AAC block at any level. Location Gr to Roof | RMT | 1486 | 391.6 | Approved
The Ramdulari | BLOCK | Civil | Sub & Super Structure Work | WO/RP/RP02/7 | RAJ TRIMURTI INFRAPROJECT PVT. LTD. | 200x200mm | Providing & fixing of RCC Post (200x200) for 200 mm for Brick work by AAC block at any level. Location Gr to Roof | RMT | 1459 | 645.25 | Approved
The Ramdulari | BLOCK | Civil | Sub & Super Structure Work | WO/RP/RP02/7 | RAJ TRIMURTI INFRAPROJECT PVT. LTD. | 200x250mm | Providing & fixing of RCC Post (200x250) for 250 mm for Brick work by AAC block at any level. Location Gr to Roof | RMT | 823 | 712 | Approved
The Ramdulari | BLOCK | Civil | Sub & Super Structure Work | WO/RP/RP02/7 | RAJ TRIMURTI INFRAPROJECT PVT. LTD. | 150x250mm | Providing & fixing of RCC Post (150x250) for 250 mm for Brick work by AAC block at any level. Location Gr to Roof | RMT | 203.5 | 645.25 | Approved
The Ramdulari | BLOCK | Civil | Sub & Super Structure Work | WO/RP/RP02/7 | RAJ TRIMURTI INFRAPROJECT PVT. LTD. | 250x300mm | Providing & fixing of RCC Post (250x300) for 250 mm for Brick work by AAC block at any level. Location Gr to Roof | RMT | 139 | 979 | Approved
The Ramdulari | BLOCK | Civil | Sub & Super Structure Work | WO/RP/RP02/7 | RAJ TRIMURTI INFRAPROJECT PVT. LTD. | 300x325mm | Providing & fixing of RCC Post (300x325) for 250 mm for Brick work by AAC block at any level. Location Gr to Roof | RMT | 107.2 | 1157 | Approved
The Ramdulari | BLOCK | Civil | Sub & Super Structure Work | WO/RP/RP02/7 | RAJ TRIMURTI INFRAPROJECT PVT. LTD. | 300x300mm | Providing & fixing of RCC Post (300x300) for 250 mm for Brick work by AAC block at any level. Location Gr to Roof | RMT | 27.5 | 1123.18 | Approved
The Ramdulari | BLOCK | Civil | Sub & Super Structure Work | WO/RP/RP02/7 | RAJ TRIMURTI INFRAPROJECT PVT. LTD. | Providing & fixing of RCC Lintel | Providing & fixing of RCC Lintel (250x300) mm for 250mm Brick work of AAC block at any level, (R.C.C (1:1.5:3) by site mix concrete 25 mm and down sized , screened and washed well graded stone chips including Shuttering & Reinforcement cost), at any floor level complete in all respect as per approved consultant drawing, specification and direction of EIC. (Rate including all required material, labour, tools and tackles necessary arrangements of the work.). (Cement & Reinforcement would be supplied by client but subjected to reconciliation.) Location-Ground to Roof | RMT | 351.5 | 1045.75 | Amended & Approved
The Soul, Rajarhat | BLOCK | Electrical | External Electrical | WO/HR01/BOK01/105 | A B S Enterprise | v) Downlight | v) Downlight | Nos | 8 | 250 | Approved
The Soul, Rajarhat | BLOCK | Electrical | External Electrical | WO/HR01/BOK01/105 | A B S Enterprise | vi) Tree up lighter | vi) Tree up lighter | Nos | 6 | 150 | Approved
The Soul, Rajarhat | BASEMENT WITH PODIUM | Landscaping |  | WO/HR01/BP01/76 | Mondal Nurseries & Exterior | Supply of Plants | Charges for Supply of Plants at required location as per approved drawing, specification and direction of EIC |  | 0 | 0 | Approved
The Soul, Rajarhat | BASEMENT WITH PODIUM | Landscaping |  | WO/HR01/BP01/76 | Mondal Nurseries & Exterior | Pot | Supply of Pot | Nos | 63 | 60 | Approved
The Soul, Rajarhat | BASEMENT WITH PODIUM | Landscaping |  | WO/HR01/BP01/76 | Mondal Nurseries & Exterior | Cormonna Macrophylla | Cormonna Macrophylla Height: 300 mm. LOCATION:Podium 3rd Floor & Top Level Empty Planter | Nos | 550 | 97 | Approved
The Soul, Rajarhat | BASEMENT WITH PODIUM | Landscaping |  | WO/HR01/BP01/76 | Mondal Nurseries & Exterior | Acalypha Red | Acalypha Red Height: 300 mm LOCATION: Podium 2nd Floor Planter Additional Plantation | Nos | 50 | 49 | Approved
The Soul, Rajarhat | BASEMENT WITH PODIUM | Landscaping |  | WO/HR01/BP01/76 | Mondal Nurseries & Exterior | Lantana Camara Yeloow | Lantana Camara Yellow Height: 300 mm LOCATION: Podium 2nd Floor Planter Additional Plantation | Nos | 50 | 116 | Approved
The Soul, Rajarhat | BASEMENT WITH PODIUM | Landscaping |  | WO/HR01/BP01/76 | Mondal Nurseries & Exterior | Bouganvillea | Bouganvillea Height: 450 mm LOCATION: Podium 2nd Floor Planter Additional Plantation | Nos | 12 | 194 | Approved
The Soul, Rajarhat | BASEMENT WITH PODIUM | Landscaping |  | WO/HR01/BP01/76 | Mondal Nurseries & Exterior | Lemonia Spectabilis | Lemonia Spectabilis Height: 600 mm LOCATION: Podium 2nd Floor Planter Additional Plantation | Nos | 22 | 97 | Approved
The Soul, Rajarhat | BASEMENT WITH PODIUM | Landscaping |  | WO/HR01/BP01/76 | Mondal Nurseries & Exterior | Areca palm | Areca palm Height: 750 mm LOCATION: Podium 2nd Floor Front of Tower 1 (New) | Nos | 5 | 437 | Approved
The Soul, Rajarhat | BASEMENT WITH PODIUM | Landscaping |  | WO/HR01/BP01/76 | Mondal Nurseries & Exterior | Syzgium companulatum | Syzgium companulatum Height: 600 mm LOCATION: Podium 3rd Floor Additional | Nos | 20 | 200 | Approved
The Soul, Rajarhat | BASEMENT WITH PODIUM | Landscaping |  | WO/HR01/BP01/76 | Mondal Nurseries & Exterior | Calliandra Haematocercephaia | Calliandra Haematocercephaia Height: 600 mm LOCATION: 2nd Centre planter Podium below light post (Additional) | Nos | 5 | 145 | Approved
The Soul, Rajarhat | BASEMENT WITH PODIUM | Landscaping |  | WO/HR01/BP01/76 | Mondal Nurseries & Exterior | Aglonema malay beauty | Aglonema malay beauty Height: 600 mm LOCATION: Ground Level beside drive way narrow planter | Nos | 130 | 146 | Approved
The Soul, Rajarhat | BASEMENT WITH PODIUM | Landscaping |  | WO/HR01/BP01/76 | Mondal Nurseries & Exterior | Spathyphylium, | Spathyphylium LOCATION: PODIUM 1ST & 2nd Floor | Nos | 500 | 120 | Approved
The Soul, Rajarhat | BASEMENT WITH PODIUM | Landscaping |  | WO/HR01/BP01/76 | Mondal Nurseries & Exterior | Money plant | Money plant LOCATION: PODIUM 1ST & 2nd Floor | Nos | 1000 | 40 | Approved
The Soul, Rajarhat | BASEMENT WITH PODIUM | Landscaping |  | WO/HR01/BP01/76 | Mondal Nurseries & Exterior | Aglonema Malay beauty | Aglonema Malay beauty LOCATION: PODIUM2nd,3rd & 4th | Nos | 250 | 146 | Approved
The Soul, Rajarhat | BASEMENT WITH PODIUM | Landscaping |  | WO/HR01/BP01/76 | Mondal Nurseries & Exterior | Caeselpinia Pulcherima | Caeselpinia Pulcherima Height: 450 mm LOCATION: Main Gate entry front planter | Nos | 6 | 168 | Approved
The Soul, Rajarhat | BASEMENT WITH PODIUM | Landscaping |  | WO/HR01/BP01/76 | Mondal Nurseries & Exterior | Ixora Chinensis | Ixora Chinensis Height: 200 mm LOCATION: Main Gate entry front 3 planter | Nos | 150 | 50 | Approved
The Soul, Rajarhat | BASEMENT WITH PODIUM | Landscaping |  | WO/HR01/BP01/76 | Mondal Nurseries & Exterior | Wedelia Telobata | Wedelia Telobata Height: 200 mm LOCATION: Behind Tower 5 to 7 narrow space | Nos | 250 | 30 | Approved
The Soul, Rajarhat | BASEMENT WITH PODIUM | Landscaping |  | WO/HR01/BP01/76 | Mondal Nurseries & Exterior | Cormonna Macrophylla | Cormonna Macrophylla Height: 300 mm LOCATION:Behind Tower-8 (north side) | Nos | 250 | 97 | Approved
The Soul, Rajarhat | BASEMENT WITH PODIUM | Landscaping |  | WO/HR01/BP01/76 | Mondal Nurseries & Exterior | Raphis Excelsa | Raphis Excelsa Height: 1000 mm LOCATION: Podium ground floor entry left. | Nos | 21 | 437 | Approved
The Soul, Rajarhat | BASEMENT WITH PODIUM | Landscaping |  | WO/HR01/BP01/76 | Mondal Nurseries & Exterior | Raphis Palm | Raphis Palm Height: 1500 mm LOCATION: Behind stadium to podium 1st floor behind lawn area | Nos | 15 | 2800 | Approved
The Soul, Rajarhat | BASEMENT WITH PODIUM | Landscaping |  | WO/HR01/BP01/76 | Mondal Nurseries & Exterior | Pygmae date palm | Pygmae date palm Height: 1000 mm LOCATION: Beside Tower-8 | Nos | 9 | 1000 | Approved
The Soul, Rajarhat | BASEMENT WITH PODIUM | Landscaping |  | WO/HR01/BP01/76 | Mondal Nurseries & Exterior | Fern | Fern LOCATION:Between Tower- 5,6,7 & 8 | Nos | 350 | 76 | Approved
The Soul, Rajarhat | BASEMENT WITH PODIUM | Landscaping |  | WO/HR01/BP01/76 | Mondal Nurseries & Exterior | Syngonium | Syngonium LOCATION:Beside Tower-8 | Nos | 100 | 76 | Approved
The Soul, Rajarhat | BASEMENT WITH PODIUM | Landscaping |  | WO/HR01/BP01/76 | Mondal Nurseries & Exterior | Aglonema Malay beauty | Aglonema Malay beauty LOCATION: Planter Box Tower-5,6,7,8 | Nos | 63 | 146 | Approved
SOUTHWINDS PROJECT LLP (PHASE - III & IV) | MEP PHASE - IV | Fire Fighting |  | WO/SP34/MW4/45 | Balajee Fire | 150 mm NB (Heavy Grade) Fire Pipe Line fixed below the ground lavel | Installation, testing, commission of MS PIPING including all accessories (UNDER GROUND PIPING) as per specification/drawing and direction of Engineer-in-charge. a)150 mm NB (Heavy grade) External including earth cutting (Client would supply pipes only.) | Mtrs. | 48 | 1425 | Approved
Primarc Aadvika | COMMON INFRASTRUCTURE | Consultancy Charges | ARCHITECT | WO/HW1/PHW2/1 | GROUP DCA LLP | Consultancy services (Without parking & services area) | Architectural, Interior & Illumination design Consultancy services for residential Project at Howrah location. (Without parking & services area) | Sq.Ft. | 153935 | 17 | Approved
Primarc Aadvika | COMMON INFRASTRUCTURE | Consultancy Charges | ARCHITECT | WO/HW1/PHW2/1 | GROUP DCA LLP | Consultancy services (Only parking & services area) | Architectural, Interior & Illumination design Consultancy services for residential Project at Howrah location. (Only parking & services area) | Sq.Ft. | 0 | 10 | Approved
Primarc Aadvika | COMMON INFRASTRUCTURE | Consultancy Charges | ARCHITECT | WO/HW1/PHW2/1 | GROUP DCA LLP | Consultancy charges of detail interior design & development of Club | Consultancy charges of detail interior design & development of Club for residential Project at Howrah location | Sq.Ft. | 0 | 175 | Approved
Primarc Chambers | PRE-CONSTRUCTION PHASE | Electrical | DG Cost | WO/PCH/PC02/27 | Genset India Pvt. Ltd. | 62.5KVA(Make-Kirloskar)DG Servicing Work as per the dircetion of EIC | 62.5KVA(Make-Kirloskar)DG Servicing Work as per the direction of EIC |  | 0 | 0 | Approved
Primarc Chambers | PRE-CONSTRUCTION PHASE | Electrical | DG Cost | WO/PCH/PC02/27 | Genset India Pvt. Ltd. | Fuel Filter | Supply of Fuel Filter(KIT) as per the direction of EIC. | Nos. | 1 | 560 | Approved
Primarc Chambers | PRE-CONSTRUCTION PHASE | Electrical | DG Cost | WO/PCH/PC02/27 | Genset India Pvt. Ltd. | LUB OIL FILTER | Supply of Lub Oil Filter as per the direction of EIC. | Nos. | 1 | 1250 | Approved
Primarc Chambers | PRE-CONSTRUCTION PHASE | Electrical | DG Cost | WO/PCH/PC02/27 | Genset India Pvt. Ltd. | LUB OIL 15W-40 | Supply of Lub Oil 15W-40 as per the direction of EIC. | Ltrs. | 15 | 332 | Approved
Primarc Chambers | PRE-CONSTRUCTION PHASE | Electrical | DG Cost | WO/PCH/PC02/27 | Genset India Pvt. Ltd. | COOLANT | Supply of Coolant as per the direction of EIC. | Ltrs. | 6 | 232.2 | Approved
Primarc Chambers | PRE-CONSTRUCTION PHASE | Electrical | DG Cost | WO/PCH/PC02/27 | Genset India Pvt. Ltd. | Battery Clamp | Supply of Battery Clamp as per the direction of EIC. | Nos. | 2 | 125 | Approved
Primarc Chambers | PRE-CONSTRUCTION PHASE | Electrical | DG Cost | WO/PCH/PC02/27 | Genset India Pvt. Ltd. | Service Charge | Service Charge all complete as per the direction of EIC | Job | 1 | 3500 | Approved
Primarc Chambers | PRE-CONSTRUCTION PHASE | Electrical | DG Cost | WO/PCH/PC02/27 | Genset India Pvt. Ltd. | Transportation Charges | Transportation Charges | Lump Sum | 1 | 1000 | Approved
Primarc Chambers | PRE-CONSTRUCTION PHASE | Electrical | DG Cost | WO/PCH/PC02/27 | Genset India Pvt. Ltd. | AVR | Supply of AVR as per the direction of EIC. | Nos. | 1 | 15300 | Approved
Primarc Chambers | PRE-CONSTRUCTION PHASE | Electrical | DG Cost | WO/PCH/PC02/27 | Genset India Pvt. Ltd. | Diode Rectifier | Supply of Diode Rectifier as per the direction of EIC. | Nos. | 1 | 6100 | Approved
SOUTHWINDS PROJECT LLP (PHASE - III & IV) | OVERHEAD PHASE - III & IV | Plumber |  | WO/SP34/OP34/34 | INA TechFM Global Solution Pvt Ltd | Providing Plumber | Providing 01 (One) No. Plumber @8.5 hr per day for 26/27 days in a month including NH and management fees from 08-July-2024 to 03-Aug-2024 | Head | 1 | 17325 | Approved
Primarc Chambers | BLOCK | False Celling |  | WO/PCH/PC01/46 | Sreeram Plywoods | Loading, Unloading | Charges for loading - unloading, transportation, hire charges for machinery as per direction of Engineer-in-Charge | Lump Sum | 1 | 22000 | Approved
Primarc Chambers | BLOCK | Plumbing/Sanitory | External Plumbing | WO/PCH/PC01/67 | SATYA AGRO IRRIGATION CO. | Drip Irrigation and Accessories | Supply of Drip Irrigation Materials and Accessories as per the requirement & specifications & as directed by EIC. |  | 0 | 0 | Approved
Primarc Chambers | BLOCK | Plumbing/Sanitory | External Plumbing | WO/PCH/PC01/67 | SATYA AGRO IRRIGATION CO. | Landscape brown Inline Dripline 30cm, 2.1 lph, 1.2mm wall thickness | Landscape brown Inline Dripline 30cm, 2.1 lph, 1.2mm wall thickness Make-Smartflow | Mtrs. | 1290 | 35 | Approved
Primarc Chambers | BLOCK | Plumbing/Sanitory | External Plumbing | WO/PCH/PC01/67 | SATYA AGRO IRRIGATION CO. | 9" Long Lateral Hold Stake for holding dripline | 9" Long Lateral Hold Stake for holding dripline Make-Rain Bird(USA) | Nos. | 1300 | 16 | Approved
Primarc Chambers | BLOCK | Plumbing/Sanitory | External Plumbing | WO/PCH/PC01/67 | SATYA AGRO IRRIGATION CO. | Air relief valve 1/2" with 6" valve Box | Air relief valve 1/2" with 6" valve Box Make-Rain Bird(USA) | Nos. | 11 | 750 | Approved
Primarc Chambers | BLOCK | Plumbing/Sanitory | External Plumbing | WO/PCH/PC01/67 | SATYA AGRO IRRIGATION CO. | Flush Valve 40mm | Flush Valve 40mm | Nos. | 12 | 330 | Approved
Primarc Chambers | BLOCK | Plumbing/Sanitory | External Plumbing | WO/PCH/PC01/67 | SATYA AGRO IRRIGATION CO. | Take Off Connection (Clamp Saddle + PVC Riser + Threaded Tee) | Take Off Connection (Clamp Saddle + PVC Riser + Threaded Tee) | Lump Sum | 102 | 550 | Approved
Primarc Chambers | BLOCK | Plumbing/Sanitory | External Plumbing | WO/PCH/PC01/67 | SATYA AGRO IRRIGATION CO. | Sprinklers and Accessories | "Supply of Sprinklers and Accessories as per the requirement & specifications & as directed by EIC " |  | 0 | 0 | Approved
Primarc Chambers | BLOCK | Plumbing/Sanitory | External Plumbing | WO/PCH/PC01/67 | SATYA AGRO IRRIGATION CO. | Pop up Spray Head with Rotary Nozzle | Pop up Spray Head with Rotary Nozzle Make-Rain Bird(USA) | Nos. | 82 | 850 | Approved
Primarc Chambers | BLOCK | Plumbing/Sanitory | External Plumbing | WO/PCH/PC01/67 | SATYA AGRO IRRIGATION CO. | Pop up Spray Head with VAN Nozzle | Pop up Spray Head with VAN Nozzle Make-Rain Bird(USA) | Nos. | 7 | 550 | Approved
Primarc Chambers | BLOCK | Plumbing/Sanitory | External Plumbing | WO/PCH/PC01/67 | SATYA AGRO IRRIGATION CO. | Providing of Swing Joint 1/2" with PP Clamp Saddle Chromed Nut Bolt & Nitrile Rubber Gasket Make: RainBird & Astore | Providing of Swing Joint 1/2" with PP Clamp Saddle Chromed Nut Bolt & Nitrile Rubber Gasket Make: Rain Bird & Astore | Nos. | 89 | 450 | Approved
Primarc Chambers | BLOCK | Plumbing/Sanitory | External Plumbing | WO/PCH/PC01/67 | SATYA AGRO IRRIGATION CO. | 3/4"" Brass Quick coupling valve3/4"" Brass Quick coupling valve | 3/4"" Brass Quick coupling valve | Nos. | 7 | 1250 | Approved
Primarc Chambers | BLOCK | Plumbing/Sanitory | External Plumbing | WO/PCH/PC01/67 | SATYA AGRO IRRIGATION CO. | 3/4"" Brass Quick coupling key | 3/4"" Brass Quick coupling key | Nos. | 3 | 1350 | Approved
Primarc Chambers | BLOCK | Plumbing/Sanitory | External Plumbing | WO/PCH/PC01/67 | SATYA AGRO IRRIGATION CO. | Brass Swivel Hose Elbow 3/4" x 3/4" | Brass Swivel Hose Elbow 3/4" x 3/4" | Nos. | 3 | 1250 | Approved
Primarc Chambers | BLOCK | Plumbing/Sanitory | External Plumbing | WO/PCH/PC01/67 | SATYA AGRO IRRIGATION CO. | PP Service Saddle- 50mm X 3/4" with Special Brass Fitting | PP Service Saddle- 50mm X 3/4" with Special Brass Fitting | Nos. | 5 | 550 | Approved
Primarc Chambers | BLOCK | Plumbing/Sanitory | External Plumbing | WO/PCH/PC01/67 | SATYA AGRO IRRIGATION CO. | PP Service Saddle- 40mm X 3/4" with Special Brass Fitting | PP Service Saddle- 40mm X 3/4" with Special Brass Fitting | Nos. | 2 | 550 | Approved
Primarc Chambers | BLOCK | Plumbing/Sanitory | External Plumbing | WO/PCH/PC01/67 | SATYA AGRO IRRIGATION CO. | Spot Hose multi faucet gun with 15 Mt Hose pipe Rain Bird | Spot Hose multi faucet gun with 15 Mt Hose pipe Rain Bird | Nos. | 3 | 3250 | Approved
Primarc Chambers | BLOCK | Plumbing/Sanitory | External Plumbing | WO/PCH/PC01/67 | SATYA AGRO IRRIGATION CO. | Valves and Filtration Unit | Supply of Valves and Filtration Unit as per the requirement & specifications & as directed by EIC |  | 0 | 0 | Amended & Approved
Primarc Chambers | BLOCK | Plumbing/Sanitory | External Plumbing | WO/PCH/PC01/67 | SATYA AGRO IRRIGATION CO. | Main line PVC Ball Valve 50mm | Main line PVC Ball Valve 50mm | Nos. | 1 | 950 | Approved
Primarc Chambers | BLOCK | Plumbing/Sanitory | External Plumbing | WO/PCH/PC01/67 | SATYA AGRO IRRIGATION CO. | Lateral line PVC Ball Valve 50mm | Lateral line PVC Ball Valve 50mm | Nos. | 15 | 950 | Approved
Primarc Chambers | BLOCK | Plumbing/Sanitory | External Plumbing | WO/PCH/PC01/67 | SATYA AGRO IRRIGATION CO. | 12" Rectangular Valve Box with cover | 12" Rectangular Valve Box with cover Make-Rain Bird(USA) | Nos. | 0 | 2700 | Approved
Primarc Chambers | BLOCK | Plumbing/Sanitory | External Plumbing | WO/PCH/PC01/67 | SATYA AGRO IRRIGATION CO. | 10" Round Valve Box with cover | 10" Round Valve Box with cover Make-Rain Bird(USA) | Nos. | 22 | 1250 | Approved
Primarc Chambers | BLOCK | Plumbing/Sanitory | External Plumbing | WO/PCH/PC01/67 | SATYA AGRO IRRIGATION CO. | Screen/Disc Filter 2" (30m³/hr,100 micron) | Screen/Disc Filter 2" (30m³/hr,100 micron) Make-Rain Bird(USA) | Nos. | 2 | 7000 | Approved
Primarc Chambers | BLOCK | Plumbing/Sanitory | External Plumbing | WO/PCH/PC01/67 | SATYA AGRO IRRIGATION CO. | Pressure Gauze (glycerin filled) | Pressure Gauze (glycerin filled) Make-Satya | Nos. | 3 | 750 | Approved
Primarc Chambers | BLOCK | Plumbing/Sanitory | External Plumbing | WO/PCH/PC01/67 | SATYA AGRO IRRIGATION CO. | Air Release Valve 1" | Air Release Valve 1" Make-Bermad | Nos. | 1 | 1650 | Approved
Primarc Chambers | BLOCK | Plumbing/Sanitory | External Plumbing | WO/PCH/PC01/67 | SATYA AGRO IRRIGATION CO. | Pressure Relief valve 2" with bypass outlet with UPVC Bypass Assy till STP | Pressure Relief valve 2" with bypass outlet with UPVC Bypass Assy till STP Make-Harit | Nos. | 1 | 11000 | Approved
Primarc Chambers | BLOCK | Plumbing/Sanitory | External Plumbing | WO/PCH/PC01/67 | SATYA AGRO IRRIGATION CO. | Automation Unit | Supply of Automation Unit as per the requirement & specifications & as directed by EIC.0 |  | 0 | 0 | Approved
Primarc Chambers | BLOCK | Plumbing/Sanitory | External Plumbing | WO/PCH/PC01/67 | SATYA AGRO IRRIGATION CO. | 4 Stn Upgradable Multi Station outdoor Upgradable Modular controller ESP M3 Series controller with pump start MV optional bypassing, Soil Moustire sensor, Odd Even Watering, Rain Delay | 4 Stn Upgradable Multi Station outdoor Upgradable Modular controller ESP M3 Series controller with pump start MV optional bypassing, Soil Moustire sensor, Odd Even Watering, Rain Delay Make-Rain Bird(USA) | Nos. | 0 | 13500 | Approved
Primarc Chambers | BLOCK | Plumbing/Sanitory | External Plumbing | WO/PCH/PC01/67 | SATYA AGRO IRRIGATION CO. | 6 Station Outdoor TM2 Series Controller | 6 Station Outdoor TM2 Series Controller Make-Rain Bird(USA) | Nos. | 3 | 15000 | Approved
Primarc Chambers | BLOCK | Plumbing/Sanitory | External Plumbing | WO/PCH/PC01/67 | SATYA AGRO IRRIGATION CO. | Wifi Module for RZX Controller for remote application with local whether station sync. Wifi LNK | Wifi Module for RZX Controller for remote application with local whether station sync. Wifi LNK Make-Rain Bird(USA) | Nos. | 3 | 13500 | Approved
Primarc Chambers | BLOCK | Plumbing/Sanitory | External Plumbing | WO/PCH/PC01/67 | SATYA AGRO IRRIGATION CO. | Solenoid Valve (1") 100 PGA series | Solenoid Valve (1") 100 PGA series Make-Rain Bird(USA) | Nos. | 14 | 6500 | Approved
Primarc Chambers | BLOCK | Plumbing/Sanitory | External Plumbing | WO/PCH/PC01/67 | SATYA AGRO IRRIGATION CO. | #1.5 sq mm Copper Conductor Direct Burial Cable-Live | #1.5 sq mm Copper Conductor Direct Burial Cable-Live Make-Paige/AVO | Mtrs. | 700 | 38 | Approved
Primarc Chambers | BLOCK | Plumbing/Sanitory | External Plumbing | WO/PCH/PC01/67 | SATYA AGRO IRRIGATION CO. | #1.5 sq mm Copper Conductor Direct Burial Cable-Common | #1.5 sq mm Copper Conductor Direct Burial Cable-Common #1.5 sq mm Copper Conductor Direct Burial Cable-Common Make-Paige/AVO | Mtrs. | 200 | 38 | Approved
Primarc Chambers | BLOCK | Plumbing/Sanitory | External Plumbing | WO/PCH/PC01/67 | SATYA AGRO IRRIGATION CO. | 10 Core multicoloured cable | 10 Core multicoloured cable Make-Paige/AVO | Mtrs. | 75 | 250 | Approved
Primarc Chambers | BLOCK | Plumbing/Sanitory | External Plumbing | WO/PCH/PC01/67 | SATYA AGRO IRRIGATION CO. | 32mm PVC Conduit Pvc Pipe | 32mm PVC Conduit Pvc Pipe Make-Astral/ AKG | Mtrs. | 280 | 50 | Approved
Primarc Chambers | BLOCK | Plumbing/Sanitory | External Plumbing | WO/PCH/PC01/67 | SATYA AGRO IRRIGATION CO. | DBY series water proof wire connector with splices | DBY series water proof wire connector with splices Make-Rain Bird(USA) | Nos. | 30 | 350 | Approved
Primarc Chambers | BLOCK | Plumbing/Sanitory | External Plumbing | WO/PCH/PC01/67 | SATYA AGRO IRRIGATION CO. | Rain Sensor | Rain Sensor Make-Rain Bird(USA) | Nos. | 3 | 6000 | Approved
Primarc Chambers | BLOCK | Plumbing/Sanitory | External Plumbing | WO/PCH/PC01/67 | SATYA AGRO IRRIGATION CO. | Pumping Unit | Supply of Pumping Unit as per the requirement & specifications & as directed by EIC. |  | 0 | 0 | Approved
Primarc Chambers | BLOCK | Plumbing/Sanitory | External Plumbing | WO/PCH/PC01/67 | SATYA AGRO IRRIGATION CO. | Providing, Based Pump Station giving flow of 3.40 lps discharge at 48 m head, complete Set (1 working + 1 stand By) with Pressure Tank, Panel & all required accessories. PEDROLLO ITALY. | Providing, Based Pump Station giving flow of 3.40 lps discharge at 48 m head, complete Set (1 working + 1 stand By) with Pressure Tank, Panel & all required accessories. Make-PEDROLLO ITALY. | Set | 0 | 65000 | Approved
Primarc Chambers | BLOCK | Plumbing/Sanitory | External Plumbing | WO/PCH/PC01/67 | SATYA AGRO IRRIGATION CO. | Providing Pressure pump with Easy press automatic operation of pump Including header pipes & fittings at tank level to terrace level. | Providing Pressure pump with Easy press automatic operation of pump Including header pipes & fittings at tank level to terrace level. Make-PEDROLLO ITALY. | Set | 2 | 35000 | Approved
Primarc Chambers | BLOCK | Plumbing/Sanitory | External Plumbing | WO/PCH/PC01/67 | SATYA AGRO IRRIGATION CO. | Pump Header UPVC pipe with fittings including BRASS Gate valve NRV, Pressure gauge etc complete 2" | Pump Header UPVC pipe with fittings including BRASS Gate valve NRV, Pressure gauge etc. complete 2. Make-Astral/Supreme | Lump Sum | 0 | 20000 | Approved
Primarc Chambers | BLOCK | Plumbing/Sanitory | External Plumbing | WO/PCH/PC01/67 | SATYA AGRO IRRIGATION CO. | 2.5 sqmm FLAT CABLE FOR PUMP CONNECTION. FROM PANEL TO PUMP | 2.5 sqmm FLAT CABLE FOR PUMP CONNECTION. FROM PANEL TO PUMP Make-Havells/Finolex | Mtrs. | 0 | 100 | Approved
Primarc Chambers | BLOCK | Plumbing/Sanitory | External Plumbing | WO/PCH/PC01/67 | SATYA AGRO IRRIGATION CO. | Y TYPE Strainer FILTER for suction side. | Y TYPE Strainer FILTER for suction side. Make-ISI | Nos. | 0 | 8500 | Approved
Primarc Chambers | BLOCK | Plumbing/Sanitory | External Plumbing | WO/PCH/PC01/67 | SATYA AGRO IRRIGATION CO. | Suction assy with Ball valve with reducers & flange with b-nuts | Suction assy with Ball valve with reducers & flange with b-nuts Make-Astral/Supreme | Nos. | 0 | 5500 | Approved
Primarc Chambers | BLOCK | Plumbing/Sanitory | External Plumbing | WO/PCH/PC01/68 | SATYA AGRO IRRIGATION CO. | Installation of Drip Irrigation | Installation Charges for Piping Network, Sprinkler and other equipment as per the requirement and specifications including all labours, tools & tackles all finishes and complete as per the direction of the EIC. | Lump Sum | 1 | 161000 | Approved
SOUTHWINDS PROJECT LLP (PHASE - III & IV) | BLOCK PHASE - IV | Civil |  | WO/SP34/BP4/16 | SHAHBAZ CONSTRUCTION | Supply of M20 grade concrete for Vacuum dewater flooring | Supply of M20 grade concrete(for Vacuum dewater flooring) of Reinforcement cement concrete (excluding cement & admixture) including supply & operation of concrete pump as per IS Code Approved mix design, drawing, specification and direction of Engineer-in-charge. Location:- Ramp & car parking at MLCP(Gr floor to 5th Floor level) | Cum. | 0 |  | Amended & Approved
SOUTHWINDS PROJECT LLP (PHASE - III & IV) | BLOCK PHASE - IV | Civil |  | WO/SP34/BP4/21 | SHARIQUE ENTERPRISE | Supply of M20 grade concrete for Vacuum dewater flooring | Supply of M20 grade concrete(for Vacuum dewater flooring) of Reinforcement cement concrete (excluding cement & admixture) including supply & operation of concrete pump as per IS Code Approved mix design, drawing, specification and direction of Engineer-in-charge. Location:- Ramp & car parking at MLCP(Gr floor to 5th Floor level) | Cum. | 592.765 | 6500 | Amended & Approved
SOUTHWINDS PROJECT LLP (PHASE - III & IV) | COMMON INFRASTRUCTURE - PHASE III & IV | Boundary Wall |  | WO/SP34/CI34/61 | SHAHBAZ CONSTRUCTION | Civil work for Modification of Temporary Boundary Wall near commercial block (Phase - 1) | Civil work for Modification of Temporary Boundary Wall near commercial block (Phase - 1) |  | 0 | 0 | Approved
SOUTHWINDS PROJECT LLP (PHASE - III & IV) | COMMON INFRASTRUCTURE - PHASE III & IV | Boundary Wall |  | WO/SP34/CI34/61 | SHAHBAZ CONSTRUCTION | Providing & laying M25 grade RCC | "Providing & laying M25 grade RCC All charges for Supply & laying M25 grade of concrete at all levels and excluding shuttering and reinforcement, including concrete pump, curing, vibrator with complete design of concrete mix as per IS code and relevant special publication, submission of job mix formula after preliminary mix design and testing of concrete cubes as per direction of EIC. " | Cum. | 1.703 | 6930 | Approved
SOUTHWINDS PROJECT LLP (PHASE - III & IV) | COMMON INFRASTRUCTURE - PHASE III & IV | Boundary Wall |  | WO/SP34/CI34/61 | SHAHBAZ CONSTRUCTION | Hire & Labour charges for shuttering | "Hire & Labour charges for shuttering Hire and Labour charges for shuttering with centering and necessary staging up to necessary height using approved stout props , 12 mm thick quality ply board shuttering , with required bracing for curved or straight fitting, fixing and striking out after completion of works (including bailing out of water) at any floor and level complete as per drawing , specification and direction of EIC" | Sq.Mtr. | 23.818 | 511.5 | Approved
SOUTHWINDS PROJECT LLP (PHASE - III & IV) | COMMON INFRASTRUCTURE - PHASE III & IV | Boundary Wall |  | WO/SP34/CI34/61 | SHAHBAZ CONSTRUCTION | Labour Charges for fixing Reinforcements | "Labour Charges for fixing Reinforcements Labour charges for fixing Reinforcement for reinforced cement concrete work in all sorts of structures including distribution bars, stirrups, binding wire etc., initial straighteneing and removal of loose rust (if necessary) , cutting to requisite length, hooking nad bending to correct shape, placing in proper position and binding with 16 gauge black aneealed wire / welding as per relevant IS code in every intersection complete as per drawing, specification or as directed by EIC, including bailing out of water during construction of foundation etc. all complete." | MT | 0.159 | 7700 | Approved
SOUTHWINDS PROJECT LLP (PHASE - III & IV) | COMMON INFRASTRUCTURE - PHASE III & IV | Boundary Wall |  | WO/SP34/CI34/61 | SHAHBAZ CONSTRUCTION | 230th Brick work with Flyash Brick | "All charges for 230th Brick work with Flyash Brick for walls of specified thickness in sand cement mortar (6:1) including the cost of all material, labour, tools, tackles, scaffolding, curing etc. complete as per direction of Engineer-in-Charge and technical specification.(Cement supplied free of cost at site). " | Cum. | 0 | 8569 | Approved
SOUTHWINDS PROJECT LLP (PHASE - III & IV) | COMMON INFRASTRUCTURE - PHASE III & IV | Boundary Wall |  | WO/SP34/CI34/61 | SHAHBAZ CONSTRUCTION | 125th Brick work with Flyash Brick | "All charges for 125th Brick work with Flyash Brick Providing and erecting 125mm. thick brick thick work with Fly ash bricks for walls of specified thickness in sand cement mortar (4:1) including the cost of all material, labour, tools, tackles, scaffolding, curing etc. complete as per direction of Engineer-in-Charge and technical specification.(Cement supplied free of cost at site). " | Sq.Mtr. | 13.672 | 1041.7 | Approved
SOUTHWINDS PROJECT LLP (PHASE - III & IV) | COMMON INFRASTRUCTURE - PHASE III & IV | Boundary Wall |  | WO/SP34/CI34/61 | SHAHBAZ CONSTRUCTION | dismantling of brick work | All charges for doing dismantling of brick work of all thickness and of all mortar ratio along with its plaster and other finishes to incorporate changes & revisions of drawings/design or as per drawing and direction of EIC i/c barricading the area , providing caution board,cutting of reinforcement steel of the concrete,separating reinforcement steel & debris, all labour,materials ,plant & machinery,tools & tackles etc. for all lead & lift ,for all level i/c maintaining dump yard for debris & stacking reinforcement dia wise within the specified lines and levels to entire satisfaction of EIC. | Sq.Mtr. | 0 | 605 | Approved
SOUTHWINDS PROJECT LLP (PHASE - III & IV) | COMMON INFRASTRUCTURE - PHASE III & IV | Boundary Wall |  | WO/SP34/CI34/61 | SHAHBAZ CONSTRUCTION | 20 mm (1:6) Plaster | "All charges for 20 mm (1:6) Plaster Providing and applying plaster with sand and cement mortar including round off or chamfering of concrete surface , curing etc, complete as per direction of EIC -20 mm thick sand cement mortar ( 6 parts sand : 1 part cement), at any floor and level . (Cement would be supplied by the employer free of cost, but subjected to reconciliation)" | Sq.Mtr. | 162.547 | 419.1 | Approved
SOUTHWINDS PROJECT LLP (PHASE - III & IV) | COMMON INFRASTRUCTURE - PHASE III & IV | Boundary Wall |  | WO/SP34/CI34/61 | SHAHBAZ CONSTRUCTION | making groove in plaster 20x12mm | "All charges for making groove in plaster 20x12mm Charges for making Groove line in plaster surface at any floor and level as per drawing and direction of EIC" | RMT | 136.72 | 52.8 | Approved
SOUTHWINDS PROJECT LLP (PHASE - III & IV) | COMMON INFRASTRUCTURE - PHASE III & IV | Boundary Wall |  | WO/SP34/CI34/61 | SHAHBAZ CONSTRUCTION | Civil work at New boundary wall near Garbage compost area (Near Phase - 1) | Civil work at New boundary wall near Garbage compost area (Near Phase - 1) |  | 0 | 0 | Approved
SOUTHWINDS PROJECT LLP (PHASE - III & IV) | COMMON INFRASTRUCTURE - PHASE III & IV | Boundary Wall |  | WO/SP34/CI34/61 | SHAHBAZ CONSTRUCTION | Earthwork in Excavation | Charges of Earthwork in Excavation (by mechanical means/manually) in all types of soil i/c moorum,laterite for foundations and stacking the soils within a lead of 100m as directed. | Cum. | 11.83 | 217.8 | Approved
SOUTHWINDS PROJECT LLP (PHASE - III & IV) | COMMON INFRASTRUCTURE - PHASE III & IV | Boundary Wall |  | WO/SP34/CI34/61 | SHAHBAZ CONSTRUCTION | Charges for providing & laying R.C.C (M25) | Charges for providing & laying R.C.C (M25) by site mix concrete 25 mm and down sized ,screened and washed well graded stone chips excluding shuttering,consolidation complete in all respect as per drawing ,specification and direction of EIC. | Cum. | 1.837 | 6930 | Approved
SOUTHWINDS PROJECT LLP (PHASE - III & IV) | COMMON INFRASTRUCTURE - PHASE III & IV | Boundary Wall |  | WO/SP34/CI34/61 | SHAHBAZ CONSTRUCTION | Hire & labour charges for Shuttering | Hire & labour charges for Shuttering with centering & necessary staging up to necessary height using approved stout props, 12mm thick quality ply board shuttering,with required bracing for curved or straight fitting,fixing & striking out after completion of works(including bailing of water)at substructure and superstructure,complete per drawing,specification and direction of EIC | Sq.Mtr. | 8.25 | 511.5 | Approved
SOUTHWINDS PROJECT LLP (PHASE - III & IV) | COMMON INFRASTRUCTURE - PHASE III & IV | Boundary Wall |  | WO/SP34/CI34/61 | SHAHBAZ CONSTRUCTION | Labour Charges for fixing Reinforcement | Labour Charges for fixing Reinforcement for reinforced cement concrete work from in all sorts of structures including distribution bars, stirrups,binding wire etc.Initial straightening and removal of loost rust (if necessary) cutting to requisite length,hooking & bending to correct shape , placing in proper position & binding with 16 gauge black annealed wire/welding as per relevant I.S. code in every intersection complete as per drawing, specification of EIC | MT | 0.125 | 7700 | Approved
SOUTHWINDS PROJECT LLP (PHASE - III & IV) | COMMON INFRASTRUCTURE - PHASE III & IV | Boundary Wall |  | WO/SP34/CI34/61 | SHAHBAZ CONSTRUCTION | 250 mm thk B/w using Fly ash Bricks | All charges for 250 mm thk B/w using Fly ash Bricks in cement sand mortar (1:6) in foundation and plinth. including the cost of all material, labour, tools, tackles, scaffolding, curing etc. complete as per direction of Engineer-in-Charge and technical specification.(Cement supplied free of cost at site). " | Cum. | 8.898 | 8569 | Approved
SOUTHWINDS PROJECT LLP (PHASE - III & IV) | COMMON INFRASTRUCTURE - PHASE III & IV | Boundary Wall |  | WO/SP34/CI34/61 | SHAHBAZ CONSTRUCTION | 125 mm thk B/w using Fly ash Bricks | All charges for 125 mm thk B/w using Fly ash Bricks in cement sand mortar (1:6) in foundation and plinth. including the cost of all material, labour, tools, tackles, scaffolding, curing etc. complete as per direction of Engineer-in-Charge and technical specification.(Cement supplied free of cost at site). " | Sq.Mtr. | 30.237 | 1041.7 | Approved
SOUTHWINDS PROJECT LLP (PHASE - III & IV) | COMMON INFRASTRUCTURE - PHASE III & IV | Boundary Wall |  | WO/SP34/CI34/61 | SHAHBAZ CONSTRUCTION | Providing and applying plaster - 20 mm thick sand cement mortar | Providing and applying plaster with sand and cement mortar including rounding off or chamfering of concrete surface,curing etc. complete as per direction of EIC-20 mm thick sand cement mortar (6 parts sand: 1 parts cement),at any floor and level(Cement would be supplied by the employer free of cost,but subjected to reconciliation) | Sq.Mtr. | 0 | 419.1 | Approved
SOUTHWINDS PROJECT LLP (PHASE - III & IV) | COMMON INFRASTRUCTURE - PHASE III & IV | Boundary Wall |  | WO/SP34/CI34/61 | SHAHBAZ CONSTRUCTION | making groove in plaster 20x12mm | "All charges for making groove in plaster 20x12mm Charges for making Groove line in plaster surface at any floor and level as per drawing and direction of EIC" | RMT | 0 | 52.8 | Approved
SOUTHWINDS PROJECT LLP (PHASE - III & IV) | COMMON INFRASTRUCTURE - PHASE III & IV | Boundary Wall |  | WO/SP34/CI34/61 | SHAHBAZ CONSTRUCTION | Earth work in filling with earth | Earth work in filling with earth obtained from excavation inlayers not exceeding 250 mm i/c watering,ramming etc. complete in all respect as per dir. Of EIC(payment to be made on the basis of the finished quantity of work . | Cum. | 4.441 | 129.8 | Approved
SOUTHWINDS PROJECT LLP (PHASE - III & IV) | COMMON INFRASTRUCTURE - PHASE III & IV | Boundary Wall |  | WO/SP34/CI34/61 | SHAHBAZ CONSTRUCTION | D.P.C (1:2:4) / Floor PCC mixed with Polymer | D.P.C (1:2:4) / Floor PCC mixed with Polymer | Sq.Mtr. | 0 | 687.5 | Approved
Primarc Chambers | BLOCK | Grill / Steel Work |  | WO/PCH/PC01/69 | ADA-METCON | MS Shaft/Duct Cover | Supply, fabrication & erection of MS Duct Cover powder coated (Colour code approved by site) made of 1.6 mm sheet (2.4 kg per SQFT approx. weight) with frame fittings including transportation, lifting, fixing all complete in all respect as per drawing and direction of EIC. |  | 0 | 0 | Approved
SOUTHWINDS PROJECT LLP (PHASE - III & IV) | MARKETING PHASE - III & IV | Marketing Office | HVAC system | WO/SP34/MA34/20 | MEHO HCP AIR SYSTEMS PVT. LTD. | AMC of Air Condition Machine at Marketing office | AMC of Air Condition Machine at Marketing office (Time period 01.06.2024 to 31.05.2025) |  | 0 | 0 | Approved
SOUTHWINDS PROJECT LLP (PHASE - III & IV) | MARKETING PHASE - III & IV | Marketing Office | HVAC system | WO/SP34/MA34/20 | MEHO HCP AIR SYSTEMS PVT. LTD. | KURVE - 1 Ton | Scheduled preventive maintenance service scheme for KURVE - 1 Ton - Air Condition machine at Marketing Office. Machine Sl no.- Nil Type-NDS | Nos | 1 | 2228 | Approved
SOUTHWINDS PROJECT LLP (PHASE - III & IV) | MARKETING PHASE - III & IV | Marketing Office | HVAC system | WO/SP34/MA34/20 | MEHO HCP AIR SYSTEMS PVT. LTD. | KURVE - 1.5 Ton | Scheduled preventive maintenance service scheme for KURVE - 1.5 Ton - Air Condition machine at Marketing Office. Machine Sl no.- Nil Type-NDS | Nos | 3 | 3341 | Approved
SOUTHWINDS PROJECT LLP (PHASE - III & IV) | MARKETING PHASE - III & IV | Marketing Office | HVAC system | WO/SP34/MA34/20 | MEHO HCP AIR SYSTEMS PVT. LTD. | KURVE - 2 Ton | Scheduled preventive maintenance service scheme for KURVE - 2 Ton - Air Condition machine at Marketing Office. Machine Sl no.- Nil Type-NDS | Nos | 4 | 4456 | Approved
The Soul, Rajarhat | BASEMENT WITH PODIUM | Water Proofing |  | WO/HR01/BP01/65 | Waterproof | Basement area Sika Injection 202IN | Basement area Sika Injection 202IN (Rate Revised) |  | 0 | 0 | Amended & Draft
The Soul, Rajarhat | BASEMENT WITH PODIUM | Water Proofing |  | WO/HR01/BP01/65 | Waterproof | Sika Injection 202IN | Providing and application Grouting packers with Sika Injection 202IN Frosroc Nitofill UR 63 , 2 component, Elastic PU-Injection resin for permanent watertight sealing,Sika Injection 202IN/Frosroc Nitofill UR 63 is suitable for injection in dry, damp and wet conditions, including sealing around water bearing zones in rock, masonary dams and tunnel wall etc. It should for water stopping applications during and after construction works i.e. for unexpected water inrush. In situation with high water inrush and if a faster foaming action is necessary. | Kg | 328 | 1680 | Approved
The Soul, Rajarhat | BASEMENT WITH PODIUM | Water Proofing |  | WO/HR01/BP01/65 | Waterproof | construction joints treatment | Cutting chipping the entire construction joints and making V shape groove Cutting 250mm-300mm wide wide groove and cleaning the same and cleaning the same, after cleaning the existing groove will be seal with Sika Latex Powder compound as per the direction of EIC | RMT | 15 | 350 | Approved
Primarc Chambers | BLOCK | Flooring Work |  | WO/PCH/PC01/42 | JYOTI TILES LLP | Floor Vitrified Tiles at Staggered Terrace Area-12th Floor-14th Floor | Fixing Charges for Floor Vitrified Tiles Treviso Cedar (Kajaria)(1200X200) at Staggered Terrace area-12th Floor to 14th Floor over a bed of 30-40mm thick cement mortar (1:4) in proper line and level. The joints will be filled with white cement slurry with matched colour pigment after acid washing including all finishing & cleaning as per drawing and direction of Engineer-in-Charge. (Tiles & Cement will be supplied by Client, but subject to reconciliation). | Sq.Ft. | 0 | 36 | Approved
BHOPAL - COMMERCIAL | COMMON INFRASTRUCTURE | Soil Testing |  | WO/BPC/BPC3/1 | Beacon Infralab India Pvt. Ltd. | Soil Investigation Work | Charges for Soil Investigation & Following Work with Report as per Scope of Work for Commercial Block. | RMT | 113 | 3400 | Approved
BHOPAL - RESIDENTIAL | COMMON INFRASTRUCTURE | Soil Testing |  | WO/BPR/BPR3/1 | Beacon Infralab India Pvt. Ltd. | Soil Investigation Work | Charges for Soil Investigation & Following Work with Report as per Scope of Work for Residential Block. | RMT | 41 | 3400 | Amended & Approved
SOUTHWINDS PROJECT LLP (PHASE - III & IV) | BLOCK PHASE - III | Civil | Sub & Super Structure Work | WO/SP34/BP34/25 | M.A Construction | Window jam finish (230 x 12 mm) | Labour charges for Window jam finish 230 mm width and 12 mm thick with sand cement mortar (6 parts sand : 1 part cement) including rounding off or chamfering corners as directed and raking out joints or roughening of Existing plaster surface, including threading nosing where necessary including scaffolding, curing, complete as per direction of Engineer-in-Charge. (Cement to be provided by Employer but subject to reconciliation) |  | 0 | 0 | Amended & Approved
SOUTHWINDS PROJECT LLP (PHASE - III & IV) | BLOCK PHASE - III | Civil | Sub & Super Structure Work | WO/SP34/BP34/25 | M.A Construction | For Block - 11 | For Block - 11 | RMT | 4234.75 | 75 | Approved
SOUTHWINDS PROJECT LLP (PHASE - III & IV) | BLOCK PHASE - III | Civil | Sub & Super Structure Work | WO/SP34/BP34/25 | M.A Construction | For Block - 12 | For Block - 12 | RMT | 2088.68 | 75 | Approved
SOUTHWINDS PROJECT LLP (PHASE - III & IV) | BLOCK PHASE - III | Civil | Sub & Super Structure Work | WO/SP34/BP34/25 | M.A Construction | Window Patti (sill /sofit/jam finish) | Labour Charges for Making of Window Patti (sill /sofit/jam finish) width (90 mm + 110 mm) and 12 mm thick with sand cement mortar (6 parts sand : 1 part cement) including rounding off or chamfering corners as directed and raking out joints or roughening of Existing plaster surface, including threading nosing and drip course where necessary including scaffolding, curing, complete as per direction of Engineer-in-Charge. (Cement to be provided by Employer but subject to reconciliation) |  | 0 | 0 | Approved
SOUTHWINDS PROJECT LLP (PHASE - III & IV) | BLOCK PHASE - III | Civil | Sub & Super Structure Work | WO/SP34/BP34/25 | M.A Construction | For Block - 11 | For Block - 11 | RMT | 3977.61 | 75 | Approved
SOUTHWINDS PROJECT LLP (PHASE - III & IV) | BLOCK PHASE - III | Civil | Sub & Super Structure Work | WO/SP34/BP34/25 | M.A Construction | For Block - 12 | For Block - 12 | RMT | 1949.42 | 75 | Approved
SOUTHWINDS PROJECT LLP (PHASE - III & IV) | BLOCK PHASE - IV | Civil | Sub & Super Structure Work |  |  | Window jam finish (230 x 12 mm) | Labour charges for Window jam finish 230 mm width and 12 mm thick with sand cement mortar (6 parts sand : 1 part cement) including rounding off or chamfering corners as directed and raking out joints or roughening of Existing plaster surface, including threading nosing where necessary including scaffolding, curing, complete as per direction of Engineer-in-Charge. (Cement to be provided by Employer but subject to reconciliation) |  |  |  | Amended & Approved
SOUTHWINDS PROJECT LLP (PHASE - III & IV) | BLOCK PHASE - IV | Civil | Sub & Super Structure Work |  |  | For Block - 13 | For Block - 13 | RMT |  |  | Approved
SOUTHWINDS PROJECT LLP (PHASE - III & IV) | BLOCK PHASE - IV | Civil | Sub & Super Structure Work |  |  | For Block - 14 (Part - 1) | For Block - 14 (Part - 1) | RMT |  |  | Approved
SOUTHWINDS PROJECT LLP (PHASE - III & IV) | BLOCK PHASE - IV | Civil | Sub & Super Structure Work |  |  | For Block - 14 (Part - 2) | For Block - 14 (Part - 2) | RMT |  |  | Approved
SOUTHWINDS PROJECT LLP (PHASE - III & IV) | BLOCK PHASE - IV | Civil | Sub & Super Structure Work |  |  | For Block - 15 | For Block - 15 | RMT |  |  | Approved
SOUTHWINDS PROJECT LLP (PHASE - III & IV) | BLOCK PHASE - IV | Civil | Sub & Super Structure Work |  |  | For Block - 16 | For Block - 16 | RMT |  |  | Approved
SOUTHWINDS PROJECT LLP (PHASE - III & IV) | BLOCK PHASE - IV | Civil | Sub & Super Structure Work |  |  | Window Patti (sill /sofit/jam finish) | Labour Charges for Making of Window Patti (sill /sofit/jam finish) width (90 mm + 110 mm) and 12 mm thick with sand cement mortar (6 parts sand : 1 part cement) including rounding off or chamfering corners as directed and raking out joints or roughening of Existing plaster surface, including threading nosing and drip course where necessary including scaffolding, curing, complete as per direction of Engineer-in-Charge. (Cement to be provided by Employer but subject to reconciliation) |  |  |  | Approved
SOUTHWINDS PROJECT LLP (PHASE - III & IV) | BLOCK PHASE - IV | Civil | Sub & Super Structure Work |  |  | For Block - 13 | For Block - 13 | RMT |  |  | Approved
SOUTHWINDS PROJECT LLP (PHASE - III & IV) | BLOCK PHASE - IV | Civil | Sub & Super Structure Work |  |  | For Block - 14 (Part - 1) | For Block - 14 (Part - 1) | RMT |  |  | Approved
SOUTHWINDS PROJECT LLP (PHASE - III & IV) | BLOCK PHASE - IV | Civil | Sub & Super Structure Work |  |  | For Block - 14 (Part - 2) | For Block - 14 (Part - 2) | RMT |  |  | Approved
SOUTHWINDS PROJECT LLP (PHASE - III & IV) | BLOCK PHASE - IV | Civil | Sub & Super Structure Work |  |  | For Block - 15 | For Block - 15 | RMT |  |  | Approved
SOUTHWINDS PROJECT LLP (PHASE - III & IV) | BLOCK PHASE - IV | Civil | Sub & Super Structure Work |  |  | For Block - 16 | For Block - 16 | RMT |  |  | Approved
BHOPAL - RESIDENTIAL | COMMON INFRASTRUCTURE | Soil Testing |  | WO/BPR/BPR3/1 | Beacon Infralab India Pvt. Ltd. | Transportation Charges | Transportation Charges for Machinery | Lump Sum | 1 | 15000 | Approved
Primarc Chambers | BLOCK | Flooring Work |  | WO/PCH/PC01/42 | JYOTI TILES LLP | Vitrified Tiles Skirting at Staggered Terrace Area-12th Floor to 14th Floor | Fixing Charges for Floor Vitrified Tiles Skirting (Treviso Cedar- Kajaria(1200X200) Staggered Terrace from 12th Floor to 14th Floor area over a bed of 20-25 mm thick cement mortar (1:3) in proper line , level & plumb. The joints will be filled with white cement slurry with matched colour pigment after acid washing including all finishing & Cleaning as per drawing and direction of Engineer- in- Charge. (Tiles & Cement will be supplied by the Client, but subject to reconciliation). | Rft | 0 | 21 | Approved
The Soul, Rajarhat | COMMON INFRASTRUCTURE | Consultancy Charges |  |  |  | Sampling & Analysis of Water WTP Inlet & Outlet as per BOQ and direction of EIC. | Sampling & Analysis of Water WTP Inlet & Outlet as per BOQ and direction of EIC. |  |  |  | Approved
The Soul, Rajarhat | COMMON INFRASTRUCTURE | Consultancy Charges |  |  |  | Analysis of WTP 1 (Inlet & Outlet) | Sampling & Analysis of WTP 1 Inlet & Outlet as per direction of EIC. Testing Requirements. As per IS 10500 : 2012 Organoleptic & Physical parameters (As per Table 1) Colour, Odour, pH, Taste, Turbidity, Total Dissolved Solids. General Parameters (As per Table 2) Aluminium, Ammonia, Anionic detergent as MBAS, Barium, Boron, Calcium, Chloramines, Chloride, Copper, Fluoride, Residual Free Chlorine, Iron, Magnesium, Manganese, Mineral Oil, Nitrate, Phenolic Compound, Selenium, Silver, Sulphate, sulphide, Alkalinity, Total Hardness, Zinc. Toxic Substances (As per Table 3) Cadmium, Cyanide, Lead, Mercury, Molybdenum, Nickel, Arsenic, Chromium. Bacteriological Parameters (As per Table 6) Total Coliform Organism/100ml, E.Coil/100ml. Polynuclear Aromatic Hydrocarbons (PAH). Polychlorinated Biphenyle (PCB). Pesticides (As per Table 5) Alachlor, Atrazine, Aldrin, Dieldrin, Alpha HCH, Beta HCH, Butachlor, Chlorpyriphos, Delta HCH, 2,4-DP Acetic Acid, p,p-DDT, p,p-DDD, Endosulfan (alpha), Endosulfan (beta), Endosulfan (Sulphate), Ethion, Gamma HCH (Lindane), Isoproturon, Malathion, Methyl parathion, Monocrotophos & Phorate. | Nos |  |  | Approved
The Soul, Rajarhat | COMMON INFRASTRUCTURE | Consultancy Charges |  |  |  | Sampling Charges | Sampling ,Transportation and other incidental charges. | Lump Sum |  |  | Approved
SOUTHWINDS PROJECT LLP (PHASE - III & IV) | MEP PHASE - IV | Solar Power Generation |  | WO/SP34/MW4/46 | JUPITER INTERNATIONAL LIMITED | Roof Top Grid-tied Solar panel for Block - 13 | Design, Drawing, Supplying , Transportation to site, installation , testing , Commissioning of 5.5 KW Roof Top Solar panel including all allied equipments and accessories to complte the system as required in all respect for Block - 13 |  | 0 | 0 | Amended & Approved
SOUTHWINDS PROJECT LLP (PHASE - III & IV) | MEP PHASE - IV | Solar Power Generation |  | WO/SP34/MW4/46 | JUPITER INTERNATIONAL LIMITED | Solar Panel | Supply of Solar Photovoltaic half cut MONO PERC - Solar Panel (550 Wp each) Qty. 10 Nos. as per approved dwg., T &C & direction of EIC | Lot | 1 | 77000 | Approved
SOUTHWINDS PROJECT LLP (PHASE - III & IV) | MEP PHASE - IV | Solar Power Generation |  | WO/SP34/MW4/46 | JUPITER INTERNATIONAL LIMITED | Solar Grid tied Inverter | Supply of 5.0 KVA, 3-Phase, 400-440VAC Solar Grid tied Inverter as per approved dwg., T &C & direction of EIC. | Set | 1 | 60000 | Approved
SOUTHWINDS PROJECT LLP (PHASE - III & IV) | MEP PHASE - IV | Solar Power Generation |  | WO/SP34/MW4/46 | JUPITER INTERNATIONAL LIMITED | Zero export relay | Supply of Zero export relay. as per approved dwg., T &C & direction of EIC. | Set | 1 | 12000 | Approved
SOUTHWINDS PROJECT LLP (PHASE - III & IV) | MEP PHASE - IV | Solar Power Generation |  | WO/SP34/MW4/46 | JUPITER INTERNATIONAL LIMITED | Bi directional Meter | Supply of Bi directional Meter as per approved dwg., T &C & direction of EIC. | Set | 1 | 7500 | Approved
SOUTHWINDS PROJECT LLP (PHASE - III & IV) | MEP PHASE - IV | Solar Power Generation |  | WO/SP34/MW4/46 | JUPITER INTERNATIONAL LIMITED | Misc. | Supply of AC Distribution Board. 1) Polycarbonate IP-65 Protected Box Array Junction Box (AJB), SPD, DC Fuse. 2) Grid interfacing panel (GIP) 3) Cables, Earthing & Accessories. a) Solar DC Cable(4.0 sqmm Copper cable) length as per requirement at project. b) AC Cable (4C x 4.0 sqmm Aluminium cable) length as per requirement of cable. c) MMS PVC Conduit Pipes (25mm + Elbows + Tees) d) Earthing cable PVC insulated copper single core Green Colour (1C X 6.0 sqmm copper unarmoured cable) length as per requiremnet at project. e) Miscellaneous electrical hardware - Cable ties, MC4 Connector, Plastic gland, lux pin, indicator, Saddles etc. f) DC EARTH PIT. as per approved dwg., T &C & direction of EIC. | Lot | 1 | 42750 | Approved
SOUTHWINDS PROJECT LLP (PHASE - III & IV) | MEP PHASE - IV | Solar Power Generation |  | WO/SP34/MW4/46 | JUPITER INTERNATIONAL LIMITED | Mechanical Works | Supply of Mechanical Works - Hot dip galvanized mechanical structure, Stainless Steel Nut + Bolt + Washer, Anchor Fasteners as per approved dwg., T &C & direction of EIC. | Set | 1 | 55000 | Approved
SOUTHWINDS PROJECT LLP (PHASE - III & IV) | MEP PHASE - IV | Solar Power Generation |  | WO/SP34/MW4/46 | JUPITER INTERNATIONAL LIMITED | Installation, Design and Commissioning | Installation, Design and Commissioning | Lump Sum | 1 | 40000 | Approved
SOUTHWINDS PROJECT LLP (PHASE - III & IV) | MEP PHASE - IV | Solar Power Generation |  | WO/SP34/MW4/47 | JUPITER INTERNATIONAL LIMITED | Roof Top Grid-tied Solar panel for Block - 14 | Design, drawing, Supplying , Transportation to site, installation , testing , Commissioning of 8.25KW Roof Top Solar panel including all allied equipments and accessories to complte the system as required in all respect for Block - 14 |  | 0 | 0 | Amended & Approved
SOUTHWINDS PROJECT LLP (PHASE - III & IV) | MEP PHASE - IV | Solar Power Generation |  | WO/SP34/MW4/47 | JUPITER INTERNATIONAL LIMITED | Solar Panel | Supply of Solar Photovoltaic half cut MONO PERC - Solar Panel (550 Wp each) Qty. 15 Nos. as per approved dwg., T &C & direction of EIC | Lot | 1 | 115500 | Approved
SOUTHWINDS PROJECT LLP (PHASE - III & IV) | MEP PHASE - IV | Solar Power Generation |  | WO/SP34/MW4/47 | JUPITER INTERNATIONAL LIMITED | Solar Grid tied Inverter | Supply of 8.0 KVA, 3-Phase, 400-440VAC Solar Grid tied Inverter as per approved dwg., T &C & direction of EIC | Set | 1 | 72000 | Approved
SOUTHWINDS PROJECT LLP (PHASE - III & IV) | MEP PHASE - IV | Solar Power Generation |  | WO/SP34/MW4/47 | JUPITER INTERNATIONAL LIMITED | Zero export relay. | Supply of Zero export relay as per approved dwg., T &C & direction of EIC | Set | 1 | 15000 | Approved
SOUTHWINDS PROJECT LLP (PHASE - III & IV) | MEP PHASE - IV | Solar Power Generation |  | WO/SP34/MW4/47 | JUPITER INTERNATIONAL LIMITED | Bi directional Meter | Supply of Bi directional Meter as per approved dwg., T &C & direction of EIC | Set | 1 | 7500 | Approved
SOUTHWINDS PROJECT LLP (PHASE - III & IV) | MEP PHASE - IV | Solar Power Generation |  | WO/SP34/MW4/47 | JUPITER INTERNATIONAL LIMITED | Misc. | Supply of AC Distribution Board. 1) Polycarbonate IP-65 Protected Box Array Junction Box (AJB), SPD, DC Fuse. 2) Grid interfacing panel (GIP). 3) Cables, Earthing & Accessories. a) Solar DC Cable (4.0 Sqmm Copper Cable) Length as per requirement at project. b) AC Cable(4C X 6.0 Sqmm Aluminium Cable) Length as per requirement at project. c) MMS PVC Conduit Pipes (25mm + Elbows + Tees). d) Earthing cable PVC insulated copper single core Green Colour (1C X6.0 Sqmm Copper unarmoured Cable) Length as per requirement at project. e) Miscellaneous electrical hardware - Cable ties, MC4 Connector, Plastic gland, lux pin, indicator, Saddles etc. f) DC Earth Pit. as per approved dwg., T &C & direction of EIC | Lot | 1 | 66000 | Approved
SOUTHWINDS PROJECT LLP (PHASE - III & IV) | MEP PHASE - IV | Solar Power Generation |  | WO/SP34/MW4/47 | JUPITER INTERNATIONAL LIMITED | Mechanical Works | Supply of Mechanical Works - Hot dip galvanized mechanical structure, Stainless Steel Nut + Bolt + Washer, Anchor Fasteners. as per approved dwg., T &C & direction of EIC | Set | 1 | 82500 | Approved
SOUTHWINDS PROJECT LLP (PHASE - III & IV) | MEP PHASE - IV | Solar Power Generation |  | WO/SP34/MW4/47 | JUPITER INTERNATIONAL LIMITED | Installation, Design and Commissioning | Installation, Design and Commissioning | Lump Sum | 1 | 45750 | Approved
The Soul, Rajarhat | COMMON INFRASTRUCTURE | Consultancy Charges | OTHER CONSLUTANTS | WO/HR01/CIH01/111 | R. V. Briggs & Co. Pvt Ltd. | Sampling & Analysis of Water WTP Inlet & Outlet as per BOQ and direction of EIC. | Sampling & Analysis of Water WTP Inlet & Outlet as per BOQ and direction of EIC. |  | 0 | 0 | Approved
The Soul, Rajarhat | COMMON INFRASTRUCTURE | Consultancy Charges | OTHER CONSLUTANTS | WO/HR01/CIH01/111 | R. V. Briggs & Co. Pvt Ltd. | Analysis of WTP 1 (Inlet & Outlet) | Sampling & Analysis of WTP 1 Inlet & Outlet as per direction of EIC. Testing Requirements. As per IS 10500 : 2012 Organoleptic & Physical parameters (As per Table 1) Colour, Odour, pH, Taste, Turbidity, Total Dissolved Solids. General Parameters (As per Table 2) Aluminium, Ammonia, Anionic detergent as MBAS, Barium, Boron, Calcium, Chloramines, Chloride, Copper, Fluoride, Residual Free Chlorine, Iron, Magnesium, Manganese, Mineral Oil, Nitrate, Phenolic Compound, Selenium, Silver, Sulphate, sulphide, Alkalinity, Total Hardness, Zinc. Toxic Substances (As per Table 3) Cadmium, Cyanide, Lead, Mercury, Molybdenum, Nickel, Arsenic, Chromium. Bacteriological Parameters (As per Table 6) Total Coliform Organism/100ml, E.Coil/100ml. Polynuclear Aromatic Hydrocarbons (PAH). Polychlorinated Biphenyle (PCB). Pesticides (As per Table 5) Alachlor, Atrazine, Aldrin, Dieldrin, Alpha HCH, Beta HCH, Butachlor, Chlorpyriphos, Delta HCH, 2,4-DP Acetic Acid, p,p-DDT, p,p-DDD, Endosulfan (alpha), Endosulfan (beta), Endosulfan (Sulphate), Ethion, Gamma HCH (Lindane), Isoproturon, Malathion, Methyl parathion, Monocrotophos & Phorate. | Nos | 2 | 11000 | Approved
The Soul, Rajarhat | COMMON INFRASTRUCTURE | Consultancy Charges | OTHER CONSLUTANTS | WO/HR01/CIH01/111 | R. V. Briggs & Co. Pvt Ltd. | Sampling Charges | Sampling ,Transportation and other incidental charges. | Lump Sum | 1 | 350 | Approved
SOUTHWINDS PROJECT LLP (PHASE - III & IV) | MEP PHASE - IV | Solar Power Generation |  | WO/SP34/MW4/48 | JUPITER INTERNATIONAL LIMITED | Roof Top Grid-tied Solar panel for Block - 15 | Design, drawing, Supplying , Transportation to site, installation , testing , Commissioning of 3.85KW Roof Top Solar panel including all allied equipments and accessories to complte the system as required in all respect for Block 15 |  | 0 | 0 | Amended & Approved
SOUTHWINDS PROJECT LLP (PHASE - III & IV) | MEP PHASE - IV | Solar Power Generation |  | WO/SP34/MW4/48 | JUPITER INTERNATIONAL LIMITED | Solar Panel | Supply of Solar Photovoltaic half cut MONO PERC - Solar Panel (550 Wp each) Qty. 7 Nos. as per approved dwg., T &C & direction of EIC | Lot | 1 | 53900 | Approved
SOUTHWINDS PROJECT LLP (PHASE - III & IV) | MEP PHASE - IV | Solar Power Generation |  | WO/SP34/MW4/48 | JUPITER INTERNATIONAL LIMITED | Solar Grid tied Inverter | Supply of 5.00 KVA, 3-Phase, 400-440VAC Solar Grid tied Inverter as per approved dwg., T &C & direction of EIC | Set | 1 | 52000 | Approved
SOUTHWINDS PROJECT LLP (PHASE - III & IV) | MEP PHASE - IV | Solar Power Generation |  | WO/SP34/MW4/48 | JUPITER INTERNATIONAL LIMITED | Zero export relay | Supply of Zero export relay as per approved dwg., T &C & direction of EIC | Set | 1 | 12000 | Approved
SOUTHWINDS PROJECT LLP (PHASE - III & IV) | MEP PHASE - IV | Solar Power Generation |  | WO/SP34/MW4/48 | JUPITER INTERNATIONAL LIMITED | Bi directional Meter | Supply of Bi directional Meter as per approved dwg., T &C & direction of EIC | Set | 1 | 7500 | Approved
SOUTHWINDS PROJECT LLP (PHASE - III & IV) | MEP PHASE - IV | Solar Power Generation |  | WO/SP34/MW4/48 | JUPITER INTERNATIONAL LIMITED | Misc. | Supply of AC Distribution Board. 1) Polycarbonate IP-65 Protected Box Array Junction Box (AJB), SPD, DC Fuse. 2) Grid interfacing panel (GIP). 3) Cables, Earthing & Accessories. a) Solar DC Cable( 4.0 sq mm Copper cable )Length as per requirement at Project. b) AC Cable ( 4CX 4.0 sq mm Aluminium cable )Length as per requirement at Project. c) MMS PVC Conduit Pipes (25mm + Elbows + Tees). d) Earthing cable PVC insulated copper single core Green Colour ( 1CX 6.0 sq mm Copper unarmoured cable )Length as per requirement at Project. e) Miscellaneous electrical hardware - Cable ties, MC4 Connector, Plastic gland, lux pin, indicator, Saddles etc. f) DC EARTH PIT. as per approved dwg., T &C & direction of EIC | Lot | 1 | 30800 | Approved
SOUTHWINDS PROJECT LLP (PHASE - III & IV) | MEP PHASE - IV | Solar Power Generation |  | WO/SP34/MW4/48 | JUPITER INTERNATIONAL LIMITED | Mechanical Works | Supply of Mechanical Works - Hot dip galvanized mechanical structure, Stainless Steel Nut + Bolt + Washer, Anchor Fasteners as per approved dwg., T &C & direction of EIC | Set | 1 | 38500 | Approved
SOUTHWINDS PROJECT LLP (PHASE - III & IV) | MEP PHASE - IV | Solar Power Generation |  | WO/SP34/MW4/48 | JUPITER INTERNATIONAL LIMITED | Installation, Design and Commissioning | Installation, Design and Commissioning | Lump Sum | 1 | 28600 | Approved
SOUTHWINDS PROJECT LLP (PHASE - III & IV) | MEP PHASE - IV | Solar Power Generation |  | WO/SP34/MW4/49 | JUPITER INTERNATIONAL LIMITED | Roof Top Grid-tied Solar panel for Block - 16 | Design, drawing, Supplying , Transportation to site, installation , testing , Commissioning of 4.40 KW Roof Top Solar panel including all allied equipments and accessories to complte the system as required in all respect for Block 16 |  | 0 | 0 | Amended & Approved
SOUTHWINDS PROJECT LLP (PHASE - III & IV) | MEP PHASE - IV | Solar Power Generation |  | WO/SP34/MW4/49 | JUPITER INTERNATIONAL LIMITED | Solar Panel | Supply of Solar Photovoltaic half cut MONO PERC - Solar Panel (550 Wp each) Qty. 8 Nos. as per approved dwg., T &C & direction of EIC | Lot | 1 | 61600 | Approved
SOUTHWINDS PROJECT LLP (PHASE - III & IV) | MEP PHASE - IV | Solar Power Generation |  | WO/SP34/MW4/49 | JUPITER INTERNATIONAL LIMITED | Solar Grid tied Inverter | Supply of 5.0 KVA, 3-Phase, 400-440VAC Solar Grid tied Inverter as per approved dwg., T &C & direction of EIC | Set | 1 | 60000 | Approved
SOUTHWINDS PROJECT LLP (PHASE - III & IV) | MEP PHASE - IV | Solar Power Generation |  | WO/SP34/MW4/49 | JUPITER INTERNATIONAL LIMITED | Zero export relay | Supply of Zero export relay as per approved dwg., T &C & direction of EIC | Set | 1 | 13000 | Approved
SOUTHWINDS PROJECT LLP (PHASE - III & IV) | MEP PHASE - IV | Solar Power Generation |  | WO/SP34/MW4/49 | JUPITER INTERNATIONAL LIMITED | Bi directional Meter | Supply of Bi directional Meter as per approved dwg., T &C & direction of EIC | Set | 1 | 7500 | Approved
SOUTHWINDS PROJECT LLP (PHASE - III & IV) | MEP PHASE - IV | Solar Power Generation |  | WO/SP34/MW4/49 | JUPITER INTERNATIONAL LIMITED | Misc. | Supply of AC Distribution Board. 1) Polycarbonate IP-65 Protected Box Array Junction Box (AJB), SPD, DC Fuse. 2) Grid interfacing panel (GIP). 3) Cables, Earthing & Accessories. a) Solar DC Cable( 4.0 sqmm Copper cable) length as per project requirement. b) AC Cable( 4C X 4.0 Sqmm Aluminium Cable)length as per project requirement. c) MMS PVC Conduit Pipes (25mm + Elbows + Tees) d) Earthing cable PVC insulated copper single core Green Colour ( 1CX 6.0.0 sqmm Copper unarmoured cable )length as per project requirement. e) Miscellaneous electrical hardware - Cable ties, MC4 Connector, Plastic gland, lux pin, indicator, Saddles etc. f) DC Earth PIT. as per approved dwg., T &C & direction of EIC | Lot | 1 | 31400 | Approved
SOUTHWINDS PROJECT LLP (PHASE - III & IV) | MEP PHASE - IV | Solar Power Generation |  | WO/SP34/MW4/49 | JUPITER INTERNATIONAL LIMITED | Mechanical Works | Supply of Mechanical Works - Hot dip galvanized mechanical structure, Stainless Steel Nut + Bolt + Washer, Anchor Fasteners as per approved dwg., T &C & direction of EIC | Set | 1 | 44000 | Approved
SOUTHWINDS PROJECT LLP (PHASE - III & IV) | MEP PHASE - IV | Solar Power Generation |  | WO/SP34/MW4/49 | JUPITER INTERNATIONAL LIMITED | Installation, Design and Commissioning | Installation, Design and Commissioning | Lump Sum | 1 | 30000 | Approved
SOUTHWINDS PROJECT LLP (PHASE - III & IV) | BLOCK PHASE - IV | Civil |  | WO/SP34/BP4/17 | M.A Construction | Window jam finish (230 x 12 mm) | Labour charges for Window jam finish 230 mm width and 12 mm thick with sand cement mortar (6 parts sand : 1 part cement) including rounding off or chamfering corners as directed and raking out joints or roughening of Existing plaster surface, including threading nosing where necessary including scaffolding, curing, complete as per direction of Engineer-in-Charge. (Cement to be provided by Employer but subject to reconciliation) |  | 0 | 0 | Amended & Approved
SOUTHWINDS PROJECT LLP (PHASE - III & IV) | BLOCK PHASE - IV | Civil |  | WO/SP34/BP4/17 | M.A Construction | For Block - 13 | For Block - 13 | RMT | 5740 | 75 | Approved
SOUTHWINDS PROJECT LLP (PHASE - III & IV) | BLOCK PHASE - IV | Civil |  | WO/SP34/BP4/17 | M.A Construction | For Block - 14 (Part - 1 & 2) | For Block - 14 (Part - 1 & 2) | RMT | 7267.4 | 75 | Approved
SOUTHWINDS PROJECT LLP (PHASE - III & IV) | BLOCK PHASE - IV | Civil |  |  |  | For Block - 14 (Part - 2) | For Block - 14 (Part - 2) | RMT |  |  | Approved
SOUTHWINDS PROJECT LLP (PHASE - III & IV) | BLOCK PHASE - IV | Civil |  | WO/SP34/BP4/17 | M.A Construction | For Block - 15 | For Block - 15 | RMT | 3117 | 75 | Approved
SOUTHWINDS PROJECT LLP (PHASE - III & IV) | BLOCK PHASE - IV | Civil |  | WO/SP34/BP4/17 | M.A Construction | For Block - 16 | For Block - 16 | RMT | 2898.6 | 75 | Approved
SOUTHWINDS PROJECT LLP (PHASE - III & IV) | BLOCK PHASE - IV | Civil |  | WO/SP34/BP4/17 | M.A Construction | Window Patti (sill /sofit/jam finish) | Labour Charges for Making of Window Patti (sill /sofit/jam finish) width (90 mm + 110 mm) and 12 mm thick with sand cement mortar (6 parts sand : 1 part cement) including rounding off or chamfering corners as directed and raking out joints or roughening of Existing plaster surface, including threading nosing and drip course where necessary including scaffolding, curing, complete as per direction of Engineer-in-Charge. (Cement to be provided by Employer but subject to reconciliation) |  | 0 | 0 | Amended & Approved
SOUTHWINDS PROJECT LLP (PHASE - III & IV) | BLOCK PHASE - IV | Civil |  | WO/SP34/BP4/17 | M.A Construction | For Block - 13 | For Block - 13 | RMT | 5706.16 | 75 | Approved
SOUTHWINDS PROJECT LLP (PHASE - III & IV) | BLOCK PHASE - IV | Civil |  | WO/SP34/BP4/17 | M.A Construction | For Block - 14 (Part - 1 & 2) | For Block - 14 (Part - 1 & 2) | RMT | 6867.04 | 75 | Approved
SOUTHWINDS PROJECT LLP (PHASE - III & IV) | BLOCK PHASE - IV | Civil |  |  |  | For Block - 14 (Part - 2) | For Block - 14 (Part - 2) | RMT |  |  | Approved
SOUTHWINDS PROJECT LLP (PHASE - III & IV) | BLOCK PHASE - IV | Civil |  | WO/SP34/BP4/17 | M.A Construction | For Block - 15 | For Block - 15 | RMT | 2960.2 | 75 | Approved
SOUTHWINDS PROJECT LLP (PHASE - III & IV) | BLOCK PHASE - IV | Civil |  | WO/SP34/BP4/17 | M.A Construction | For Block - 16 | For Block - 16 | RMT | 2770.52 | 75 | Approved
The Ramdulari | COMMON INFRASTRUCTURE | Solar Power Generation |  | WO/RP/RP03/31 | JUPITER INTERNATIONAL LIMITED | Design, Drawing, Supplying , Installation , Testing & Commissioning Work | Design, drawing, Supplying , Transportation to site, installation , testing , Commissioning of 8.8 KW Roof Top Solar panel including all allied equipments and accessories to complte the system as required in all respect. |  | 0 | 0 | Approved
The Ramdulari | COMMON INFRASTRUCTURE | Solar Power Generation |  | WO/RP/RP03/31 | JUPITER INTERNATIONAL LIMITED | AC Distribution Board | AC Distribution Board : Polycarbonate IP-65 Protected Box Array Junction Box (AJB), SPD, DC Fuse; Grid interfacing panel (GIP). Cables, Earthing & Accessories: Solar DC Cable (4.0 Sqmm Copper Cable) Length as per requirement at project; AC Cable(4C X 6.0 Sqmm Aluminium Cable) Length as per requirement at project; MMS PVC Conduit Pipes (25mm + Elbows + Tees); Earthing cable PVC insulated copper single core Green Colour (1C X6.0 Sqmm Copperunarmoured Cable) Length as per requirement at project; Miscellaneous electrical hardware - Cable ties, MC4 Connector, Plastic gland, lux pin, indicator, Saddles etc.; DC Earth Pit. | Nos. | 1 | 65600 | Approved
The Ramdulari | COMMON INFRASTRUCTURE | Solar Power Generation |  | WO/RP/RP03/31 | JUPITER INTERNATIONAL LIMITED | Mechanical Works | Mechanical Works :Hot dip galvanized mechanical structure, Stainless Steel Nut + Bolt + Washer, Anchor Fasteners | Set | 1 | 88000 | Approved
The Ramdulari | COMMON INFRASTRUCTURE | Solar Power Generation |  | WO/RP/RP03/31 | JUPITER INTERNATIONAL LIMITED | Installation, Design and Commissioning | Installation, Design and Commissioning | Set | 1 | 50000 | Approved
The Ramdulari | COMMON INFRASTRUCTURE | Solar Power Generation |  | WO/RP/RP03/31 | JUPITER INTERNATIONAL LIMITED | Solar Photovoltaic half cut MONO PERC - Solar Panel (550 Wp each) | Solar Photovoltaic half cut MONO PERC - Solar Panel (550 Wp each) | Nos. | 16 | 7700 | Approved
The Ramdulari | COMMON INFRASTRUCTURE | Solar Power Generation |  | WO/RP/RP03/31 | JUPITER INTERNATIONAL LIMITED | 7 KW, 3-Phase, 400-440VAC Solar Grid tied Inverter | 7.0 KW, 3-Phase, 400-440VAC Solar Grid tied Inverter | Set | 1 | 72000 | Approved
The Ramdulari | COMMON INFRASTRUCTURE | Solar Power Generation |  | WO/RP/RP03/31 | JUPITER INTERNATIONAL LIMITED | Zero export relay. | Zero export relay. | Set | 1 | 15000 | Approved
The Ramdulari | COMMON INFRASTRUCTURE | Solar Power Generation |  | WO/RP/RP03/31 | JUPITER INTERNATIONAL LIMITED | Bi directional Meter | Bi directional Meter | Set | 1 | 13000 | Approved
The Soul, Rajarhat | BASEMENT WITH PODIUM | Grill / Steel Work |  | WO/HR01/BP01/62 | PROTECH ENGINEERS | M.S. Rolling shutters | Supplying fitting and fixing in position approved quality M.S. Perforated Rolling shutters (1200x2500mm) 20 Gauge conforming to IS:6248 with one coat red oxide primer with two coat synthetic enamel paint specified with all accessories size guide, hood cover of hexagonal shape, locking arrangement, handles to operate rolling shutter with manual chain pully system including cutting necessary holes in walls and grouting with cement concrete and finishing neatly all as per drawings, specification and direction of Engineer in charge. (Only cement concrete material will be supplied by client | Nos | 1 | 20000 | Approved
Primarc Chambers | BLOCK | Electrical | External Electrical | WO/PCH/PC01/70 | DIAMOND PROJECTS | Light Point & Socket Point Wiring as per the direction of EIC. | Light Point & Socket Point Wiring as per the direction of EIC. |  | 0 | 0 | Approved
Primarc Chambers | BLOCK | Electrical | External Electrical | WO/PCH/PC01/70 | DIAMOND PROJECTS | Light point wiring | Providing and installation of Light point wiring at different area including supply of PVC conduit & accessories as per drawing and direction of Engineer in-charge. Light, wire/cable, switches and Modular Box will be supplied by client. | Nos. | 4 | 280 | Approved
Primarc Chambers | BLOCK | Electrical | External Electrical | WO/PCH/PC01/70 | DIAMOND PROJECTS | 6/16Amp socket point wiring | Providing and installation of 6/16Amp socket point wiring at different area including supply of PVC conduit & accessories as per drawing and direction of Engineer in-charge. Moduler Socket, wire/cable, switches and Modular Box will be supplied by client. | Nos. | 22 | 290 | Approved
Primarc Chambers | BLOCK | Electrical | External Electrical | WO/PCH/PC01/70 | DIAMOND PROJECTS | 6/16Amp socket point wiring | Providing and installation of 6/16Amp socket point wiring mounted on board with all accessories as per drawing and direction of Engineer in-charge. Moduler Socket, wire/cable, switches and Modular Box will be supplied by client. | Nos. | 9 | 200 | Approved
Primarc Chambers | BLOCK | Electrical | External Electrical | WO/PCH/PC01/70 | DIAMOND PROJECTS | Light Fixtures | Installation, Testing , Commissioning of following type of light fixture with lamp including supply of all consumable materials by the contractor, etc. as required to complete in all respect. |  | 0 | 0 | Approved
Primarc Chambers | BLOCK | Electrical | External Electrical | WO/PCH/PC01/70 | DIAMOND PROJECTS | Tree Up Light / Spike Light | Tree Up Light / Spike Light | Nos. | 51 | 100 | Approved
Primarc Chambers | BLOCK | Electrical | External Electrical | WO/PCH/PC01/70 | DIAMOND PROJECTS | Bollard Light Fixture | Bollard Light Fixture | Nos. | 14 | 150 | Approved
Primarc Chambers | BLOCK | Electrical | External Electrical | WO/PCH/PC01/70 | DIAMOND PROJECTS | LED Wall Light Fixture/ Bulk Head light | LED Wall Light Fixture/ Bulk Head light | Nos. | 28 | 100 | Approved
Primarc Chambers | BLOCK | Electrical | External Electrical | WO/PCH/PC01/70 | DIAMOND PROJECTS | 4.27 Mtr. Long 35 watt LED pole light fixture. (Foundation & associated civil works are excluded.) | 4.27 Mtr. Long 35 watt LED pole light fixture. (Foundation & associated civil works are excluded.) | Nos. | 16 | 600 | Approved
Primarc Chambers | BLOCK | Electrical | External Electrical | WO/PCH/PC01/70 | DIAMOND PROJECTS | Panel Board | Installation, Testing and Commissioning of following type of Panel Board on ground complete with supply of anchor fastener, nut, bolt etc. complete as required. |  | 0 | 0 | Approved
Primarc Chambers | BLOCK | Electrical | External Electrical | WO/PCH/PC01/70 | DIAMOND PROJECTS | 1010 KVA DG Isolation panel | 1010 KVA DG Isolation panel | Nos. | 1 | 4000 | Approved
Primarc Chambers | BLOCK | Electrical | External Electrical | WO/PCH/PC01/70 | DIAMOND PROJECTS | Main DG Distribution panel | Main DG Distribution panel | Nos. | 1 | 7000 | Approved
Primarc Chambers | BLOCK | Electrical | External Electrical | WO/PCH/PC01/70 | DIAMOND PROJECTS | calling Bell with Indication Lamp | Installation, Testing and Commissioning of industrial type calling Bell with Indication Lamp on wall complete with supply of anchor fastener, nut, bolt , screw, etc. complete as required. | Nos. | 0 | 300 | Approved
Primarc Chambers | BLOCK | Electrical | External Electrical | WO/PCH/PC01/70 | DIAMOND PROJECTS | 1.1 KV grade PVC / XLPE insulated and sheathed power cable | Receiving & Laying of following size 1.1 KV grade PVC / XLPE insulated and sheathed power cable on Surface, existing trench / pipe etc. including supply of GI saddle, clamp, screw etc. as required to complete in all respect . |  | 0 | 0 | Approved
Primarc Chambers | BLOCK | Electrical | External Electrical | WO/PCH/PC01/70 | DIAMOND PROJECTS | 3.5 Core 300 sq.mm. AL Armoured cable. | 3.5 Core 300 sq.mm. AL Armoured cable. | Mtrs. | 312 | 72 | Approved
Primarc Chambers | BLOCK | Electrical | External Electrical | WO/PCH/PC01/70 | DIAMOND PROJECTS | Supply & Making end termination with DC brass compression gland and aluminium crimping | Supply & Making end termination with DC brass compression gland and aluminium crimping type lugs of following size XLPE/PVC insulated & sheathed AL conductor cable complete as required to complete in all respect. Extra holes made in gland plate to be closed by the contractor w/o any cost. |  | 0 | 0 | Approved
Primarc Chambers | BLOCK | Electrical | External Electrical | WO/PCH/PC01/70 | DIAMOND PROJECTS | 3.5C x 300 sq.mm. Aluminium Armoured cable | 3.5C x 300 sq.mm. Aluminium Armoured cable | Nos. | 20 | 1200 | Approved
Primarc Chambers | BLOCK | Electrical | External Electrical | WO/PCH/PC01/70 | DIAMOND PROJECTS | 1.1 KV grade PVC / XLPE insulated, sheathed power cable | Charges for Receiving & Laying of following size 1.1 KV grade PVC / XLPE insulated and sheathed power cable on Surface, existing trench / pipe etc. including supply of GI saddle, clamp, screw etc. as required to complete in all respect . |  | 0 | 0 | Amended & Approved
Primarc Chambers | BLOCK | Electrical | External Electrical | WO/PCH/PC01/70 | DIAMOND PROJECTS | 2C x 1.5 sq.mm. Copper Armoured/unarmoured cable | 2C x 1.5 sq.mm. Copper Armoured/unarmoured cable | Mtrs. | 0 | 14 | Approved
Primarc Chambers | BLOCK | Electrical | External Electrical | WO/PCH/PC01/70 | DIAMOND PROJECTS | 2C x 2.5 sq.mm. Copper Armoured/ cable | 2C x 2.5 sq.mm. Copper Armoured/ cable | Mtrs. | 0 | 15 | Approved
Primarc Chambers | BLOCK | Electrical | External Electrical | WO/PCH/PC01/70 | DIAMOND PROJECTS | 3C x 2.5 sq.mm. Copper Armoured/ unarmoured cable | 3C x 2.5 sq.mm. Copper Armoured/ unarmoured cable | Mtrs. | 1075 | 16 | Approved
Primarc Chambers | BLOCK | Electrical | External Electrical | WO/PCH/PC01/70 | DIAMOND PROJECTS | 4C x 2.5 sq.mm. copper Armoured cable | 4C x 2.5 sq.mm. copper Armoured cable | Mtrs. | 197 | 17 | Approved
Primarc Chambers | BLOCK | Electrical | External Electrical | WO/PCH/PC01/70 | DIAMOND PROJECTS | 4 C x 4.0 sq.mm. Copper Armoured cable | 4 C x 4.0 sq.mm. Copper Armoured cable | Mtrs. | 686 | 19 | Approved
Primarc Chambers | BLOCK | Electrical | External Electrical | WO/PCH/PC01/70 | DIAMOND PROJECTS | DC brass compression gland | Supply & Making end termination with DC brass compression gland and aluminium crimping type lugs of following size XLPE/PVC insulated & sheathed AL/CU conductor cable complete as required to complete in all respect. Extra holes made in gland plate to be closed by the contractor w/o any cost. |  | 0 | 0 | Approved
Primarc Chambers | BLOCK | Electrical | External Electrical | WO/PCH/PC01/70 | DIAMOND PROJECTS | 2C x 1.5 sq.mm. Copper Armoured/unarmoured cable | 2C x 1.5 sq.mm. Copper Armoured/unarmoured cable | Nos. | 0 | 110 | Approved
Primarc Chambers | BLOCK | Electrical | External Electrical | WO/PCH/PC01/70 | DIAMOND PROJECTS | 2C x 2.5 sq.mm. Copper Armoured/ cable | 2C x 2.5 sq.mm. Copper Armoured/ cable | Nos. | 0 | 110 | Approved
Primarc Chambers | BLOCK | Electrical | External Electrical | WO/PCH/PC01/70 | DIAMOND PROJECTS | 3C x 2.5 sq.mm. Copper Armoured/ unarmoured cable | 3C x 2.5 sq.mm. Copper Armoured/ unarmoured cable | Nos. | 8 | 120 | Approved
Primarc Chambers | BLOCK | Electrical | External Electrical | WO/PCH/PC01/70 | DIAMOND PROJECTS | 4C x 2.5 sq.mm. copper Armoured cable | 4C x 2.5 sq.mm. copper Armoured cable | Nos. | 6 | 125 | Approved
Primarc Chambers | BLOCK | Electrical | External Electrical | WO/PCH/PC01/70 | DIAMOND PROJECTS | 4 C x 4.0 sq.mm. Copper Armoured cable | 4 C x 4.0 sq.mm. Copper Armoured cable | Nos. | 5 | 140 | Approved
Primarc Chambers | BLOCK | Electrical | External Electrical | WO/PCH/PC01/70 | DIAMOND PROJECTS | PVC rigid conduit | Supply and Laying of following sizes PVC rigid conduit with all accessories at Wall on Surface/ recess or ceiling for MLCP/landscape light / PHE Pump control CKT as per drawing and direction of Engineer in-charge. |  | 0 | 0 | Approved
Primarc Chambers | BLOCK | Electrical | External Electrical | WO/PCH/PC01/70 | DIAMOND PROJECTS | 25 mm dia, MMS PVC conduit | 25 mm dia, MMS PVC conduit | Mtrs. | 1037 | 40 | Approved
Primarc Chambers | BLOCK | Electrical | External Electrical | WO/PCH/PC01/70 | DIAMOND PROJECTS | MCB Distribution Board | Installation, Testing , Commissioning of following sizes of single pole / three pole and neutral, double door MCB Distribution Board in sheet steel, 240 / 415 V, on surface / recess, complete with tinned copper bus bar, neutral bus bar, earth bar, din bar, interconnections including dressing, earthing etc. complete as required. |  | 0 | 0 | Amended & Approved
Primarc Chambers | BLOCK | Electrical | External Electrical | WO/PCH/PC01/70 | DIAMOND PROJECTS | 12 way TPN PPI DB double door | 12 way TPN PPI DB double door | Nos. | 1 | 1600 | Approved
Primarc Chambers | BLOCK | Electrical | External Electrical | WO/PCH/PC01/70 | DIAMOND PROJECTS | 12 Way SPN DB | 12 Way SPN DB | Nos. | 1 | 1000 | Approved
Primarc Chambers | BLOCK | Electrical | External Electrical | WO/PCH/PC01/70 | DIAMOND PROJECTS | 6 way VTPN DB | 6 way VTPN DB | Nos. | 2 | 1400 | Approved
Primarc Chambers | BLOCK | Electrical | External Electrical | WO/PCH/PC01/70 | DIAMOND PROJECTS | 6 way TPN DB | 6 way TPN DB | Nos. | 1 | 1400 | Approved
Primarc Chambers | BLOCK | Electrical | External Electrical | WO/PCH/PC01/70 | DIAMOND PROJECTS | 4 Pole MCB with encloser box. | 4 Pole MCB with encloser box. | Nos. | 13 | 200 | Approved
Primarc Chambers | BLOCK | Electrical | External Electrical | WO/PCH/PC01/70 | DIAMOND PROJECTS | G.I Items | G.I Items |  | 0 | 0 | Approved
Primarc Chambers | BLOCK | Electrical | External Electrical | WO/PCH/PC01/70 | DIAMOND PROJECTS | G.I. pipe | Installation of G.I. pipe type earth station complete with supply of 50mm dia 3 mtrs. Long G.I. pipe, salt charcoal, watering chamber and pipe and all other materials as per enclosed drawing and IS 3043. Construction of pit chamber including supply of civil items like Brick, Sand etc. to be supplied by contractor | Nos. | 10 | 4250 | Approved
Primarc Chambers | BLOCK | Electrical | External Electrical | WO/PCH/PC01/70 | DIAMOND PROJECTS | Gi Spike | Installation of Gi Spike type earth station complete with supply of 10mm dia 1.5mtrs. Long G.I. spike with all other materials. | Nos. | 16 | 700 | Approved
Primarc Chambers | BLOCK | Electrical | External Electrical | WO/PCH/PC01/70 | DIAMOND PROJECTS | G.I. strip | Supply & Fixing of following sizes of G.I. strip from earth pit to main distribution panel earth bus including G.I. bar saddles located at a distance not less than 600mm from each other and all hardwares |  | 0 | 0 | Approved
Primarc Chambers | BLOCK | Electrical | External Electrical | WO/PCH/PC01/70 | DIAMOND PROJECTS | i) 50 X 6 MM GI strip | 50 X 6 MM GI strip | Mtrs. | 63 | 250 | Approved
Primarc Chambers | BLOCK | Electrical | External Electrical | WO/PCH/PC01/70 | DIAMOND PROJECTS | 40X 6 MM GI strip | 40X 6 MM GI strip | Mtrs. | 0 | 235 | Approved
Primarc Chambers | BLOCK | Electrical | External Electrical | WO/PCH/PC01/70 | DIAMOND PROJECTS | 8 SWG GI wire | 8 SWG GI wire | Mtrs. | 32 | 22 | Approved
Primarc Chambers | BLOCK | Electrical | External Electrical | WO/PCH/PC01/70 | DIAMOND PROJECTS | Receiving & installation of waterproof JB fixing on surface/recess with all accessories in all respect as direction of in charge. | Receiving & installation of waterproof JB fixing on surface/recess with all accessories in all respect as direction of in charge. | Nos. | 0 | 100 | Approved
AARANYA | COMMON INFRASTRUCTURE | Piling Work |  | WO/PKB/PKB2/9 | M.A Construction | 500 mm dia and Depth of Boring 26.363 Mtr. DMC Piling Work for Bridge Pile | DMC Piling Work for Bridge Pile Providing and installing 500 mm dia and Depth of Boring 26.363 Mtr. bored cast in situ reinforced cement concrete pile of specified diameter and length below the pile cap using M-25 Grade cement concrete with minimum cement contents of 400 kgs/cum in all conditions to carry safe working load not less than specified, excluding the cost of cement, admixture and steel reinforcement but including the cost of sand , aggregates ( As Per Design Mix to be submitted by you and approved by Structural Engineer) boring with casing and / or Bentonite solution and the length of the pile to be embeded in the pile cap complete as per I.S.2911(part 1 / scetion 2), including Laying, Placing and Fixing in position TMT steel bar reinforcement for RCC in situ or precast work, cost of supplying, cutting, bending and binding with 18 gauge MS annealed binding wire, cement mortar spacer blocks etc. complete as per drawings, specifications and as directed by the Engineer. | Nos | 0 |  | Approved
AARANYA | COMMON INFRASTRUCTURE | Piling Work |  | WO/PKB/PKB2/10 | Azad Hind Construction Pvt. Ltd. | 500 mm dia and Depth of Boring 26.363 Mtr. DMC Piling Work for Bridge Pile | DMC Piling Work for Bridge Pile Providing and installing 500 mm dia and Depth of Boring 26.363 Mtr. bored cast in situ reinforced cement concrete pile of specified diameter and length below the pile cap using M-25 Grade cement concrete with minimum cement contents of 400 kgs/cum in all conditions to carry safe working load not less than specified, excluding the cost of cement, admixture and steel reinforcement but including the cost of sand , aggregates ( As Per Design Mix to be submitted by you and approved by Structural Engineer) boring with casing and / or Bentonite solution and the length of the pile to be embeded in the pile cap complete as per I.S.2911(part 1 / scetion 2), including Laying, Placing and Fixing in position TMT steel bar reinforcement for RCC in situ or precast work, cost of supplying, cutting, bending and binding with 18 gauge MS annealed binding wire, cement mortar spacer blocks etc. complete as per drawings, specifications and as directed by the Engineer. | Nos | 5 | 45000 | Approved
SOUTHWINDS PROJECT LLP (PHASE - III & IV) | FINISHING PHASE - IV | False Celling |  | WO/SP34/FW4/38 | MMK INTERIOR | False Ceiling work at Lobby, Toilet & Kitchen (Typical Floor + Gr. Floor )area of Block-14(Part-01 & 02) as per BOQ ,dwg and direction of EIC. | False Ceiling (Lobby ) Providing and fixing with Gypsum board 12 mm thk. flat framework comprising of rolled galvanized metal sections consisting of the main channels to run in one direction at 1000mm c/c and secondary ceiling section at 525-650mm c/c in other direction connected to main channel with GI connecting clips of 10 SWG of approved quality. The grids shall be suspended from structural slab by GI strap hangers 15mmx15mm size @ 1000mm C/C both ways from structural support. Gypsum board 12 mm thick is then screwed & fixed to ceiling section, finished with jointing compound, paper tape including necessary scaffolding & tool tackles all complete as per direction of drawing and direction of Engineer-In-Charge |  | 0 | 0 | Approved
SOUTHWINDS PROJECT LLP (PHASE - III & IV) | FINISHING PHASE - IV | False Celling |  | WO/SP34/FW4/38 | MMK INTERIOR | For Block - 14 (Part - 1) | For Block - 14 (Part - 1) | Sq.Ft. | 16281.139 | 70 | Approved
SOUTHWINDS PROJECT LLP (PHASE - III & IV) | FINISHING PHASE - IV | False Celling |  | WO/SP34/FW4/38 | MMK INTERIOR | For Block - 14 (Part - 2) | For Block - 14 (Part - 2) | Sq.Ft. | 16831.313 | 70 | Approved
SOUTHWINDS PROJECT LLP (PHASE - III & IV) | FINISHING PHASE - IV | False Celling |  | WO/SP34/FW4/38 | MMK INTERIOR | False Ceiling work at Lobby, Toilet & Kitchen (Typical Floor + Gr. Floor )area of Block-14(Part-01 & 02) as per BOQ ,dwg and direction of EIC. | False Ceiling (Lobby cove ) Providing and fixing with Gypsum board 12 mm thk. flat framework comprising of rolled galvanized metal sections consisting of the main channels to run in one direction at 1000mm c/c and secondary ceiling section at 525-650mm c/c in other direction connected to main channel with GI connecting clips of 10 SWG of approved quality. The grids shall be suspended from structural slab by GI strap hangers 15mmx15mm size @ 1000mm C/C both ways from structural support. Gypsum board 12 mm thick is then screwed & fixed to ceiling section, finished with jointing compound, paper tape including necessary scaffolding & tool tackles all complete as per direction of drawing and direction of Engineer-In-Charge |  | 0 | 0 | Approved
SOUTHWINDS PROJECT LLP (PHASE - III & IV) | FINISHING PHASE - IV | False Celling |  | WO/SP34/FW4/38 | MMK INTERIOR | For Block - 14 (Part - 1) | For Block - 14 (Part - 1) | Rft | 1318.906 | 60 | Approved
SOUTHWINDS PROJECT LLP (PHASE - III & IV) | FINISHING PHASE - IV | False Celling |  | WO/SP34/FW4/38 | MMK INTERIOR | For Block - 14 (Part - 2) | For Block - 14 (Part - 2) | Rft | 2353.686 | 60 | Approved
SOUTHWINDS PROJECT LLP (PHASE - III & IV) | FINISHING PHASE - IV | False Celling |  | WO/SP34/FW4/38 | MMK INTERIOR | False Ceiling work at Lobby, Toilet & Kitchen (Typical Floor + Gr. Floor )area of Block-14(Part-01 & 02) as per BOQ ,dwg and direction of EIC. | False Ceiling Inside of Flat (Toilet Area) including cutting of Trap door area in each Toilet: Providing and fixing with 6mm th. Cement fibre board (Moisture resistant) Flat framework comprising of rolled galvanized metal sections consisting of the main channels to run in one direction at 1000mm c/c and secondary ceiling section at 525-650mm c/c in other direction connected to main channel with GI connecting clips of 10 SWG of approved quality. The grids shall be suspended from structural slab by GI strap hangers 15mm x 15mm size @ 1000mm C/C both ways from structural support.6mm thk. Cement fibre board (Moisture resistant) is then screwed & fixed to ceiling section, finished with jointing compound, paper tape including necessary scaffolding & tool tackles all complete as per direction of drawing and direction of Engineer-In-Charge. Board Brand: Everest / Equivalent Channel Make: Indian Gypsum / Equivalent |  | 0 | 0 | Approved
SOUTHWINDS PROJECT LLP (PHASE - III & IV) | FINISHING PHASE - IV | False Celling |  | WO/SP34/FW4/38 | MMK INTERIOR | For Block - 14 (Part - 1) | For Block - 14 (Part - 1) | Sq.Ft. | 8895.929 | 65 | Approved
SOUTHWINDS PROJECT LLP (PHASE - III & IV) | FINISHING PHASE - IV | False Celling |  | WO/SP34/FW4/38 | MMK INTERIOR | For Block - 14 (Part - 2) | For Block - 14 (Part - 2) | Sq.Ft. | 10726.304 | 65 | Approved
SOUTHWINDS PROJECT LLP (PHASE - III & IV) | FINISHING PHASE - IV | False Celling |  | WO/SP34/FW4/38 | MMK INTERIOR | False Ceiling work at Lobby, Toilet & Kitchen (Typical Floor + Gr. Floor )area of Block-14(Part-01 & 02) as per BOQ ,dwg and direction of EIC. | Trap Door At Toilet Providing and fixing of Trap Door made with 6 mm Cement Fibre Board including galvanized metal sections with fittings and fixtures at all 4 peripheries of cut out area and trap door) to,all finishing at all level as per drawing and direction of Engineer-in-Charge. size 2' x 2' |  | 0 | 0 | Approved
SOUTHWINDS PROJECT LLP (PHASE - III & IV) | FINISHING PHASE - IV | False Celling |  | WO/SP34/FW4/38 | MMK INTERIOR | For Block - 14 (Part - 1) | For Block - 14 (Part - 1) | Nos | 108 | 300 | Approved
SOUTHWINDS PROJECT LLP (PHASE - III & IV) | FINISHING PHASE - IV | False Celling |  | WO/SP34/FW4/38 | MMK INTERIOR | For Block - 14 (Part - 2) | For Block - 14 (Part - 2) | Nos | 108 | 300 | Approved
SOUTHWINDS PROJECT LLP (PHASE - III & IV) | FINISHING PHASE - IV | False Celling |  | WO/SP34/FW4/38 | MMK INTERIOR | False Ceiling work at Lobby, Toilet & Kitchen (Typical Floor + Gr. Floor )area of Block-14(Part-01 & 02) as per BOQ ,dwg and direction of EIC. | Trap Door At Toilet Providing and fixing of Trap Door made with 6 mm Cement Fibre Board including galvanized metal sections with fittings and fixtures at all 4 peripheries of cut out area and trap door) to,all finishing at all level as per drawing and direction of Engineer-in-Charge. size 1.5' x 1.5' |  | 0 | 0 | Approved
SOUTHWINDS PROJECT LLP (PHASE - III & IV) | FINISHING PHASE - IV | False Celling |  | WO/SP34/FW4/38 | MMK INTERIOR | For Block - 14 (Part - 1) | For Block - 14 (Part - 1) | Nos | 144 | 300 | Approved
SOUTHWINDS PROJECT LLP (PHASE - III & IV) | FINISHING PHASE - IV | False Celling |  | WO/SP34/FW4/38 | MMK INTERIOR | For Block - 14 (Part - 2) | For Block - 14 (Part - 2) | Nos | 198 | 300 | Approved
SOUTHWINDS PROJECT LLP (PHASE - III & IV) | FINISHING PHASE - IV | False Celling |  | WO/SP34/FW4/38 | MMK INTERIOR | False Ceiling work at Lobby, Toilet & Kitchen (Typical Floor + Gr. Floor )area of Block-14(Part-01 & 02) as per BOQ ,dwg and direction of EIC. | False Ceiling Inside of Flat ( Kitchen Area) including Trap door in each Kitchen: Providing and fixing of False Ceiling with 12mm thick Gypsum board over framework comprising of rolled galvanized metal sections consisting of the main channels including all tools & tackles and finished with jointing compound, paper tape including necessary scaffolding at Kitchen area inside of Flat,along with Trap Doors (Including Galvanized metal sections with fittings and fixture; at all 4 peripheries of cut out area and trap door) of size 2' x 2' or 1.5' x 1.5' as required in each kitchen areas as per drawing and direction of Engineer-in-Charge. Rate has been considered per numbers of Flat/Kitchen |  | 0 | 0 | Approved
SOUTHWINDS PROJECT LLP (PHASE - III & IV) | FINISHING PHASE - IV | False Celling |  | WO/SP34/FW4/38 | MMK INTERIOR | For Block - 14 (Part - 1) | For Block - 14 (Part - 1) | Nos | 102 | 1350 | Approved
SOUTHWINDS PROJECT LLP (PHASE - III & IV) | FINISHING PHASE - IV | False Celling |  | WO/SP34/FW4/38 | MMK INTERIOR | For Block - 14 (Part - 2) | For Block - 14 (Part - 2) | Nos | 119 | 1350 | Approved
SOUTHWINDS PROJECT LLP (PHASE - III & IV) | FINISHING PHASE - IV | False Celling |  | WO/SP34/FW4/38 | MMK INTERIOR | False Ceiling work at Lobby, Toilet & Kitchen (Typical Floor + Gr. Floor )area of Block-14(Part-01 & 02) as per BOQ ,dwg and direction of EIC. | Providing and fixing with Hilux Board(Moisture resistant)8mm thk. flat framework comprising of rolled galvanized metal sections consisting of the main channels to run in one direction at 1000mm c/c and secondary ceiling section at 525-650 mm c/c in other direction connected to main channel with GI connecting clips of 10 SWG of approved quality. The grids shall be suspended from structural slab by GI strap hangers 15mm x 15mm size @ 1000mm c/c both ways from structural support. Hilux board 8mm thk. is then screwed & fixed to ceiling section, finished with jointing compound, paper tape. Location - "False Ceiling (Lobby Area Gr. Floor )" Brand- Ramco / as approved. |  | 0 | 0 | Approved
SOUTHWINDS PROJECT LLP (PHASE - III & IV) | FINISHING PHASE - IV | False Celling |  | WO/SP34/FW4/38 | MMK INTERIOR | For Block - 14 (Part - 1) | For Block - 14 (Part - 1) | Sq.Ft. | 350.519 | 85 | Approved
SOUTHWINDS PROJECT LLP (PHASE - III & IV) | FINISHING PHASE - IV | False Celling |  | WO/SP34/FW4/38 | MMK INTERIOR | For Block - 14 (Part - 2) | For Block - 14 (Part - 2) | Sq.Ft. | 337.742 | 85 | Approved
SOUTHWINDS PROJECT LLP (PHASE - III & IV) | FINISHING PHASE - IV | False Celling |  | WO/SP34/FW4/38 | MMK INTERIOR | False Ceiling work at Lobby, Toilet & Kitchen (Typical Floor + Gr. Floor )area of Block-14(Part-01 & 02) as per BOQ ,dwg and direction of EIC. | Providing and fixing with Hilux Board(Moisture resistant) 8mm thk. flat framework comprising of rolled galvanized metal sections consisting of the main channels to run in one direction at 1000mm c/c and secondary ceiling section at 525-650 mm c/c in other direction connected to main channel with GI connecting clips of 10 SWG of approved quality. The grids shall be suspended from structural slab by GI strap hangers 15mm x 15mm size @ 1000mm c/c both ways from structural support. Hilux board 8mm thk. is then screwed & fixed to ceiling section, finished with jointing compound, paper tape. Location - "False Ceiling (Lobby Area Gr. Floor )" Brand- Ramco / as approved. |  | 0 | 0 | Approved
SOUTHWINDS PROJECT LLP (PHASE - III & IV) | FINISHING PHASE - IV | False Celling |  | WO/SP34/FW4/38 | MMK INTERIOR | For Block - 14 (Part - 1) | For Block - 14 (Part - 1) | Rft | 115.128 | 80 | Approved
SOUTHWINDS PROJECT LLP (PHASE - III & IV) | FINISHING PHASE - IV | False Celling |  | WO/SP34/FW4/38 | MMK INTERIOR | For Block - 14 (Part - 2) | For Block - 14 (Part - 2) | Rft | 101.582 | 80 | Approved
SOUTHWINDS PROJECT LLP (PHASE - III & IV) | FINISHING PHASE - IV | False Celling |  | WO/SP34/FW4/38 | MMK INTERIOR | False Ceiling work at Lobby, Toilet & Kitchen (Typical Floor + Gr. Floor )area of Block-14(Part-01 & 02) as per BOQ ,dwg and direction of EIC. | "False Ceiling Inside of Flat (Balcony Area/Kitchen) including Trap door in each balcony & kitchen: Providing and fixing with 8mm th. Cement fibre board (Moisture resistant) Flat framework comprising of rolled galvanized metal sections consisting of the main channels to run in one direction at 1000mm c/c and secondary ceiling section at 525-650mm c/c in other direction connected to main channel with GI connecting clips of 10 SWG of approved quality.The grids shall be suspended from structural slab by GI strap hangers 15mm x 15mm size @ 1000mm C/C both ways from structural support.8mm th. Cement fibre board (Moisture resistant) is then screwed & fixed to ceiling section,finished with jointing compound,paper tape including necessary scaffolding & tool tackles all complete as per direction of drawing and direction of Engineer-In-Charge. Board Brand: Everest / Equivalent Channel Make: Indian Gypsum / Equivalent " |  | 0 | 0 | Approved
SOUTHWINDS PROJECT LLP (PHASE - III & IV) | FINISHING PHASE - IV | False Celling |  | WO/SP34/FW4/38 | MMK INTERIOR | For Block - 14 (Part - 1) | For Block - 14 (Part - 1) | Sq.Ft. | 886.222 | 72 | Approved
SOUTHWINDS PROJECT LLP (PHASE - III & IV) | FINISHING PHASE - IV | False Celling |  | WO/SP34/FW4/38 | MMK INTERIOR | For Block - 14 (Part - 2) | For Block - 14 (Part - 2) | Sq.Ft. | 923.422 | 72 | Approved
SOUTHWINDS PROJECT LLP (PHASE - III & IV) | FINISHING PHASE - IV | False Celling |  | WO/SP34/FW4/38 | MMK INTERIOR | False Ceiling work at Lobby, Toilet & Kitchen (Typical Floor + Gr. Floor )area of Block-14(Part-01 & 02) as per BOQ ,dwg and direction of EIC. | "False Ceiling Inside of Flat (Balcony Area/Kitchen) including Trap door in each balcony & kitchen: Providing and fixing with 8mm thk. Cement fibre board (Moisture resistant) Flat framework comprising of rolled galvanized metal sections consisting of the main channels to run in one direction at 1000mm c/c and secondary ceiling section at 525-650mm c/c in other direction connected to main channel with GI connecting clips of 10 SWG of approved quality.The grids shall be suspended from structural slab by GI strap hangers 15mm x 15mm size @ 1000mm C/C both ways from structural support.8mm th. Cement fibre board (Moisture resistant) is then screwed & fixed to ceiling section,finished with jointing compound,paper tape including necessary scaffolding & tool tackles all complete as per direction of drawing and direction of Engineer-In-Charge. Board Brand: Everest / Equivalent Channel Make: Indian Gypsum / Equivalent " |  | 0 | 0 | Approved
SOUTHWINDS PROJECT LLP (PHASE - III & IV) | FINISHING PHASE - IV | False Celling |  | WO/SP34/FW4/38 | MMK INTERIOR | For Block - 14 (Part - 1) | For Block - 14 (Part - 1) | Rft | 2794.954 | 70 | Approved
SOUTHWINDS PROJECT LLP (PHASE - III & IV) | FINISHING PHASE - IV | False Celling |  | WO/SP34/FW4/38 | MMK INTERIOR | For Block - 14 (Part - 2) | For Block - 14 (Part - 2) | Rft | 3812.213 | 70 | Approved
SOUTHWINDS PROJECT LLP (PHASE - III & IV) | FINISHING PHASE - IV | False Celling |  | WO/SP34/FW4/38 | MMK INTERIOR | Pelmed Work for AC Unit at Block 14(Part - 01 & 2) ( Typical Floor ) as per BOQ, dwg and direction of EIC. | Labour Charges for fixing pelmed with Ply (1500X500MM) of AC Indoor Unit position over the approved drawing and direction of EIC including necessary scaffolding (Only Ply will supplied by client subject to reconciliation basis ) |  | 0 | 0 | Approved
SOUTHWINDS PROJECT LLP (PHASE - III & IV) | FINISHING PHASE - IV | False Celling |  | WO/SP34/FW4/38 | MMK INTERIOR | For Block - 14 (Part - 1) | For Block - 14 (Part - 1) | Nos | 490 | 950 | Approved
SOUTHWINDS PROJECT LLP (PHASE - III & IV) | FINISHING PHASE - IV | False Celling |  | WO/SP34/FW4/38 | MMK INTERIOR | For Block - 14 (Part - 2) | For Block - 14 (Part - 2) | Nos | 522 | 950 | Approved
SOUTHWINDS PROJECT LLP (PHASE - III & IV) | FINISHING PHASE - IV | False Celling |  | WO/SP34/FW4/38 | MMK INTERIOR | Pelmed Work for AC Unit at Block 14(Part - 01 & 2) ( Typical Floor ) as per BOQ, dwg and direction of EIC. | 500 x 230 (upto) mm HVAC False Ceiling Cove Providing and fixing with Gypsum board 12 mm thk. flat framework comprising of rolled galvanized metal sections consisting with GI connecting clips of 10 SWG of approved quality. Gypsum board 12 mm thick fixed with screwed finished with jointing compound, paper tape including necessary scaffolding & tool tackles all complete as per direction of drawing and direction of Engineer-In-Charge Gypsum Board Make: India Gypsum Channel Make: India Gypsum/ Equivalent |  | 0 | 0 | Approved
SOUTHWINDS PROJECT LLP (PHASE - III & IV) | FINISHING PHASE - IV | False Celling |  | WO/SP34/FW4/38 | MMK INTERIOR | For Block - 14 (Part - 1) | For Block - 14 (Part - 1) | RMT | 2751.139 | 400 | Approved
SOUTHWINDS PROJECT LLP (PHASE - III & IV) | FINISHING PHASE - IV | False Celling |  | WO/SP34/FW4/38 | MMK INTERIOR | For Block - 14 (Part - 2) | For Block - 14 (Part - 2) | RMT | 3153.186 | 400 | Approved
SOUTHWINDS PROJECT LLP (PHASE - III & IV) | FINISHING PHASE - IV | False Celling |  | WO/SP34/FW4/38 | MMK INTERIOR | Pelmed Work for AC Unit at Block 14(Part - 01 & 2) ( Typical Floor ) as per BOQ, dwg and direction of EIC. | Pelmed cove (100x100) for Balcony door/Room Window - Fixing of ply at top & side area before providing and fixing with Gypsum board 12 mm thk. flat framework comprising of rolled galvanized metal sections . Gypsum board 12 mm thick fixed with screw, finished with jointing compound, paper tape including necessary scaffolding & tool tackles all complete as per direction of drawing and direction of Engineer-In-Charge Gypsum Board Make: India Gypsum Channel Make: India Gypsum/ Equivalent |  | 0 | 0 | Approved
SOUTHWINDS PROJECT LLP (PHASE - III & IV) | FINISHING PHASE - IV | False Celling |  | WO/SP34/FW4/38 | MMK INTERIOR | For Block - 14 (Part - 1) | For Block - 14 (Part - 1) | RMT | 392.63 | 220 | Approved
SOUTHWINDS PROJECT LLP (PHASE - III & IV) | FINISHING PHASE - IV | False Celling |  | WO/SP34/FW4/38 | MMK INTERIOR | For Block - 14 (Part - 2) | For Block - 14 (Part - 2) | RMT | 414.54 | 220 | Approved
Primarc Aadvika | COMMON INFRASTRUCTURE | Landscaping | Hardscape | WO/HW1/PHW2/2 | DEEPSUN INDUSTRIAL CORPORATION | Earthwork excavation upto 1.5 m | Earthwork excavation upto 1.5 m deep & 50 Mtr Lead necessary for construction of Paved way embankment , in all types of soil, including clearing and grubbing of road land, removal of roots, stumps and vegetation,disposal of surplus earth at designated location with all leads and lifts etc. all complete as per Drawing & DIRECTION by the Engineer-in-Charge | Cum. | 130.56 | 300 | Approved
Primarc Aadvika | COMMON INFRASTRUCTURE | Landscaping | Hardscape | WO/HW1/PHW2/2 | DEEPSUN INDUSTRIAL CORPORATION | Single layer brick flat solin | Charges for providing & Laying Single layer brick flat soling using Soling bricks including preparation of bed as necessary with joints properly filled in and packed with powdered earth or silver sand complete as per drawing, specification and direction of EIC | Sq.Mtr. | 69.45 | 480 | Approved
Primarc Aadvika | COMMON INFRASTRUCTURE | Landscaping | Hardscape | WO/HW1/PHW2/2 | DEEPSUN INDUSTRIAL CORPORATION | sub-base | Charges for providing & Construction of sub-base with over burnt brick aggregate and binding material brick dust etc. of minimum thickness (125 mm) including screening, sorting, spreading to template and consolidation with Manual Compactor as per drawing and direction of Engineer-in-Charge | Cum. | 0 | 3700 | Approved
Primarc Aadvika | COMMON INFRASTRUCTURE | Landscaping | Hardscape | WO/HW1/PHW2/2 | DEEPSUN INDUSTRIAL CORPORATION | 300 GSM Non-Woven Geotextile | "Charges for providing & Laying of 300 GSM Non-Woven Geotextile above the sub base layer as per drawing and direction of Engineer-in-Charge ." | Sq.Mtr. | 0 | 75 | Approved
Primarc Aadvika | COMMON INFRASTRUCTURE | Landscaping | Hardscape | WO/HW1/PHW2/2 | DEEPSUN INDUSTRIAL CORPORATION | Paver block | "Charges for providing & Laying interlocking designer paver block of approved shade and Colour of approved quality , laid in pattern as directed in pavement, driveway etc. including necessary underlay complete in all respect with all labour and material. (Border concrete if necessary to be paid separately), 60 mm thick Paver Block Over 50 mm sand bed . All work complete as per drawing & direction of Engineer-in-Charge. Size of paver block-(200X200)" | Sq.Mtr. | 224.82 | 960 | Approved
Primarc Aadvika | COMMON INFRASTRUCTURE | Landscaping | Hardscape | WO/HW1/PHW2/2 | DEEPSUN INDUSTRIAL CORPORATION | Kerb stones | "Charges for providing & fixing of Kerb stones of specific sizes along the Pavement or other designated places including necessary alignment. The rate is inclusive of the cost of Kerb Stones, manpower cost for fixing the Kerbs, all lead and lift, carrying cost from stock yard to execution point, including laying PCC at the bottom of the kerb line and joining two adjacent Kerb stone using lean cement mortar. ( All work complete as per drawing & direction of EIC.) (Precast concrete kerb stone - (Size- 500X300X150) | RMT | 206.97 | 750 | Amended & Approved
Primarc Aadvika | COMMON INFRASTRUCTURE | Landscaping | Hardscape | WO/HW1/PHW2/2 | DEEPSUN INDUSTRIAL CORPORATION | Plain cement concrete (PCC) | Charges for Providing & laying1:3:6 plain cement concrete (PCC) (75-100 mm thick) of required thickness below Toe wall , Kerb stone or any other location as specified in the drawing till Plinth level using 20 mm nominal size well-graded approved quality aggregate including vibrating / compacting as required establishing dewatering system by pumping / bailing out water, cleaning, preparing surfaces, junctions etc. including shuttering, curing complete as per drawing and direction of Engineer-in-Charge. | Cum. | 35.111 | 7700 | Amended & Approved
Primarc Aadvika | COMMON INFRASTRUCTURE | Landscaping | Hardscape | WO/HW1/PHW2/2 | DEEPSUN INDUSTRIAL CORPORATION | Brick work with 1st class bricks | Providing and erecting brick work with 1st class bricks for walls of specified thickness in cement sand mortar (1:6) including the cost of all material, labour, tools, tackles, scaffolding, curing etc. complete as per direction of Engineer-in-Charge and technical specification. Location : Toe wall | Cum. | 4.584 | 7900 | Approved
Primarc Aadvika | COMMON INFRASTRUCTURE | Landscaping | Hardscape | WO/HW1/PHW2/2 | DEEPSUN INDUSTRIAL CORPORATION | 15 mm thick plaster | "Providing and applying 15 mm thick plaster with sand cement mortar (1: 6) including rounding off or chamfering of concrete surface,curing etc. complete as per direction of EIC. Location : Toe wall | Sq.Mtr. | 17.38 | 270 | Approved
Primarc Chambers | BLOCK | POP/PUTTY Work |  |  |  | 3mm thk. putty work | Charges for providing and applying of minimum 3mm thick putty ( 1.5 mm thick coarse putty in single coat as a base coarse and 1.5mm thick fine putty in double coats over the base coarse) including necessary surface preparation to remove any lumps, rendering, chipping of raised portion etc. all complete of the internal wall and ceiling as per direction of EIC. The rate inclusive of cost of all materials, storage of materials, tools & tackles, inside scaffolding, labour, transportation all lead and lift, overhead and profit etc. all complete. Brand of Putty-Asian/Berger Location- Ground Floor to 4th Floor Level Ramp Ceiling, parapet wall & column area 1st, 2nd, 3rd, 4th Floor Podium Leve-Car Parking Region ceiling, column, parapet wall | Sq.Ft. |  |  | Approved
Primarc Chambers | BLOCK | Business Centre |  | WO/PCH/PC01/71 | NEW L. N. CONSTRUCTION | Screed Concreting & AAC Block Filling Work | Screed Concreting & AAC Block Filling Work as per the direction of EIC. |  | 0 | 0 | Amended & Approved
Primarc Chambers | BLOCK | Business Centre |  | WO/PCH/PC01/71 | NEW L. N. CONSTRUCTION | Screed Concrete | All charges for providing & laying Screed Concrete with cement concrete of mix 1:3:6 in average 60mm thickness (with a minimum of 40mm at the drain-out locations) at Roof levels in panels not more than 3500 x 3500 mm with one layer of chicken wire mesh including of all materials, tools & tackles, labours, preparation of surface, cleaning and maintaining proper slope , necessary finishing ( as per requirement ), curing, tool & tackles etc. all necessary work complete in all respect as per drawing and direction of EIC. (Cement & Sika Chapdur will be supplied by Client but subject to Reconciliation) Location-Lift Lobby & Corridor, Common Toilet, & Business Centre - Pantry & Toilet & Outdoor lounge at 15th Floor. (Only Cement will be supplied by the Client free of cost, but subjected to reconciliation). | Sq.Mtr. | 238 | 675 | Approved
Primarc Chambers | BLOCK | Business Centre |  | WO/PCH/PC01/71 | NEW L. N. CONSTRUCTION | ACC Block filling with cement mortar | Labour Charges for filling of 125mm thick AAC Block(600x200x125) over 15mm thick mortar (1:6) and binding mortar joint in between blocks with 10-12mm thick(1:6)(as per requirement) , including all lead and lift of the material at terrace level including preparation of surface, cleaning and maintaing proper slope, with necessary curing & finishes all complete with all materials. labours, tools & tackles in all respect as per drawing , specification, under supervision and direction of Engineer-in-Charge. Location-Lift Lobby & Corridor, Common Toilet, & Business Centre - Pantry & Toilets Outdoor lounge at 15th Floor. (Only Cement & AAC Block would be supplied by the Client free of cost, but subjected to reconciliation). | Sq.Mtr. | 238 | 515 | Approved
SOUTHWINDS PROJECT LLP (PHASE - III & IV) | MARKETING PHASE - III & IV | Marketing Office | Internal Plumbing Works | WO/SP34/MA34/21 | GOBINDA CHANDRA SAHOO | Plumbing & Sanitary Work for Marketing Office at Block - 13 Flat - E & F | Labour Charges for New Marketing Office 2 Nos Toilet and 1 no Kitchen Plumbing work complete with Laying of 25mm UPVC Pipe & Fittings for water supply Line (12 Mtr.) and 20 mm UPVC Pipe & Fittings Laying (15 Mtr.) with Hole Cutting, jointing with Solvent and Clamping with Tank Connection, 110 mm SWR Pipe & Fittings Line Hanging Hole Cutting Fitting with Clamping (22 Mtr.) and 2 nos. Toilet and 1 no Kitchen, Sanitary Fittings and Fixtures all Complete as per instruction of EIC Necessary Dia. of Pipes & their Fittings, all CP & Sanitary Fitting Materials will be supplied by Client and Other Loose Materials as Screws, Nail,Fastnut, MS Hooks, U clamps, Solvent Cement, Jute, White Zinc, White Cement, MS Angle / Bracket,Universal clamp will be supplied By contractor. | Lump Sum | 1 | 9790 | Approved
Primarc Aadvika | EXPERIENCE CENTER | Civil | Sub & Super Structure Work | WO/HW1/PHW3/1 | DEEPSUN INDUSTRIAL CORPORATION | Preparation of Substrate | All Charges for Checking, Identifying, Removing of Skin of ceiling till good substrate , welding of reinforcement, application of epoxy bonding agent & re-plaster the surface including all labour, materials, machinery, tools & tackles for all lead & lift to the entire satisfaction & as per direction of EIC. | Sq.Mtr. | 16.8 | 1850 | Approved
Primarc Aadvika | EXPERIENCE CENTER | Civil | Sub & Super Structure Work | WO/HW1/PHW3/1 | DEEPSUN INDUSTRIAL CORPORATION | Foundations of vertical post | Foundations of vertical post (6 nos) |  | 0 | 0 | Approved
Primarc Aadvika | EXPERIENCE CENTER | Civil | Sub & Super Structure Work | WO/HW1/PHW3/1 | DEEPSUN INDUSTRIAL CORPORATION | Dismantling of existing brick wall | Dismantling of existing brick wall & creating pockets to rest MS members & Jam with Cement concrete (M25 Grade) after fixing the member & removal of acCum.ulated debris outside of site premises including all labour, materials, machinery, tools & tackles to the entire satisfaction of EIC. | Nos | 21 | 1450 | Approved
Primarc Aadvika | EXPERIENCE CENTER | Civil | Sub & Super Structure Work | WO/HW1/PHW3/1 | DEEPSUN INDUSTRIAL CORPORATION | Dismantling of existing RCC | Dismantling of existing RCC encasing of the columns at the junction of mezzanine floor & removal of acCum.ulated debris outside of site premises including all labour, materials, machinery, tools & tackles to the entire satisfaction of EIC. | Nos | 6 | 2450 | Approved
Primarc Aadvika | EXPERIENCE CENTER | Civil | Sub & Super Structure Work | WO/HW1/PHW3/1 | DEEPSUN INDUSTRIAL CORPORATION | Scaffolding | All Charges for Providing & Fixing charges for scaffolding and Dismantling work of the same as per drawing and direction of EIC | Cum. | 2512 | 150 | Approved
Primarc Aadvika | EXPERIENCE CENTER | Civil | Sub & Super Structure Work | WO/HW1/PHW3/1 | DEEPSUN INDUSTRIAL CORPORATION | Plaster removal & re-plaster | Plaster removal & re-plaster |  | 0 | 0 | Approved
Primarc Aadvika | EXPERIENCE CENTER | Civil | Sub & Super Structure Work | WO/HW1/PHW3/1 | DEEPSUN INDUSTRIAL CORPORATION | M.S. structural works | Charges for Supply, Fabrication & Erection of MS structural refurbishment work in existing structure with simple rolled structural members (e.g. joists, angle, channel sections plate etc.) including, haulage, hoisting and erection all complete as per approved design & drawing and direction of Engineer-in-Charge. The rate includes the cost of rolled steel section, consumables such as electrodes, gas and hire charge of all tools and plants and labour required for the work and including cost of Two Coats Zinc Chromate Primer. (MS Make - Jindal, Sail or equivalent ). | MT | 15.566 | 108840 | Approved
Primarc Aadvika | EXPERIENCE CENTER | Civil | Sub & Super Structure Work | WO/HW1/PHW3/1 | DEEPSUN INDUSTRIAL CORPORATION | GI sheet | Providing and Fixing of 0.8 mm thk GI sheet in position true to line and level, steel grade 250-350 MPa as per approved drawing including transporting, lifting to places and erection as per direction of EIC Location: Roof Level | Sq.Mtr. | 278.2 | 1100 | Approved
Primarc Aadvika | EXPERIENCE CENTER | Civil | Sub & Super Structure Work | WO/HW1/PHW3/1 | DEEPSUN INDUSTRIAL CORPORATION | Deck sheet | Providing and Fixing of 0.8 mm thk Deck sheet in position true to line and level, steel grade 550 MPa as per approved drawing including transporting, lifting to places and erection as per direction of EIC Location: Mezzanine Floor | Sq.Mtr. | 97.2 | 1548 | Approved
Primarc Aadvika | EXPERIENCE CENTER | Civil | Sub & Super Structure Work | WO/HW1/PHW3/1 | DEEPSUN INDUSTRIAL CORPORATION | E/W up to 1.5 m | All Charges for earth work in excavation (including lifting & shifting) of foundation of structure, in all sorts of soil (including mixed soil, laterite or sandstone) including setting out, removing, spreading or stacking of soils within a lead of 150 m as per drawing, specification and direction of EIC. The item includes necessary dismantling of foundation (if any) made with brick, PCC, RCC, trimming the sides of trenches, levelling, dressing and ramming the bottom, bailing out water, barricading the area providing caution board, including all labour, materials, machinery, tools & tackles for all lead & lift to the entire satisfaction of EIC. The Contractor shall be paid only for excavation as actual / as per IS 1200 / discretion of EIC. For, Depth up to 1.5 m | Cum. | 5.9 | 2500 | Approved
Primarc Aadvika | EXPERIENCE CENTER | Civil | Sub & Super Structure Work | WO/HW1/PHW3/1 | DEEPSUN INDUSTRIAL CORPORATION | Plain cement concrete (PCC) M15 (1:2:4) | All charges for providing & laying M15 (1:2:4) plain cement concrete (PCC) of required thickness at all levels and leads coming above Plinth level using 20 mm nominal size well-graded approved quality aggregate including vibrating / compacting as required establishing dewatering system by pumping / bailing out water, cleaning, preparing surfaces, junctions etc. including shuttering, curing complete as per drawing and direction of Engineer-in-Charge. Source of concrete will be RMC/SMC | Cum. | 0.53 | 8500 | Approved
Primarc Aadvika | EXPERIENCE CENTER | Civil | Sub & Super Structure Work | WO/HW1/PHW3/1 | DEEPSUN INDUSTRIAL CORPORATION | Steel R/f for Sub Super-structure | All charges for Providing & fixing steel reinforcement (Tor Steel as per IS-1786, Fe 500) for Sub & Super-Structure work including transporting, decoiling, straightening, removing loose rust, cutting, bending and placing for all profile and for all lead & lift till Plinth level & above Plinth level and binding with 18 gauge annealed wire as per drawing and direction of Engineer-in-Charge. Payment of steel shall be made as per drawing and approved bar bending schedule with permissible laps and paid on the basis of the sectional weights of bar as per relevant I.S. Code. The rate shall include cost of binding wire, chairs, spacers, pins, cover blocks which will not be measured separately for payment. (Steel Make - Rungta, Thermocon or equivalent). | MT | 0.835 | 80000 | Approved
Primarc Aadvika | EXPERIENCE CENTER | Civil | Sub & Super Structure Work | WO/HW1/PHW3/1 | DEEPSUN INDUSTRIAL CORPORATION | Shuttering | "Providing, fabricating and fixing of formwork made of plywood 12mm Thk. (weighing not less than 34 kg/m2); wooden batten, steel plates as approved by Engineer in charge for vertical, horizontal or sloping for all R.C.C. works below ground level, including all leads with necessary supporting arrangement, applying shuttering oil ( Like ' REBOL' from FOSROC or any other approved ) on the form work, keeping the form work in position after concreting for a period as specified in the relevant I .S. Code and removing the form work after expiry of the specified period, complete with all materials, labour, tools & tackles etc. all as per drawing and specification. The form work shall be water tight ( Seal the joints with heavy duty brown self adhesive tape ) and shall be free from warping, denting and unevenness. a) Cleaning concrete from the formwork after removal. b) Proper care during de-shuttering to avoid any damage to existing facilities. | Sq.Mtr. | 17.1 | 550 | Approved
Primarc Aadvika | EXPERIENCE CENTER | Civil | Sub & Super Structure Work | WO/HW1/PHW3/1 | DEEPSUN INDUSTRIAL CORPORATION | RCC | All charges for Providing & laying M25 grade cement concrete/reinforced cement concrete (excluding cost of shuttering & reinforcement ) at all levels and leads for all items e.g. Pile cap, Footing, RCC wall, tie beam, column, slab, beam etc. all profile coming below & above Plinth level using 20 mm nominal size & down graded good quality aggregate as per design mix approved by PMC/Consultant including vibrating / compacting, curing, scaffolding as required, dewatering (if any), cleaning, preparing surfaces, junctions etc. including curing complete as per drawing , technical specification and direction of Engineer-in-Charge. Cement concrete should have an ultimate crushing strength of not less than 250 Kg/sq.cm for Grade M25 on 15cm X 15cm X 15cm cube at 28 days and source of concrete will be RMC/SMC | Cum. | 3.06 | 9000 | Approved
Primarc Aadvika | EXPERIENCE CENTER | Civil | Sub & Super Structure Work | WO/HW1/PHW3/1 | DEEPSUN INDUSTRIAL CORPORATION | Backfilling in foundation ( Up to plinth level ) | All Charges for doing backfilling in foundation ( Up to plinth level ) with excavated earth in layer not exceeding 150mm in depth including watering, ramming, compacting, consolidating in deposited layer and transportation of soil, all labour, materials, machinery, tools & tackles etc. for all lead & lift to the entire satisfaction of Engineer-in-Charge. | Cum. | 2.1 | 250 | Approved
Primarc Aadvika | EXPERIENCE CENTER | Civil | Sub & Super Structure Work | WO/HW1/PHW3/1 | DEEPSUN INDUSTRIAL CORPORATION | Removal of existing plaster & rendering of the wall | Removal of existing plaster & rendering of the wall (both surface) including removal of acCum.ulated debris outside of site premises. Location: Boundary wall | Sq.Mtr. | 272.5 | 120 | Approved
Primarc Aadvika | EXPERIENCE CENTER | Civil | Sub & Super Structure Work | WO/HW1/PHW3/1 | DEEPSUN INDUSTRIAL CORPORATION | Providing and applying plaster | All charges for Providing and applying plaster with sand and cement mortar including round off or chamfering of concrete surface, curing etc. complete as per direction of EIC - 15 mm thick sand cement mortar (6 parts sand: 1-part cement). Location: Boundary wall | Sq.Mtr. | 307.1 | 270 | Approved
Primarc Chambers | BLOCK | Civil | Sub & Super Structure Work | WO/PCH/PC01/5 | RAJ TRIMURTI INFRAPROJECT PVT. LTD. | 200mm thick brickwork | Providing and erecting 200 mm thick brick work with 1st class Coneventional bricks for walls at Ledge Wall, Duct Wall, Gr. Floor and Above Roof of specified thickness in sand cement mortar (4 :1) including the cost of all material, labour, tools, tackles, scaffolding, curing etc. complete as per direction of Engineer-in-Charge and technical specification. (Cement would be supplied by the client, but subjected to reconciliation.) | Cum. | 162.3 | 6141 | Approved
Primarc Chambers | COMMON INFRASTRUCTURE | Sewerage Treatment Plant - Equipment Cost |  | WO/PCH/PC04/25 | Waterland Environmental Technologies | Screen Chamber | Supply of Bar Screen Quantity : 1 No- 0.75 m x 0.75 m x 1 m ( H) Pore Size : 6-8 mmm (Fabricated) Operation : Manual; MOC : SS 304 | Nos. | 1 | 12500 | Approved
Primarc Chambers | COMMON INFRASTRUCTURE | Sewerage Treatment Plant - Equipment Cost |  | WO/PCH/PC04/25 | Waterland Environmental Technologies | Raw Sewage Transfer Pumps | Supply of SEWAGE TRANSFER PUMP Quantity : 1 No.(W) + 1 No.(SB) Type : Submersible cutter; Capacity : 4 M3/hr. Head : 6 M (Make:WILO/Flojoy) | Nos. | 2 | 38500 | Approved
Primarc Chambers | COMMON INFRASTRUCTURE | Sewerage Treatment Plant - Equipment Cost |  | WO/PCH/PC04/25 | Waterland Environmental Technologies | Process Air Blowers | Supply of Process Air Blowers Quantity : 1 Nos.(W) + 1 No.(SB) Type : Twin Lobe Capacity : 150 m3/hr Discharge Pressure : 0.4 Kg/cm2( Model :Akash) Motor :- 5 HP ( CG/ Havels); ( Make :Everest/Akash) | Nos. | 2 | 125000 | Approved
Primarc Chambers | COMMON INFRASTRUCTURE | Sewerage Treatment Plant - Equipment Cost |  | WO/PCH/PC04/25 | Waterland Environmental Technologies | Sludge Recirculation Pumps | Supply of Sludge Recirculation Pumps Quantity : 1 No. (W) + 1 No (SB) Type : Horizontal , Centrifugal Capacity : 4 M3/hr. Head : 6 m; (Make: Kirloskar) | Nos. | 2 | 25000 | Approved
Primarc Chambers | COMMON INFRASTRUCTURE | Sewerage Treatment Plant - Equipment Cost |  | WO/PCH/PC04/25 | Waterland Environmental Technologies | Filter Feed Pump | Supply of Filter feed pump Quantity : 1 No.(W) + 1 No.(SB) Type : Horizontal Centrifugal Capacity : 5 Cum./hr. Head : 25 m, (Make: Kirloskar) | Nos. | 2 | 27500 | Approved
Primarc Chambers | COMMON INFRASTRUCTURE | Sewerage Treatment Plant - Equipment Cost |  | WO/PCH/PC04/25 | Waterland Environmental Technologies | EQT/Aeration Tank / MBBR REACTOR EQUIPMENT | EQT/Aeration Tank / MBBR REACTOR EQUIPMENT |  | 0 | 0 | Approved
Primarc Chambers | COMMON INFRASTRUCTURE | Sewerage Treatment Plant - Equipment Cost |  | WO/PCH/PC04/25 | Waterland Environmental Technologies | Tube Deck Media | Supply of Tube Deck Media Size : 750 mm Long Plan Settling Area : 11 m3/m2 at 60 deg. Slope ( Make: Bharat) | Cum. | 8 | 11000 | Approved
Primarc Chambers | COMMON INFRASTRUCTURE | Sewerage Treatment Plant - Equipment Cost |  | WO/PCH/PC04/25 | Waterland Environmental Technologies | MBBR Media | Supply of MBBR REACTOR EQUIPMENT MBBR Media Quantity 12 m3 Size 25 mm x 12 mm-400 M3/M3 bio surface Make: Bharat | Cum. | 12 | 13500 | Approved
Primarc Chambers | COMMON INFRASTRUCTURE | Sewerage Treatment Plant - Equipment Cost |  | WO/PCH/PC04/25 | Waterland Environmental Technologies | Pressure Sand Filter | Supply of Pressure Sand Filter Quantity : 1 No. MOC : MSEP Type : Cylindrical Diameter & HOS 600 mm dia. X 1800 mm HOS with ( Shell thickness - 5 mm Dish Thickness-6 mm) 40 NB frontal pipe work with butterfly valves (Tata Steel, FRP) | Nos. | 1 | 125000 | Approved
Primarc Chambers | COMMON INFRASTRUCTURE | Sewerage Treatment Plant - Equipment Cost |  | WO/PCH/PC04/25 | Waterland Environmental Technologies | Activated Carbon Filter | Supply of Activated Carbon Filter Quantity : 1 No, MOC : MSEP Type : Cylindrical Diameter & HOS : 600 mm dia. X 1800 mm HOS with r( Shell thickness - 8 mm Dish Thickness 6 mm) 40 NB frontal pipe work with butterfly valves (Tata Steel, FRP) | Nos. | 1 | 145000 | Approved
Primarc Chambers | COMMON INFRASTRUCTURE | Sewerage Treatment Plant - Equipment Cost |  | WO/PCH/PC04/25 | Waterland Environmental Technologies | Fine & Coarse Bubble Diffusers For MBBR I & MBBR II | Supply of Fine & Coarse Bubble Diffusers For MBBR I & MBBR II Quantity : 1 Lot. MOC : EPDM / Silicon membrane - Coarse Bubble | Nos. | 12 | 800 | Approved
Primarc Chambers | COMMON INFRASTRUCTURE | Sewerage Treatment Plant - Equipment Cost |  | WO/PCH/PC04/25 | Waterland Environmental Technologies | Inter Connecting pipeline | Supply of Inter Connecting Quantity : 1 Lot. MOC : uPVC /cPVC/ MS (Astral - UPVC, CPVC) | Lot | 1 | 65000 | Approved
Primarc Chambers | COMMON INFRASTRUCTURE | Sewerage Treatment Plant - Equipment Cost |  | WO/PCH/PC04/25 | Waterland Environmental Technologies | Electrical Panel | Supply of Electrical Panel Quantity : 1 No. (indoor type) complete panel with Volt meter, Ammeter, incomer and outgoing feeders MOC of parts : L&T / ABB / SIEMENS / Equivalent | Nos. | 1 | 125000 | Approved
Primarc Chambers | COMMON INFRASTRUCTURE | Sewerage Treatment Plant - Equipment Cost |  | WO/PCH/PC04/25 | Waterland Environmental Technologies | Cables | Supply of Electrical Cable Flexible Type (Polycab/Finolex/Gloster) | Lot | 1 | 40000 | Approved
Primarc Chambers | COMMON INFRASTRUCTURE | Sewerage Treatment Plant - Equipment Cost |  | WO/PCH/PC04/25 | Waterland Environmental Technologies | Chlorine Doser | Supply of Chlorine Doser & Dosing Tank Quantity : 1W + 1SB Capacity 0-6LPH ( E Dose) Dosing Tanks 100 Lts MOC of Tank HDPE | Nos. | 2 | 15000 | Approved
Primarc Chambers | COMMON INFRASTRUCTURE | Sewerage Treatment Plant - Equipment Cost |  | WO/PCH/PC04/25 | Waterland Environmental Technologies | Microbiological Solution | Supply of Microbiological Solution ( Micronz Inc.) 1 Lt. Packaging | Ltrs. | 10 | 1000 | Approved
Primarc Chambers | COMMON INFRASTRUCTURE | Sewerage Treatment Plant - Equipment Cost |  | WO/PCH/PC04/25 | Waterland Environmental Technologies | Supervision of Erection and commissioning | Erection and commissioning | Lump Sum | 1 | 75000 | Approved
Primarc Chambers | COMMON INFRASTRUCTURE | Sewerage Treatment Plant - Equipment Cost |  | WO/PCH/PC04/25 | Waterland Environmental Technologies | Transportation | Transportation / Loading and Unloading | Lump Sum | 1 | 7100 | Approved
Primarc Chambers | COMMON INFRASTRUCTURE | Sewerage Treatment Plant - Equipment Cost |  | WO/PCH/PC04/25 | Waterland Environmental Technologies | EQT Pipe Grid : cPVC (Astral) | EQT Pipe Grid : cPVC (Astral) | Lot | 1 | 15000 | Approved
Primarc Chambers | COMMON INFRASTRUCTURE | Sewerage Treatment Plant - Equipment Cost |  | WO/PCH/PC04/25 | Waterland Environmental Technologies | Fine Bubble Diffusers, as Required | Supply of Fine Bubble Diffusers, as Required | Nos. | 32 | 900 | Approved
Primarc Chambers | COMMON INFRASTRUCTURE | Sewerage Treatment Plant - Equipment Cost |  | WO/PCH/PC04/25 | Waterland Environmental Technologies | MBBR I MBBR II Pipe Grid + Header (Astral) | MBBR I MBBR II Pipe Grid + Header (Astral) | Lot | 1 | 20000 | Approved
Primarc Chambers | COMMON INFRASTRUCTURE | Sewerage Treatment Plant - Equipment Cost |  | WO/PCH/PC04/25 | Waterland Environmental Technologies | Media Retention Plate | Supply of Media Retention Plate | Nos. | 4 | 2500 | Approved
Primarc Aadvika | COMMON INFRASTRUCTURE | Land Development |  | WO/HW1/PHW2/3 | MANOJ KUMAR JHA | Charges for Supply of Silver Sand/Yellow sand, JCB, Poclain & Dumper | Charges for Supply of Silver Sand/Yellow sand, JCB, Poclain & Dumper |  | 0 | 0 | Amended & Approved
Primarc Aadvika | COMMON INFRASTRUCTURE | Land Development |  | WO/HW1/PHW2/3 | MANOJ KUMAR JHA | Supply of Silver Sand | Supply of Silver Sand including compaction at the desired location at all levels with watering, ramming, consolidation etc. as necessary & as directed by the EIC. The rates are inclusive of all materials, labours, tools/tackles, etc. all complete. | Cft. | 10845 | 30 | Approved
Primarc Aadvika | COMMON INFRASTRUCTURE | Land Development |  | WO/HW1/PHW2/3 | MANOJ KUMAR JHA | Supply of Fine Yellow Sand | Supply of Fine Yellow Sand including compaction at the desired location at all levels with watering, ramming, consolidation etc. as necessary & as directed by the EIC. The rates are inclusive of all materials, labours, tools/tackles, etc. all complete. | Cft. | 0 | 34 | Approved
Primarc Aadvika | COMMON INFRASTRUCTURE | Land Development |  | WO/HW1/PHW2/3 | MANOJ KUMAR JHA | Hire charges for JCB | Hire charges for JCB "Backhoe Loader" on hourly basis including fuel, operator, tiffin charges & maintenance. | hrs. | 192 | 875 | Approved
Primarc Aadvika | COMMON INFRASTRUCTURE | Land Development |  | WO/HW1/PHW2/3 | MANOJ KUMAR JHA | Hire charges for Poclain | Hire charges for Poclain (PC-81) on hourly basis including fuel, operator, tiffin charges & maintenance. | hrs. | 96 | 1188 | Approved
Primarc Aadvika | COMMON INFRASTRUCTURE | Land Development |  | WO/HW1/PHW2/3 | MANOJ KUMAR JHA | Transportation Charges | Transportation Charges for the Poclain to the Site (To & Fro) | Lump Sum | 1 | 26000 | Approved
Primarc Aadvika | COMMON INFRASTRUCTURE | Land Development |  | WO/HW1/PHW2/3 | MANOJ KUMAR JHA | Hire Charges for Dumper | Hire Charges for Dumper for accumulation of Jute Dust along with all kinds of rubbish and waste materials from individual pond to outside of the Mill as per the requirement and as directed by the EIC. | Trip | 186 | 7500 | Approved
The Soul, Rajarhat | BLOCK | Window and Glazing |  | WO/HR01/BOK01/208 | Annex Design Pvt. Ltd. | ALUMINIUM "Z" LOUVER CLADDING | Providing, fabricating & installation of Aluminium 'Z' Louver on 50x100x3mm MS backup structure along with top bottom MS base plate & fastener with all necessary screw & fittings as per approved design. Rate is including of all materials like aluminium "Z" louver, aluminium glazing plate, powder coating, ss screw, MS tube (without paint), base plate, fastener, washers & labour charges. Considering Louver width center to center 900mm Location:- Tower 1 & 4 -15th & 16th Floor | Sq.Ft. | 514.5 | 389 | Approved
Primarc Chambers | COMMON INFRASTRUCTURE | Water Treatment Plant |  | WO/PCH/PC04/26 | Waterland Environmental Technologies | Water Treatment Plant | (I) MULTI GRADE FILTER SET. 01- MOC MSEP, Diameter Inch 42, Height Inch 72, Flow rate m3/hr 15, Filter media qty. Kgs 800, Filter Media Anthracite, Sand & Pebbles Shell : Dish : Bed = 6 mm : 8 mm : 8 mm. (II) PIPE LINES LOT 01 - Make Astral / Equiv., MOC uPVC, Size Inch 2. (III)VALVES LOT 01 - Make Midas / Initiative, MOC PVC, Size Mm 50, Type Multiport. (IV) SOFTENER SET. 01- MOC FRP, Diameter Inch 42, Height Inch 72, Flow rate m3/hr 15, Resin qty. Kgs 800, Brine tank capacity Litres 1000, (V) UV SYSTEM LOT 01 - Make ALFA, MOC SS304, FLOW LPH 15000. (VI) Water level controllers, Interconnecting pipeline in MS, uPVC, valves and fitting with support as required. (VII) Instruments- Pressure gauges at inlet and outlet of filter etc. (VII) Charges Installation & Commissioning | Lump Sum | 1 | 500000 | Approved
SOUTHWINDS PROJECT LLP (PHASE - III & IV) | MEP PHASE - IV | Sewage Treatment Plant |  | WO/SP34/MW4/50 | RESONANCE | Operation and Maintenance Charges for STP-2 | Operation and Maintenance Charges for STP-2 (Time Period: 1st July'2024 to 30th June'2025) |  | 0 | 0 | Approved
SOUTHWINDS PROJECT LLP (PHASE - III & IV) | MEP PHASE - IV | Sewage Treatment Plant |  | WO/SP34/MW4/50 | RESONANCE | service operator | Providing STP & WTP Operation and Maintenance service operator for all time (24 Hrs. X 7 Days) for Plant’s Health & necessary check-up (Consider 3 Person at a time) with necessary Tools and tackles as per direction and satisfaction of EIC. | Months | 12 | 39318 | Approved
SOUTHWINDS PROJECT LLP (PHASE - III & IV) | MEP PHASE - IV | Sewage Treatment Plant |  | WO/SP34/MW4/50 | RESONANCE | Engineer’s Supervisor Visit | Providing Engineer’s Supervisor Visit minimum 4 times in a month and provide periodic reports submit to the client for STP & WTP Operation and Maintenance with necessary Tools and tackles as per direction and satisfaction of EIC. | Months | 12 | 4000 | Approved
SOUTHWINDS PROJECT LLP (PHASE - III & IV) | MEP PHASE - IV | Sewage Treatment Plant |  | WO/SP34/MW4/50 | RESONANCE | Consumables items | Providing Consumables items for STP & WTP Operation and Maintenance. | Nos | 12 | 500 | Approved
SOUTHWINDS PROJECT LLP (PHASE - III & IV) | MEP PHASE - IV | Sewage Treatment Plant |  | WO/SP34/MW4/50 | RESONANCE | Services Charges | Services Charges as per direction of Engineer-in-Charge. | Nos | 12 | 6573 | Approved
SOUTHWINDS PROJECT LLP (PHASE - III & IV) | FINISHING PHASE - IV | Window and Glazing |  | WO/SP34/FW4/39 | HINDUSTAN ALUMINIUM WORKS | Providing and Labour charges for fixing of Aluminium Window at Block - 13 as per B.O.Q & direction of EIC. | Providing and Labour charges for fixing of Aluminium Window at Block - 13 as per B.O.Q & direction of EIC. |  | 0 | 0 | Approved
SOUTHWINDS PROJECT LLP (PHASE - III & IV) | FINISHING PHASE - IV | Window and Glazing |  | WO/SP34/FW4/39 | HINDUSTAN ALUMINIUM WORKS | W (3000 X 2050) mm - Top Fixed Aluminium Louvers, 4 Eq. Panel with both side Top Hung Openable window and 2 panel Middle Fixed with Bottom 4 Eq. Panel Fixed | W (3000 X 2050) mm Providing & Fixing of Top Fixed Aluminium Louvers (3000X400) and 4 Eq. Panel with both side Top Hung Openable window and 2 panel Middle Fixed with Bottom 4 Eq. Panel Fixed with Glass (5 mm Clear Toughened Glass) with including all fitting and fixture at all level as per approved drawing, Sample and direction of EIC. Materials Details Specification attached in Annexure-I Location: Corridor | Sq.Ft. | 1174.14 | 356.2 | Approved
SOUTHWINDS PROJECT LLP (PHASE - III & IV) | FINISHING PHASE - IV | Window and Glazing |  | WO/SP34/FW4/39 | HINDUSTAN ALUMINIUM WORKS | W1 (1800 X 2050) mm - 3 Panel with both side Hung Openable Window & Middle Fixed 3 Panel Bottom Fixed | W1 (1800 X 2050) mm Providing & Fixing of 3 Panel with both side Hung Openable window and Middle Fixed with Bottom 3 Panel Fixed with Glass (5 mm Clear Toughened Glass) including all fitting and fixture at all level as per approved drawing, Sample and direction of EIC. Materials Details Specification attached in Annexure-I Location: Liv./Din. | Sq.Ft. | 3013.626 | 433.86 | Approved
SOUTHWINDS PROJECT LLP (PHASE - III & IV) | FINISHING PHASE - IV | Window and Glazing |  | WO/SP34/FW4/39 | HINDUSTAN ALUMINIUM WORKS | W2 (1500 X 2050) mm - 3 Panel with both side Hung Openable Window & Middle Fixed 3 Panel Bottom Fixed | W2 (1500 X 2050) mm Providing & Fixing of 3 Panel with both side Hung Openable window and Middle Fixed with Bottom 3 Panel Fixed with Glass (5 mm Clear Toughened Glass) including all fitting and fixture at all level as per approved drawing, Sample and direction of EIC. Materials Details Specification attached in Annexure-I Location: Bed Room | Sq.Ft. | 7847.181 | 483.33 | Approved
SOUTHWINDS PROJECT LLP (PHASE - III & IV) | FINISHING PHASE - IV | Window and Glazing |  | WO/SP34/FW4/39 | HINDUSTAN ALUMINIUM WORKS | W3 (1200 X 2050) mm - 2 Panel Side Hung Openable Window Bottom Fixed | W3 (1200 X 2050) mm Providing & Fixing of 2 Panel Side Hung Openable Window and Bottom Fixed with Glass (5 mm Clear Toughened Glass) including all fitting and fixture at all level as per approved drawing, Sample and direction of EIC. Materials Details Specification attached in Annexure-I Location: Study / Corridor | Sq.Ft. | 5427.136 | 481.92 | Approved
SOUTHWINDS PROJECT LLP (PHASE - III & IV) | FINISHING PHASE - IV | Window and Glazing |  | WO/SP34/FW4/39 | HINDUSTAN ALUMINIUM WORKS | W4 (850 X 2050) mm - 2 Panel Side Hung Openable Window Bottom Fixed | W4 (850 X 2050) mm Providing & Fixing of 2 Panel Side Hung Openable Window and Bottom Fixed with Glass (5 mm Clear Toughened Glass) including all fitting and fixture at all level as per approved drawing, Sample and direction of EIC. Materials Details Specification attached in Annexure-I Location: Bed Room | Sq.Ft. | 1996.056 | 574.89 | Approved
SOUTHWINDS PROJECT LLP (PHASE - III & IV) | FINISHING PHASE - IV | Window and Glazing |  | WO/SP34/FW4/39 | HINDUSTAN ALUMINIUM WORKS | W5 (900 X 1050) mm - 2 Panel Side Hung Openable Window Top Middle Fixed Chimney & Exhaust Provision at Top | W5 (900 X 1050) mm Providing & Fixing of 2 Panel Side Hung Openable Window and top Middle Fixed with Chimney and Exhaust Provision at both Side Top with Glass (5 mm Clear Toughened Glass) including all fitting and fixture at all level as per approved drawing, Sample and direction of EIC. Materials Details Specification attached in Annexure-I Location: Kitchen NB: The Exhaust fan cut out area should be cover by glass or Ply / Approved material as per direction of EIC. | Sq.Ft. | 406.88 | 706.99 | Approved
SOUTHWINDS PROJECT LLP (PHASE - III & IV) | FINISHING PHASE - IV | Window and Glazing |  | WO/SP34/FW4/39 | HINDUSTAN ALUMINIUM WORKS | W6 (825 X 1050) mm - 2 Panel Side Hung Openable Window Top Middle Fixed Chimney & Exhaust Provision at Top | W6 (825 X 1050) mm Providing & Fixing of 2 Panel Side Hung Openable Window and top Middle Fixed with Chimney and Exhaust Provision at both Side Top with Glass (5 mm Clear Toughened Glass) including all fitting and fixture at all level as per approved drawing, Sample and direction of EIC. Materials Details Specification attached in Annexure-I Location: Kitchen NB: The Exhaust fan cut out area should be cover by glass or Ply / Approved material as per direction of EIC. | Sq.Ft. | 298.368 | 739.54 | Approved
SOUTHWINDS PROJECT LLP (PHASE - III & IV) | FINISHING PHASE - IV | Window and Glazing |  | WO/SP34/FW4/39 | HINDUSTAN ALUMINIUM WORKS | W7 (800 X 1050) mm - 2 Panel Side Hung Openable Top Middle Fixed Chimney & Exhaust Provision at Top | W7 (800 X 1050) mm Providing & Fixing of 2 Panel Side Hung Openable Window and top Middle Fixed with Chimney and Exhaust Provision at both Side Top with Glass (5 mm Clear Toughened Glass) including all fitting and fixture at all level as per approved drawing, Sample and direction of EIC. Materials Details Specification attached in Annexure-I Location: Kitchen NB: The Exhaust fan cut out area should be cover by glass or Ply / Approved material as per direction of EIC. | Sq.Ft. | 289.344 | 751.74 | Approved
SOUTHWINDS PROJECT LLP (PHASE - III & IV) | FINISHING PHASE - IV | Window and Glazing |  | WO/SP34/FW4/39 | HINDUSTAN ALUMINIUM WORKS | W8 (600 X 900) mm - Adjustable Glass Louver Top Side Fixed & exhaust provision at top | W8 (600 X 900) mm Providing & Fixing of 25x50x1.3mm Tube Frame with Adjustable Glass Louver and Top one Side Fixed and Other Side Exhaust Provision (5 mm Frosted Glass) including all fitting and fixture at all level as per approved drawing, Sample and direction of EIC. Materials Details Specification attached in Annexure-I Location: Toilet NB: The Exhaust fan cut out area should be cover by glass or Ply / Approved material as per direction of EIC. | Sq.Ft. | 1860.16 | 340.71 | Approved
SOUTHWINDS PROJECT LLP (PHASE - III & IV) | FINISHING PHASE - IV | Window and Glazing |  | WO/SP34/FW4/39 | HINDUSTAN ALUMINIUM WORKS | SW (1200 X 1800) mm - Mid. 2 Panel Top Hung Openable Window Bottom & Top Fixed | SW (1200 X 1800) mm Providing & Fixing of Middle 2 Panel Top Hung Openable Window with Bottom and Top Fixed including Glass (5 mm Clear Toughened Glass) including all fitting and fixture at all level as per approved drawing, Sample and direction of EIC. Materials Details Specification attached in Annexure-I Location: Stair | Sq.Ft. | 837 | 466.88 | Approved
SOUTHWINDS PROJECT LLP (PHASE - III & IV) | FINISHING PHASE - IV | Window and Glazing |  | WO/SP34/FW4/39 | HINDUSTAN ALUMINIUM WORKS | F.G. (600 X 900) mm - Fixed Window Panel | F.G. (600 X 900) mm Providing & Fixing of Fixed Window Panel with Glass (5 mm Clear Toughened Glass) including all fitting and fixture at all level as per approved drawing, Sample and direction of EIC. Materials Details Specification attached in Annexure-I Location: Dup. Stair | Sq.Ft. | 23.252 | 353.63 | Approved
SOUTHWINDS PROJECT LLP (PHASE - III & IV) | FINISHING PHASE - IV | Window and Glazing |  | WO/SP34/FW4/39 | HINDUSTAN ALUMINIUM WORKS | V (1100 X 400) mm - Fixed Alu. Louvers with 2 Panel | V (1100 X 400) mm Providing & Fixing of Fixed Aluminium Louvers with 2 Panel including all fitting and fixture at all level as per approved drawing, Sample and direction of EIC. Materials Details Specification attached in Annexure-I Location: Corridor | Sq.Ft. | 232.488 | 616.7 | Approved
SOUTHWINDS PROJECT LLP (PHASE - III & IV) | FINISHING PHASE - IV | Window and Glazing |  | WO/SP34/FW4/39 | HINDUSTAN ALUMINIUM WORKS | DW1 (1800 X 2450) mm - Openable Window with 2 shutter, 2 Track & Sliding Door | DW1 (1800 X 2450) mm Providing & Fixing of Sliding Door with 2 shutter - 2 Track with Glass (5 mm Clear Toughened Glass) including all fitting and fixture at all level as per approved drawing, Sample and direction of EIC. Materials Details Specification attached in Annexure-I Location: Balcony | Sq.Ft. | 3720 | 447.86 | Approved
SOUTHWINDS PROJECT LLP (PHASE - III & IV) | FINISHING PHASE - IV | Window and Glazing |  | WO/SP34/FW4/39 | HINDUSTAN ALUMINIUM WORKS | DW2 (1500 X 2450) mm - Openable Window with 2 shutter, 2 Track & Sliding Door | DW2 (1500 X 2450) mm Providing & Fixing of Sliding Door with 2 shutter - 2 Track with Glass (5 mm Clear Toughened Glass) including all fitting and fixture at all level as per approved drawing, Sample and direction of EIC. Materials Details Specification attached in Annexure-I Location: Balcony | Sq.Ft. | 930 | 495.11 | Approved
SOUTHWINDS PROJECT LLP (PHASE - III & IV) | FINISHING PHASE - IV | Window and Glazing |  | WO/SP34/FW4/39 | HINDUSTAN ALUMINIUM WORKS | DW3 (2400 X 2450) mm - Openable Window with 3 shutter, 3 Track & Sliding Door | DW3 (2400 X 2450) mm Providing & Fixing of Sliding Door with 3 shutter - 3 Track with Glass (5 mm Clear Toughened Glass) including all fitting and fixture at all level as per approved drawing, Sample and direction of EIC. Materials Details Specification attached in Annexure-I Location: Balcony | Sq.Ft. | 248.004 | 433.28 | Approved
SOUTHWINDS PROJECT LLP (PHASE - III & IV) | FINISHING PHASE - IV | Window and Glazing |  | WO/SP34/FW4/39 | HINDUSTAN ALUMINIUM WORKS | V in Ground (550 X 900) mm - Fixed Alu. Louvers with 2 Panel | V in Ground (550 X 900) mm Providing & Fixing of Fixed Aluminium Louvers with 2 Panel including all fitting and fixture at all level as per approved drawing, Sample and direction of EIC. Materials Details Specification attached in Annexure-I Location: Ground Foor | Sq.Ft. | 5.328 | 334.94 | Approved
SOUTHWINDS PROJECT LLP (PHASE - III & IV) | MEP PHASE - III | Networking-Interiors |  | WO/SP34/MW34/30 | SHREE E-SOLUTIONS | 32" LED Monitor set | Supply, Installations, Testing & Commission of 32" LED Monitor set, with all Accessories. Make : LG Model No. : 32MP60G with Wall Mounting Bracket etc as required to complete in all respect. | Nos | 1 | 18000 | Approved
SOUTHWINDS PROJECT LLP (PHASE - III & IV) | FINISHING PHASE - IV | Window and Glazing |  | WO/SP34/FW4/40 | Annex Design Pvt. Ltd. | Providing and Labour charges for fixing of Aluminium Window at Block - 14 (Part - 1 & 2) as per B.O.Q & direction of EIC. | W (3000 X 2050) mm Providing & Fixing of Top Fixed Aluminium Louvers (3000X400) and 4 Eq. Panel with both side Top Hung Openable window and 2 panel Middle Fixed with Bottom 4 Eq. Panel Fixed with Glass (5 mm Clear Toughened Glass) with including all fitting and fixture at all level as per approved drawing, Sample and direction of EIC. Materials Details Specification attached in Annexure-I Location: Corridor |  | 0 | 0 | Amended & Approved
SOUTHWINDS PROJECT LLP (PHASE - III & IV) | FINISHING PHASE - IV | Window and Glazing |  | WO/SP34/FW4/40 | Annex Design Pvt. Ltd. | For Block - 14 (Part - 1) - up to 8th Floor | For Block - 14 (Part - 1) - up to 8th Floor | Sq.Ft. | 529.592 | 425.29 | Approved
SOUTHWINDS PROJECT LLP (PHASE - III & IV) | FINISHING PHASE - IV | Window and Glazing |  | WO/SP34/FW4/40 | Annex Design Pvt. Ltd. | For Block - 14 (Part - 1) - 9th Floor to 18th Floor | For Block - 14 (Part - 1) - 9th Floor to 18th Floor | Sq.Ft. | 661.99 | 481.54 | Approved
SOUTHWINDS PROJECT LLP (PHASE - III & IV) | FINISHING PHASE - IV | Window and Glazing |  | WO/SP34/FW4/40 | Annex Design Pvt. Ltd. | For Block - 14 (Part - 2) - up to 8th Floor | For Block - 14 (Part - 2) - up to 8th Floor | Sq.Ft. | 0 | 425.29 | Approved
SOUTHWINDS PROJECT LLP (PHASE - III & IV) | FINISHING PHASE - IV | Window and Glazing |  | WO/SP34/FW4/40 | Annex Design Pvt. Ltd. | For Block - 14 (Part - 2) - 9th Floor to 18th Floor | For Block - 14 (Part - 2) - 9th Floor to 18th Floor | Sq.Ft. | 0 | 481.54 | Approved
SOUTHWINDS PROJECT LLP (PHASE - III & IV) | FINISHING PHASE - IV | Window and Glazing |  | WO/SP34/FW4/40 | Annex Design Pvt. Ltd. | Providing and Labour charges for fixing of Aluminium Window at Block - 14 (Part - 1 & 2) as per B.O.Q & direction of EIC. | W1 (2400 X 2050) mm Providing & Fixing of Top Fixed Aluminium Louvers (2400X400) and 3 Panel with both side Top Hung Openable window and Middle Fixed with Bottom 3 Panel Fixed with Glass (5 mm Clear Toughened Glass) with including all fitting and fixture at all level as per approved drawing, Sample and direction of EIC. Materials Details Specification attached in Annexure-I Location: Corridor |  | 0 | 0 | Amended & Approved
SOUTHWINDS PROJECT LLP (PHASE - III & IV) | FINISHING PHASE - IV | Window and Glazing |  | WO/SP34/FW4/40 | Annex Design Pvt. Ltd. | For Block - 14 (Part - 1) - up to 8th Floor | For Block - 14 (Part - 1) - up to 8th Floor | Sq.Ft. | 0 | 443.77 | Approved
SOUTHWINDS PROJECT LLP (PHASE - III & IV) | FINISHING PHASE - IV | Window and Glazing |  | WO/SP34/FW4/40 | Annex Design Pvt. Ltd. | For Block - 14 (Part - 1) - 9th Floor to 18th Floor | For Block - 14 (Part - 1) - 9th Floor to 18th Floor | Sq.Ft. | 0 | 496.52 | Approved
SOUTHWINDS PROJECT LLP (PHASE - III & IV) | FINISHING PHASE - IV | Window and Glazing |  | WO/SP34/FW4/40 | Annex Design Pvt. Ltd. | For Block - 14 (Part - 2) - up to 8th Floor | For Block - 14 (Part - 2) - up to 8th Floor | Sq.Ft. | 423.672 | 443.77 | Approved
SOUTHWINDS PROJECT LLP (PHASE - III & IV) | FINISHING PHASE - IV | Window and Glazing |  | WO/SP34/FW4/40 | Annex Design Pvt. Ltd. | For Block - 14 (Part - 2) - 9th Floor to 18th Floor | For Block - 14 (Part - 2) - 9th Floor to 18th Floor | Sq.Ft. | 529.59 | 496.52 | Approved
SOUTHWINDS PROJECT LLP (PHASE - III & IV) | FINISHING PHASE - IV | Window and Glazing |  | WO/SP34/FW4/40 | Annex Design Pvt. Ltd. | Providing and Labour charges for fixing of Aluminium Window at Block - 14 (Part - 1 & 2) as per B.O.Q & direction of EIC. | W2 (2100 X 2050) mm Providing & Fixing of 3 Panel with both side Hung Openable window and Middle Fixed with Bottom 3 Panel Fixed with Glass (5 mm Clear Toughened Glass) including all fitting and fixture at all level as per approved drawing, Sample and direction of EIC. Materials Details Specification attached in Annexure-I Location: Corridor |  | 0 | 0 | Amended & Approved
SOUTHWINDS PROJECT LLP (PHASE - III & IV) | FINISHING PHASE - IV | Window and Glazing |  | WO/SP34/FW4/40 | Annex Design Pvt. Ltd. | For Block - 14 (Part - 1) - up to 8th Floor | For Block - 14 (Part - 1) - up to 8th Floor | Sq.Ft. | 0 | 397.26 | Approved
SOUTHWINDS PROJECT LLP (PHASE - III & IV) | FINISHING PHASE - IV | Window and Glazing |  | WO/SP34/FW4/40 | Annex Design Pvt. Ltd. | For Block - 14 (Part - 1) - 9th Floor to 18th Floor | For Block - 14 (Part - 1) - 9th Floor to 18th Floor | Sq.Ft. | 0 | 440.98 | Approved
SOUTHWINDS PROJECT LLP (PHASE - III & IV) | FINISHING PHASE - IV | Window and Glazing |  | WO/SP34/FW4/40 | Annex Design Pvt. Ltd. | For Block - 14 (Part - 2) - up to 8th Floor | For Block - 14 (Part - 2) - up to 8th Floor | Sq.Ft. | 370.712 | 397.26 | Approved
SOUTHWINDS PROJECT LLP (PHASE - III & IV) | FINISHING PHASE - IV | Window and Glazing |  | WO/SP34/FW4/40 | Annex Design Pvt. Ltd. | For Block - 14 (Part - 2) - 9th Floor to 18th Floor | For Block - 14 (Part - 2) - 9th Floor to 18th Floor | Sq.Ft. | 463.39 | 440.98 | Approved
SOUTHWINDS PROJECT LLP (PHASE - III & IV) | FINISHING PHASE - IV | Window and Glazing |  | WO/SP34/FW4/40 | Annex Design Pvt. Ltd. | Providing and Labour charges for fixing of Aluminium Window at Block - 14 (Part - 1 & 2) as per B.O.Q & direction of EIC. | W3 (1500 X 2050) mm Providing & Fixing of 3 Panel with both side Hung Openable window and Middle Fixed with Bottom 3 Panel Fixed with Glass (5 mm Clear Toughened Glass) including all fitting and fixture at all level as per approved drawing, Sample and direction of EIC. Materials Details Specification attached in Annexure-I Location: Bed Room |  | 0 | 0 | Amended & Approved
SOUTHWINDS PROJECT LLP (PHASE - III & IV) | FINISHING PHASE - IV | Window and Glazing |  | WO/SP34/FW4/40 | Annex Design Pvt. Ltd. | For Block - 14 (Part - 1) - up to 8th Floor | For Block - 14 (Part - 1) - up to 8th Floor | Sq.Ft. | 4236.672 | 468.43 | Approved
SOUTHWINDS PROJECT LLP (PHASE - III & IV) | FINISHING PHASE - IV | Window and Glazing |  | WO/SP34/FW4/40 | Annex Design Pvt. Ltd. | For Block - 14 (Part - 1) - 9th Floor to 18th Floor | For Block - 14 (Part - 1) - 9th Floor to 18th Floor | Sq.Ft. | 5295.84 | 521.07 | Approved
SOUTHWINDS PROJECT LLP (PHASE - III & IV) | FINISHING PHASE - IV | Window and Glazing |  | WO/SP34/FW4/40 | Annex Design Pvt. Ltd. | For Block - 14 (Part - 2) - up to 8th Floor | For Block - 14 (Part - 2) - up to 8th Floor | Sq.Ft. | 4236.672 | 468.43 | Approved
SOUTHWINDS PROJECT LLP (PHASE - III & IV) | FINISHING PHASE - IV | Window and Glazing |  | WO/SP34/FW4/40 | Annex Design Pvt. Ltd. | For Block - 14 (Part - 2) - 9th Floor to 18th Floor | For Block - 14 (Part - 2) - 9th Floor to 18th Floor | Sq.Ft. | 5295.84 | 521.07 | Approved
SOUTHWINDS PROJECT LLP (PHASE - III & IV) | FINISHING PHASE - IV | Window and Glazing |  | WO/SP34/FW4/40 | Annex Design Pvt. Ltd. | Providing and Labour charges for fixing of Aluminium Window at Block - 14 (Part - 1 & 2) as per B.O.Q & direction of EIC. | W3' (1525 X 2050) mm Providing & Fixing of 3 Panel with both side Hung Openable window and Middle Fixed with Bottom 3 Panel Fixed with Glass (5 mm Clear Toughened Glass) including all fitting and fixture at all level as per approved drawing, Sample and direction of EIC. Materials Details Specification attached in Annexure-I Location: Bed Room |  | 0 | 0 | Amended & Approved
SOUTHWINDS PROJECT LLP (PHASE - III & IV) | FINISHING PHASE - IV | Window and Glazing |  | WO/SP34/FW4/40 | Annex Design Pvt. Ltd. | For Block - 14 (Part - 1) - up to 8th Floor | For Block - 14 (Part - 1) - up to 8th Floor | Sq.Ft. | 0 | 468.43 | Approved
SOUTHWINDS PROJECT LLP (PHASE - III & IV) | FINISHING PHASE - IV | Window and Glazing |  | WO/SP34/FW4/40 | Annex Design Pvt. Ltd. | For Block - 14 (Part - 1) - 9th Floor to 18th Floor | For Block - 14 (Part - 1) - 9th Floor to 18th Floor | Sq.Ft. | 0 | 521.07 | Approved
SOUTHWINDS PROJECT LLP (PHASE - III & IV) | FINISHING PHASE - IV | Window and Glazing |  | WO/SP34/FW4/40 | Annex Design Pvt. Ltd. | For Block - 14 (Part - 2) - up to 8th Floor | For Block - 14 (Part - 2) - up to 8th Floor | Sq.Ft. | 269.208 | 468.43 | Approved
SOUTHWINDS PROJECT LLP (PHASE - III & IV) | FINISHING PHASE - IV | Window and Glazing |  | WO/SP34/FW4/40 | Annex Design Pvt. Ltd. | For Block - 14 (Part - 2) - 9th Floor to 18th Floor | For Block - 14 (Part - 2) - 9th Floor to 18th Floor | Sq.Ft. | 336.51 | 521.07 | Approved
SOUTHWINDS PROJECT LLP (PHASE - III & IV) | FINISHING PHASE - IV | Window and Glazing |  | WO/SP34/FW4/40 | Annex Design Pvt. Ltd. | Providing and Labour charges for fixing of Aluminium Window at Block - 14 (Part - 1 & 2) as per B.O.Q & direction of EIC | W4 (1200 X 2050) mm Providing & Fixing of 2 Panel Side Hung Openable Window and Bottom Fixed with Glass (5 mm Clear Toughened Glass) including all fitting and fixture at all level as per approved drawing, Sample and direction of EIC. Materials Details Specification attached in Annexure-I Location: Living Room |  | 0 | 0 | Amended & Approved
SOUTHWINDS PROJECT LLP (PHASE - III & IV) | FINISHING PHASE - IV | Window and Glazing |  | WO/SP34/FW4/40 | Annex Design Pvt. Ltd. | For Block - 14 (Part - 1) - up to 8th Floor | For Block - 14 (Part - 1) - up to 8th Floor | Sq.Ft. | 211.832 | 473.4 | Approved
SOUTHWINDS PROJECT LLP (PHASE - III & IV) | FINISHING PHASE - IV | Window and Glazing |  | WO/SP34/FW4/40 | Annex Design Pvt. Ltd. | For Block - 14 (Part - 1) - 9th Floor to 18th Floor | For Block - 14 (Part - 1) - 9th Floor to 18th Floor | Sq.Ft. | 264.79 | 484.81 | Approved
SOUTHWINDS PROJECT LLP (PHASE - III & IV) | FINISHING PHASE - IV | Window and Glazing |  | WO/SP34/FW4/40 | Annex Design Pvt. Ltd. | For Block - 14 (Part - 2) - up to 8th Floor | For Block - 14 (Part - 2) - up to 8th Floor | Sq.Ft. | 0 | 473.4 | Approved
SOUTHWINDS PROJECT LLP (PHASE - III & IV) | FINISHING PHASE - IV | Window and Glazing |  | WO/SP34/FW4/40 | Annex Design Pvt. Ltd. | For Block - 14 (Part - 2) - 9th Floor to 18th Floor | For Block - 14 (Part - 2) - 9th Floor to 18th Floor | Sq.Ft. | 0 | 484.81 | Approved
SOUTHWINDS PROJECT LLP (PHASE - III & IV) | FINISHING PHASE - IV | Window and Glazing |  | WO/SP34/FW4/40 | Annex Design Pvt. Ltd. | Providing and Labour charges for fixing of Aluminium Window at Block - 14 (Part - 1 & 2) as per B.O.Q & direction of EIC. | W5 (850 X 2050) mm Providing & Fixing of 2 Panel Side Hung Openable Window and Bottom Fixed with Glass (5 mm Clear Toughened Glass) including all fitting and fixture at all level as per approved drawing, Sample and direction of EIC. Materials Details Specification attached in Annexure-I Location: Bed Room |  | 0 | 0 | Amended & Approved
SOUTHWINDS PROJECT LLP (PHASE - III & IV) | FINISHING PHASE - IV | Window and Glazing |  | WO/SP34/FW4/40 | Annex Design Pvt. Ltd. | For Block - 14 (Part - 1) - up to 8th Floor | For Block - 14 (Part - 1) - up to 8th Floor | Sq.Ft. | 900.288 | 540.35 | Approved
SOUTHWINDS PROJECT LLP (PHASE - III & IV) | FINISHING PHASE - IV | Window and Glazing |  | WO/SP34/FW4/40 | Annex Design Pvt. Ltd. | For Block - 14 (Part - 1) - 9th Floor to 18th Floor | For Block - 14 (Part - 1) - 9th Floor to 18th Floor | Sq.Ft. | 1125.36 | 551.77 | Approved
SOUTHWINDS PROJECT LLP (PHASE - III & IV) | FINISHING PHASE - IV | Window and Glazing |  | WO/SP34/FW4/40 | Annex Design Pvt. Ltd. | For Block - 14 (Part - 2) - up to 8th Floor | For Block - 14 (Part - 2) - up to 8th Floor | Sq.Ft. | 731.484 | 540.35 | Approved
SOUTHWINDS PROJECT LLP (PHASE - III & IV) | FINISHING PHASE - IV | Window and Glazing |  | WO/SP34/FW4/40 | Annex Design Pvt. Ltd. | For Block - 14 (Part - 2) - 9th Floor to 18th Floor | For Block - 14 (Part - 2) - 9th Floor to 18th Floor | Sq.Ft. | 937.8 | 551.77 | Approved
Primarc Chambers | BLOCK | Painting | Internal Painting | WO/PCH/PC01/73 | GAZI PAINTS PRIVATE LIMITED | MS Signage Structure at Roof Level | Charges for supply & application of Two coats of Epoxy /Epilex Primer & Two Coats of Synthetic Enamel Paint (Satin Finish) on the MS members including scraping, sand papering, all materials, labours, tools & tackles, all led & lifts at all level with all finishing work at MS Signage Structure at Roof Level as per direction of Engineer-in-Charge. Note: Material shall be applied after approval of Engineer-in-Charge. Brand: (Asian Paints) Colour code :- RAL-7043 | Sq.Ft. | 570.5 | 31 | Approved
SOUTHWINDS PROJECT LLP (PHASE - III & IV) | FINISHING PHASE - IV | Window and Glazing |  | WO/SP34/FW4/40 | Annex Design Pvt. Ltd. | Providing and Labour charges for fixing of Aluminium Window at Block - 14 (Part - 1 & 2) as per B.O.Q & direction of EIC. | BW (2280 X 2050) mm Providing & Fixing of 4 Panel both Side Hung Openable Window Match Line Middle Fixed and Bottom Fixed with Diagonal Cutting Clear Silicon Joint Finish including Glass (5 mm Clear Toughened Glass) including all fitting and fixture at all level as per approved drawing, Sample and direction of EIC. Materials Details Specification attached in Annexure-I Location: Bed Room |  | 0 | 0 | Amended & Approved
SOUTHWINDS PROJECT LLP (PHASE - III & IV) | FINISHING PHASE - IV | Window and Glazing |  | WO/SP34/FW4/40 | Annex Design Pvt. Ltd. | For Block - 14 (Part - 1) - up to 8th Floor | For Block - 14 (Part - 1) - up to 8th Floor | Sq.Ft. | 0 | 384.4 | Approved
SOUTHWINDS PROJECT LLP (PHASE - III & IV) | FINISHING PHASE - IV | Window and Glazing |  | WO/SP34/FW4/40 | Annex Design Pvt. Ltd. | For Block - 14 (Part - 1) - 9th Floor to 18th Floor | For Block - 14 (Part - 1) - 9th Floor to 18th Floor | Sq.Ft. | 0 | 426.78 | Approved
SOUTHWINDS PROJECT LLP (PHASE - III & IV) | FINISHING PHASE - IV | Window and Glazing |  | WO/SP34/FW4/40 | Annex Design Pvt. Ltd. | For Block - 14 (Part - 2) - up to 8th Floor | For Block - 14 (Part - 2) - up to 8th Floor | Sq.Ft. | 402.488 | 384.4 | Approved
SOUTHWINDS PROJECT LLP (PHASE - III & IV) | FINISHING PHASE - IV | Window and Glazing |  | WO/SP34/FW4/40 | Annex Design Pvt. Ltd. | For Block - 14 (Part - 2) - 9th Floor to 18th Floor | For Block - 14 (Part - 2) - 9th Floor to 18th Floor | Sq.Ft. | 503.11 | 426.78 | Approved
SOUTHWINDS PROJECT LLP (PHASE - III & IV) | FINISHING PHASE - IV | Window and Glazing |  | WO/SP34/FW4/40 | Annex Design Pvt. Ltd. | Providing and Labour charges for fixing of Aluminium Window at Block - 14 (Part - 1 & 2) as per B.O.Q & direction of EIC. | W6 (900 X 1050) mm Providing & Fixing of 2 Panel Side Hung Openable Window and top Middle Fixed with Chimney and Exhaust Provision at both Side Top with Glass (5 mm Clear Toughened Glass) including all fitting and fixture at all level as per approved drawing, Sample and direction of EIC. Materials Details Specification attached in Annexure-I Location: Kitchen NB: The Exhaust fan cut out area should be cover by glass or Ply / Approved material as per direction of EIC. |  | 0 | 0 | Amended & Approved
SOUTHWINDS PROJECT LLP (PHASE - III & IV) | FINISHING PHASE - IV | Window and Glazing |  | WO/SP34/FW4/40 | Annex Design Pvt. Ltd. | For Block - 14 (Part - 1) - up to 8th Floor | For Block - 14 (Part - 1) - up to 8th Floor | Sq.Ft. | 488.256 | 718.34 | Approved
SOUTHWINDS PROJECT LLP (PHASE - III & IV) | FINISHING PHASE - IV | Window and Glazing |  | WO/SP34/FW4/40 | Annex Design Pvt. Ltd. | For Block - 14 (Part - 1) - 9th Floor to 18th Floor | For Block - 14 (Part - 1) - 9th Floor to 18th Floor | Sq.Ft. | 610.32 | 718.34 | Approved
SOUTHWINDS PROJECT LLP (PHASE - III & IV) | FINISHING PHASE - IV | Window and Glazing |  | WO/SP34/FW4/40 | Annex Design Pvt. Ltd. | For Block - 14 (Part - 2) - up to 8th Floor | For Block - 14 (Part - 2) - up to 8th Floor | Sq.Ft. | 488.256 | 718.34 | Approved
SOUTHWINDS PROJECT LLP (PHASE - III & IV) | FINISHING PHASE - IV | Window and Glazing |  | WO/SP34/FW4/40 | Annex Design Pvt. Ltd. | For Block - 14 (Part - 2) - 9th Floor to 18th Floor | For Block - 14 (Part - 2) - 9th Floor to 18th Floor | Sq.Ft. | 610.32 | 718.34 | Approved
SOUTHWINDS PROJECT LLP (PHASE - III & IV) | FINISHING PHASE - IV | Window and Glazing |  | WO/SP34/FW4/40 | Annex Design Pvt. Ltd. | Providing and Labour charges for fixing of Aluminium Window at Block - 14 (Part - 1 & 2) as per B.O.Q & direction of EIC. | W7 (800 X 1050) mm Providing & Fixing of 2 Panel Side Hung Openable Window and top Middle Fixed with Chimney and Exhaust Provision at both Side Top with Glass (5 mm Clear Toughened Glass) including all fitting and fixture at all level as per approved drawing, Sample and direction of EIC. Materials Details Specification attached in Annexure-I Location: Kitchen NB: The Exhaust fan cut out area should be cover by glass or Ply / Approved material as per direction of EIC. |  | 0 | 0 | Amended & Approved
SOUTHWINDS PROJECT LLP (PHASE - III & IV) | FINISHING PHASE - IV | Window and Glazing |  | WO/SP34/FW4/40 | Annex Design Pvt. Ltd. | For Block - 14 (Part - 1) - 1st Floor to 8th Floor | For Block - 14 (Part - 1) - up to 8th Floor | Sq.Ft. | 0 | 745.75 | Approved
SOUTHWINDS PROJECT LLP (PHASE - III & IV) | FINISHING PHASE - IV | Window and Glazing |  | WO/SP34/FW4/40 | Annex Design Pvt. Ltd. | For Block - 14 (Part - 1) - 9th Floor to 18th Floor | For Block - 14 (Part - 1) - 9th Floor to 18th Floor | Sq.Ft. | 0 | 745.75 | Approved
SOUTHWINDS PROJECT LLP (PHASE - III & IV) | FINISHING PHASE - IV | Window and Glazing |  | WO/SP34/FW4/40 | Annex Design Pvt. Ltd. | For Block - 14 (Part - 2) - 1st Floor to 8th Floor | For Block - 14 (Part - 2) - up to 8th Floor | Sq.Ft. | 72.336 | 745.75 | Approved
SOUTHWINDS PROJECT LLP (PHASE - III & IV) | FINISHING PHASE - IV | Window and Glazing |  | WO/SP34/FW4/40 | Annex Design Pvt. Ltd. | For Block - 14 (Part - 2) - 9th Floor to 18th Floor | For Block - 14 (Part - 2) - 9th Floor to 18th Floor | Sq.Ft. | 90.42 | 745.75 | Approved
SOUTHWINDS PROJECT LLP (PHASE - III & IV) | FINISHING PHASE - IV | Window and Glazing |  | WO/SP34/FW4/40 | Annex Design Pvt. Ltd. | Providing and Labour charges for fixing of Aluminium Window at Block - 14 (Part - 1 & 2) as per B.O.Q & direction of EIC. | W8 (600 X 900) mm Providing & Fixing of 25x50x1.3mm Tube Frame with Adjustable Glass Louver and Top one Side Fixed and Other Side Exhaust Provision (5 mm Frosted Glass) including all fitting and fixture at all level as per approved drawing, Sample and direction of EIC. Materials Details Specification attached in Annexure-I Location: Toilet NB: The Exhaust fan cut out area should be cover by glass or Ply / Approved material as per direction of EIC. |  | 0 | 0 | Amended & Approved
SOUTHWINDS PROJECT LLP (PHASE - III & IV) | FINISHING PHASE - IV | Window and Glazing |  | WO/SP34/FW4/40 | Annex Design Pvt. Ltd. | For Block - 14 (Part - 1) - up to 8th Floor | For Block - 14 (Part - 1) - up to 8th Floor | Sq.Ft. | 621.991 | 331.67 | Approved
SOUTHWINDS PROJECT LLP (PHASE - III & IV) | FINISHING PHASE - IV | Window and Glazing |  | WO/SP34/FW4/40 | Annex Design Pvt. Ltd. | For Block - 14 (Part - 1) - 9th Floor to 18th Floor | For Block - 14 (Part - 1) - 9th Floor to 18th Floor | Sq.Ft. | 755.69 | 331.67 | Approved
SOUTHWINDS PROJECT LLP (PHASE - III & IV) | FINISHING PHASE - IV | Window and Glazing |  | WO/SP34/FW4/40 | Annex Design Pvt. Ltd. | For Block - 14 (Part - 2) - up to 8th Floor | For Block - 14 (Part - 2) - up to 8th Floor | Sq.Ft. | 761.503 | 331.67 | Approved
SOUTHWINDS PROJECT LLP (PHASE - III & IV) | FINISHING PHASE - IV | Window and Glazing |  | WO/SP34/FW4/40 | Annex Design Pvt. Ltd. | For Block - 14 (Part - 2) - 9th Floor to 18th Floor | For Block - 14 (Part - 2) - 9th Floor to 18th Floor | Sq.Ft. | 930.08 | 331.67 | Approved
SOUTHWINDS PROJECT LLP (PHASE - III & IV) | FINISHING PHASE - IV | Window and Glazing |  | WO/SP34/FW4/40 | Annex Design Pvt. Ltd. | Providing and Labour charges for fixing of Aluminium Window at Block - 14 (Part - 1 & 2) as per B.O.Q & direction of EIC. | SW (1200 X 1800) mm Providing & Fixing of Middle 2 Panel Top Hung Openable Window with Bottom and Top Fixed including Glass (5 mm Clear Toughened Glass) including all fitting and fixture at all level as per approved drawing, Sample and direction of EIC. Materials Details Specification attached in Annexure-I Location: Stair |  | 0 | 0 | Amended & Approved
SOUTHWINDS PROJECT LLP (PHASE - III & IV) | FINISHING PHASE - IV | Window and Glazing |  | WO/SP34/FW4/40 | Annex Design Pvt. Ltd. | For Block - 14 (Part - 1) - up to 8th Floor | For Block - 14 (Part - 1) - up to 8th Floor | Sq.Ft. | 372 | 455.51 | Approved
SOUTHWINDS PROJECT LLP (PHASE - III & IV) | FINISHING PHASE - IV | Window and Glazing |  | WO/SP34/FW4/40 | Annex Design Pvt. Ltd. | For Block - 14 (Part - 1) - 9th Floor to 18th Floor | For Block - 14 (Part - 1) - 9th Floor to 18th Floor | Sq.Ft. | 372 | 455.51 | Approved
SOUTHWINDS PROJECT LLP (PHASE - III & IV) | FINISHING PHASE - IV | Window and Glazing |  | WO/SP34/FW4/40 | Annex Design Pvt. Ltd. | For Block - 14 (Part - 2) - up to 8th Floor | For Block - 14 (Part - 2) - up to 8th Floor | Sq.Ft. | 395.25 | 455.51 | Approved
SOUTHWINDS PROJECT LLP (PHASE - III & IV) | FINISHING PHASE - IV | Window and Glazing |  | WO/SP34/FW4/40 | Annex Design Pvt. Ltd. | For Block - 14 (Part - 2) - 9th Floor to 18th Floor | For Block - 14 (Part - 2) - 9th Floor to 18th Floor | Sq.Ft. | 418.5 | 455.51 | Approved
SOUTHWINDS PROJECT LLP (PHASE - III & IV) | FINISHING PHASE - IV | Window and Glazing |  | WO/SP34/FW4/40 | Annex Design Pvt. Ltd. | Providing and Labour charges for fixing of Aluminium Window at Block - 14 (Part - 1 & 2) as per B.O.Q & direction of EIC. | V (1200 X 400) mm Providing & Fixing of Fixed Aluminium Louvers with 2 Panel including all fitting and fixture at all level as per approved drawing, Sample and direction of EIC. Materials Details Specification attached in Annexure-I Location: Corridor |  | 0 | 0 | Amended & Approved
SOUTHWINDS PROJECT LLP (PHASE - III & IV) | FINISHING PHASE - IV | Window and Glazing |  | WO/SP34/FW4/40 | Annex Design Pvt. Ltd. | For Block - 14 (Part - 1) - up to 8th Floor | For Block - 14 (Part - 1) - up to 8th Floor | Sq.Ft. | 0.848 | 521.62 | Approved
SOUTHWINDS PROJECT LLP (PHASE - III & IV) | FINISHING PHASE - IV | Window and Glazing |  | WO/SP34/FW4/40 | Annex Design Pvt. Ltd. | For Block - 14 (Part - 1) - 9th Floor to 18th Floor | For Block - 14 (Part - 1) - 9th Floor to 18th Floor | Sq.Ft. | 0 | 521.62 | Approved
SOUTHWINDS PROJECT LLP (PHASE - III & IV) | FINISHING PHASE - IV | Window and Glazing |  | WO/SP34/FW4/40 | Annex Design Pvt. Ltd. | For Block - 14 (Part - 2) - up to 8th Floor | For Block - 14 (Part - 2) - up to 8th Floor | Sq.Ft. | 0 | 521.62 | Approved
SOUTHWINDS PROJECT LLP (PHASE - III & IV) | FINISHING PHASE - IV | Window and Glazing |  | WO/SP34/FW4/40 | Annex Design Pvt. Ltd. | For Block - 14 (Part - 2) - 9th Floor to 18th Floor | For Block - 14 (Part - 2) - 9th Floor to 18th Floor | Sq.Ft. | 0 | 521.62 | Approved
SOUTHWINDS PROJECT LLP (PHASE - III & IV) | FINISHING PHASE - IV | Window and Glazing |  | WO/SP34/FW4/40 | Annex Design Pvt. Ltd. | Providing and Labour charges for fixing of Aluminium Window at Block - 14 (Part - 1 & 2) as per B.O.Q & direction of EIC. | DW1 (2700 X 2450) mm Providing & Fixing of Sliding Door with 3 shutter - 3 Track with Glass (5 mm Clear Toughened Glass) including all fitting and fixture at all level as per approved drawing, Sample and direction of EIC. Materials Details Specification attached in Annexure-I Location: Balcony |  | 0 | 0 | Amended & Approved
SOUTHWINDS PROJECT LLP (PHASE - III & IV) | FINISHING PHASE - IV | Window and Glazing |  | WO/SP34/FW4/40 | Annex Design Pvt. Ltd. | For Block - 14 (Part - 1) - up to 8th Floo | For Block - 14 (Part - 1) - up to 8th Floo | Sq.Ft. | 0 | 409.05 | Approved
SOUTHWINDS PROJECT LLP (PHASE - III & IV) | FINISHING PHASE - IV | Window and Glazing |  | WO/SP34/FW4/40 | Annex Design Pvt. Ltd. | For Block - 14 (Part - 1) - 9th Floor to 18th Floor | For Block - 14 (Part - 1) - 9th Floor to 18th Floor | Sq.Ft. | 0 | 409.05 | Approved
SOUTHWINDS PROJECT LLP (PHASE - III & IV) | FINISHING PHASE - IV | Window and Glazing |  | WO/SP34/FW4/40 | Annex Design Pvt. Ltd. | For Block - 14 (Part - 2) - up to 8th Floor | For Block - 14 (Part - 2) - up to 8th Floor | Sq.Ft. | 0 | 409.05 | Approved
SOUTHWINDS PROJECT LLP (PHASE - III & IV) | FINISHING PHASE - IV | Window and Glazing |  | WO/SP34/FW4/40 | Annex Design Pvt. Ltd. | For Block - 14 (Part - 2) - 9th Floor to 18th Floor | For Block - 14 (Part - 2) - 9th Floor to 18th Floor | Sq.Ft. | 0 | 409.05 | Approved
SOUTHWINDS PROJECT LLP (PHASE - III & IV) | FINISHING PHASE - IV | Window and Glazing |  | WO/SP34/FW4/40 | Annex Design Pvt. Ltd. | Providing and Labour charges for fixing of Aluminium Window at Block - 14 (Part - 1 & 2) as per B.O.Q & direction of EIC. | DW2 (2400 X 2450) mm Providing & Fixing of Sliding Door with 3 shutter - 3 Track with Glass (5 mm Clear Toughened Glass) including all fitting and fixture at all level as per approved drawing, Sample and direction of EIC. Materials Details Specification attached in Annexure-I Location: Balcony |  | 0 | 0 | Amended & Approved
SOUTHWINDS PROJECT LLP (PHASE - III & IV) | FINISHING PHASE - IV | Window and Glazing |  | WO/SP34/FW4/40 | Annex Design Pvt. Ltd. | For Block - 14 (Part - 1) - up to 8th Floor | For Block - 14 (Part - 1) - up to 8th Floor | Sq.Ft. | 506.336 | 454.6 | Approved
SOUTHWINDS PROJECT LLP (PHASE - III & IV) | FINISHING PHASE - IV | Window and Glazing |  | WO/SP34/FW4/40 | Annex Design Pvt. Ltd. | For Block - 14 (Part - 1) - 9th Floor to 18th Floor | For Block - 14 (Part - 1) - 9th Floor to 18th Floor | Sq.Ft. | 632.92 | 454.6 | Approved
SOUTHWINDS PROJECT LLP (PHASE - III & IV) | FINISHING PHASE - IV | Window and Glazing |  | WO/SP34/FW4/40 | Annex Design Pvt. Ltd. | For Block - 14 (Part - 2) - up to 8th Floor | For Block - 14 (Part - 2) - up to 8th Floor | Sq.Ft. | 506.336 | 454.6 | Approved
SOUTHWINDS PROJECT LLP (PHASE - III & IV) | FINISHING PHASE - IV | Window and Glazing |  | WO/SP34/FW4/40 | Annex Design Pvt. Ltd. | For Block - 14 (Part - 2) - 9th Floor to 18th Floor | For Block - 14 (Part - 2) - 9th Floor to 18th Floor | Sq.Ft. | 632.92 | 454.6 | Approved
SOUTHWINDS PROJECT LLP (PHASE - III & IV) | FINISHING PHASE - IV | Window and Glazing |  | WO/SP34/FW4/40 | Annex Design Pvt. Ltd. | Providing and Labour charges for fixing of Aluminium Window at Block - 14 (Part - 1 & 2) as per B.O.Q & direction of EIC. | DW3 (2100 X 2450) mm Providing & Fixing of Sliding Door with 2 shutter - 2 Track with Glass (5 mm Clear Toughened Glass) including all fitting and fixture at all level as per approved drawing, Sample and direction of EIC. Materials Details Specification attached in Annexure-I Location: Balcony |  | 0 | 0 | Amended & Approved
SOUTHWINDS PROJECT LLP (PHASE - III & IV) | FINISHING PHASE - IV | Window and Glazing |  | WO/SP34/FW4/40 | Annex Design Pvt. Ltd. | For Block - 14 (Part - 1) - up to 8th Floor | For Block - 14 (Part - 1) - up to 8th Floor | Sq.Ft. | 886.096 | 385.37 | Approved
SOUTHWINDS PROJECT LLP (PHASE - III & IV) | FINISHING PHASE - IV | Window and Glazing |  | WO/SP34/FW4/40 | Annex Design Pvt. Ltd. | For Block - 14 (Part - 1) - 9th Floor to 18th Floor | For Block - 14 (Part - 1) - 9th Floor to 18th Floor | Sq.Ft. | 1107.62 | 385.37 | Approved
SOUTHWINDS PROJECT LLP (PHASE - III & IV) | FINISHING PHASE - IV | Window and Glazing |  | WO/SP34/FW4/40 | Annex Design Pvt. Ltd. | For Block - 14 (Part - 2) - up to 8th Floor | For Block - 14 (Part - 2) - up to 8th Floor | Sq.Ft. | 443.048 | 385.37 | Approved
SOUTHWINDS PROJECT LLP (PHASE - III & IV) | FINISHING PHASE - IV | Window and Glazing |  | WO/SP34/FW4/40 | Annex Design Pvt. Ltd. | For Block - 14 (Part - 2) - 9th Floor to 18th Floor | For Block - 14 (Part - 2) - 9th Floor to 18th Floor | Sq.Ft. | 553.81 | 385.37 | Approved
SOUTHWINDS PROJECT LLP (PHASE - III & IV) | FINISHING PHASE - IV | Window and Glazing |  | WO/SP34/FW4/40 | Annex Design Pvt. Ltd. | Providing and Labour charges for fixing of Aluminium Window at Block - 14 (Part - 1 & 2) as per B.O.Q & direction of EIC. | DW4 (1800 X 2450) mm Providing & Fixing of Sliding Door with 2 shutter - 2 Track with Glass (5 mm Clear Toughened Glass) including all fitting and fixture at all level as per approved drawing, Sample and direction of EIC. Materials Details Specification attached in Annexure-I Location: Balcony |  | 0 | 0 | Amended & Approved
SOUTHWINDS PROJECT LLP (PHASE - III & IV) | FINISHING PHASE - IV | Window and Glazing |  | WO/SP34/FW4/40 | Annex Design Pvt. Ltd. | For Block - 14 (Part - 1) - up to 8th Floor | For Block - 14 (Part - 1) - up to 8th Floor | Sq.Ft. | 379.752 | 393.58 | Approved
SOUTHWINDS PROJECT LLP (PHASE - III & IV) | FINISHING PHASE - IV | Window and Glazing |  | WO/SP34/FW4/40 | Annex Design Pvt. Ltd. | For Block - 14 (Part - 1) - 9th Floor to 18th Floor | For Block - 14 (Part - 1) - 9th Floor to 18th Floor | Sq.Ft. | 474.69 | 393.58 | Approved
SOUTHWINDS PROJECT LLP (PHASE - III & IV) | FINISHING PHASE - IV | Window and Glazing |  | WO/SP34/FW4/40 | Annex Design Pvt. Ltd. | For Block - 14 (Part - 2) - up to 8th Floor | For Block - 14 (Part - 2) - up to 8th Floor | Sq.Ft. | 1519.008 | 393.58 | Approved
SOUTHWINDS PROJECT LLP (PHASE - III & IV) | FINISHING PHASE - IV | Window and Glazing |  | WO/SP34/FW4/40 | Annex Design Pvt. Ltd. | For Block - 14 (Part - 2) - 9th Floor to 18th Floor | For Block - 14 (Part - 2) - 9th Floor to 18th Floor | Sq.Ft. | 1898.76 | 393.58 | Approved
SOUTHWINDS PROJECT LLP (PHASE - III & IV) | FINISHING PHASE - IV | Window and Glazing |  | WO/SP34/FW4/40 | Annex Design Pvt. Ltd. | Providing and Labour charges for fixing of Aluminium Window at Block - 14 (Part - 1 & 2) as per B.O.Q & direction of EIC. | DW5 (1500 X 2450) mm Providing & Fixing of Sliding Door with 2 shutter - 2 Track with Glass (5 mm Clear Toughened Glass) including all fitting and fixture at all level as per approved drawing, Sample and direction of EIC. Materials Details Specification attached in Annexure-I Location: Balcony |  | 0 | 0 | Amended & Approved
SOUTHWINDS PROJECT LLP (PHASE - III & IV) | FINISHING PHASE - IV | Window and Glazing |  | WO/SP34/FW4/40 | Annex Design Pvt. Ltd. | For Block - 14 (Part - 1) - up to 8th Floor | For Block - 14 (Part - 1) - up to 8th Floor | Sq.Ft. | 632.928 | 422.32 | Approved
SOUTHWINDS PROJECT LLP (PHASE - III & IV) | FINISHING PHASE - IV | Window and Glazing |  | WO/SP34/FW4/40 | Annex Design Pvt. Ltd. | For Block - 14 (Part - 1) - 9th Floor to 18th Floor | For Block - 14 (Part - 1) - 9th Floor to 18th Floor | Sq.Ft. | 791.16 | 422.32 | Approved
SOUTHWINDS PROJECT LLP (PHASE - III & IV) | FINISHING PHASE - IV | Window and Glazing |  | WO/SP34/FW4/40 | Annex Design Pvt. Ltd. | For Block - 14 (Part - 2) - up to 8th Floor | For Block - 14 (Part - 2) - up to 8th Floor | Sq.Ft. | 316.464 | 422.32 | Approved
SOUTHWINDS PROJECT LLP (PHASE - III & IV) | FINISHING PHASE - IV | Window and Glazing |  | WO/SP34/FW4/40 | Annex Design Pvt. Ltd. | For Block - 14 (Part - 2) - 9th Floor to 18th Floor | For Block - 14 (Part - 2) - 9th Floor to 18th Floor | Sq.Ft. | 395.58 | 422.32 | Approved
SOUTHWINDS PROJECT LLP (PHASE - III & IV) | FINISHING PHASE - IV | Window and Glazing |  | WO/SP34/FW4/40 | Annex Design Pvt. Ltd. | Providing and Labour charges for fixing of Aluminium Window at Block - 14 (Part - 1 & 2) as per B.O.Q & direction of EIC. | D2 (900 X 2150) mm Providing & Fixing of Single Shutter Casement Window with Glass (5 mm Clear Toughened Glass) including all fitting and fixture at all level as per approved drawing, Sample and direction of EIC. Materials Details Specification attached in Annexure-I Location: Ground Floor |  | 0 | 0 | Amended & Approved
SOUTHWINDS PROJECT LLP (PHASE - III & IV) | FINISHING PHASE - IV | Window and Glazing |  | WO/SP34/FW4/40 | Annex Design Pvt. Ltd. | For Block - 14 (Part - 1) - up to 8th Floor | For Block - 14 (Part - 1) - up to 8th Floor | Sq.Ft. | 5.208 | 680.75 | Approved
SOUTHWINDS PROJECT LLP (PHASE - III & IV) | FINISHING PHASE - IV | Window and Glazing |  | WO/SP34/FW4/40 | Annex Design Pvt. Ltd. | Providing and Labour charges for fixing of Aluminium Window at Block - 14 (Part - 1 & 2) as per B.O.Q & direction of EIC. | W9 Ground (600 X 1750) mm Providing & Fixing of Openable Window Top Hung and Bottom Fixed with Glass (5 mm Clear Toughened Glass) including all fitting and fixture at all level as per approved drawing, Sample and direction of EIC. Materials Details Specification attached in Annexure-I Location: Ground Floor |  | 0 | 0 | Approved
SOUTHWINDS PROJECT LLP (PHASE - III & IV) | FINISHING PHASE - IV | Window and Glazing |  | WO/SP34/FW4/40 | Annex Design Pvt. Ltd. | For Block - 14 (Part - 1) | For Block - 14 (Part - 1) | Sq.Ft. | 2.826 | 571.1 | Approved
SOUTHWINDS PROJECT LLP (PHASE - III & IV) | FINISHING PHASE - IV | Window and Glazing |  | WO/SP34/FW4/40 | Annex Design Pvt. Ltd. | Providing and Labour charges for fixing of Aluminium Window at Block - 14 (Part - 1 & 2) as per B.O.Q & direction of EIC. | W5 Ground (850 X 1750) mm Providing & Fixing of Openable Window Top Hung and Bottom Fixed with Glass (5 mm Clear Toughened Glass) including all fitting and fixture at all level as per approved drawing, Sample and direction of EIC. Materials Details Specification attached in Annexure-I Location: Ground Floor |  | 0 | 0 | Approved
SOUTHWINDS PROJECT LLP (PHASE - III & IV) | FINISHING PHASE - IV | Window and Glazing |  | WO/SP34/FW4/40 | Annex Design Pvt. Ltd. | For Block - 14 (Part - 2) | For Block - 14 (Part - 2) | Sq.Ft. | 4.003 | 552.83 | Approved
BHOPAL - RESIDENTIAL | COMMON INFRASTRUCTURE | Consultancy Charges | OTHER CONSLUTANTS | WO/BPR/BPR3/2 | VEDIC VAASTU PLANNERS | Vaastu Consultancy & Planning | Consultancy charges of Vaastu Consultancy & Planning for proposed Residential Block. | Lump Sum | 1 | 150000 | Approved
Primarc Chambers | BLOCK | Signages and Art Work | Signage Work | WO/PCH/PC01/48 | INIZIO SIGN SYSTEMS PVT. LTD. | Rearrangement of wiring & power supply | Rearrangement of Skysign facing Science City wiring & power supply work as per drawing and as per the direction and satisfaction of the EIC. PARTICULARS : (I) ACP cladded structure, (II) Back cover (19mm), (III) RSS Drilling- 7 Nos, (IV) 1.5mm Main line wire, (V) 0.75mm wire - Letter connection, (VI) Shuttle clip- 1 inch, (VII) Elbow & T junctions for straight pipe, (VIII) Straight pipe- 1Inch, (IX) Hardware items (Screw, silicon, adhesive,nuts,drill bit, GI wire & Heat tube), (X) Timer (Analog) & Contactor- 32A; (XI) Lifting/Transportation/Misc charges, (XII) Labour charges for Typical main line Wiring, Removing Individual cover of letters, Fixing & Re-wiring, | Lump Sum | 1 | 50000 | Approved
BHOPAL - COMMERCIAL | COMMON INFRASTRUCTURE | Consultancy Charges | OTHER CONSLUTANTS | WO/BPC/BPC3/2 | VEDIC VAASTU PLANNERS | Vaastu Consultancy & Planning | Consultancy charges of Vaastu Consultancy & Planning for proposed Commercial Block. | Lump Sum | 1 | 250000 | Approved
SOUTHWINDS PROJECT LLP (PHASE - III & IV) | FINISHING PHASE - IV | Window and Glazing |  | WO/SP34/FW4/41 | Glass Facades | Providing and Labour charges for fixing of Aluminium Window at Block - 15 as per B.O.Q & direction of EIC. | Providing and Labour charges for fixing of Aluminium Window at Block - 15 as per B.O.Q & direction of EIC. |  | 0 | 0 | Amended & Approved
SOUTHWINDS PROJECT LLP (PHASE - III & IV) | FINISHING PHASE - IV | Window and Glazing |  | WO/SP34/FW4/41 | Glass Facades | W1 (2400 X 2050) mm - Top Fixed Alu. Louvers (2400X400) 3 Panel with both Side Top Hung Openable Window and Mid. Fixed 3 Panel Bottom Fixed | W1 (2400 X 2050) mm Providing & Fixing of Top Fixed Aluminium Louvers (2400X400) and 3 Panel with both side Top Hung Openable window and Middle Fixed with Bottom 3 Panel Fixed with Glass (5 mm Clear Toughened Glass) with including all fitting and fixture at all level as per approved drawing, Sample and direction of EIC. Materials Details Specification attached in Annexure-I Location: Corridor | Sq.Ft. | 953.262 | 433.66 | Approved
SOUTHWINDS PROJECT LLP (PHASE - III & IV) | FINISHING PHASE - IV | Window and Glazing |  | WO/SP34/FW4/41 | Glass Facades | W2 (1500 X 2050) mm - 3 Panel with both side Hung Openable Window & Middle Fixed 3 Panel Bottom Fixed | W2 (1500 X 2050) mm Providing & Fixing of 3 Panel with both side Hung Openable window and Middle Fixed with Bottom 3 Panel Fixed with Glass (5 mm Clear Toughened Glass) including all fitting and fixture at all level as per approved drawing, Sample and direction of EIC. Materials Details Specification attached in Annexure-I Location: Bed Room | Sq.Ft. | 7745.166 | 479.63 | Approved
SOUTHWINDS PROJECT LLP (PHASE - III & IV) | FINISHING PHASE - IV | Window and Glazing |  | WO/SP34/FW4/41 | Glass Facades | W3 (1200 X 2050) mm - 2 Panel Side Hung Openable Window Bottom Fixed | W3 (1200 X 2050) mm Providing & Fixing of 2 Panel Side Hung Openable Window and Bottom Fixed with Glass (5 mm Clear Toughened Glass) including all fitting and fixture at all level as per approved drawing, Sample and direction of EIC. Materials Details Specification attached in Annexure-I Location: Bed Room | Sq.Ft. | 476.622 | 455.02 | Approved
SOUTHWINDS PROJECT LLP (PHASE - III & IV) | FINISHING PHASE - IV | Window and Glazing |  | WO/SP34/FW4/41 | Glass Facades | W4 (1100 X 2050) mm - 2 Panel Side Hung Openable Window Bottom Fixed | W4 (1100 X 2050) mm Providing & Fixing of 2 Panel Side Hung Openable Window and Bottom Fixed with Glass (5 mm Clear Toughened Glass) including all fitting and fixture at all level as per approved drawing, Sample and direction of EIC. Materials Details Specification attached in Annexure-I Location: Corridor | Sq.Ft. | 436.914 | 480.43 | Approved
SOUTHWINDS PROJECT LLP (PHASE - III & IV) | FINISHING PHASE - IV | Window and Glazing |  | WO/SP34/FW4/41 | Glass Facades | W5 (850 X 2050) mm - | W5 (850 X 2050) mm Providing & Fixing of 2 Panel Side Hung Openable Window and Bottom Fixed with Glass (5 mm Clear Toughened Glass) including all fitting and fixture at all level as per approved drawing, Sample and direction of EIC. Materials Details Specification attached in Annexure-I Location: Bed Room | Sq.Ft. | 1688.04 | 553.55 | Approved
SOUTHWINDS PROJECT LLP (PHASE - III & IV) | FINISHING PHASE - IV | Window and Glazing |  | WO/SP34/FW4/41 | Glass Facades | W6 (900 X 1050) mm - 2 Panel Side Hung Openable Window Top Middle Fixed Chimney & Exhaust Provision at Top | W6 (900 X 1050) mm Providing & Fixing of 2 Panel Side Hung Openable Window and top Middle Fixed with Chimney and Exhaust Provision at both Side Top with Glass (5 mm Clear Toughened Glass) including all fitting and fixture at all level as per approved drawing, Sample and direction of EIC. Materials Details Specification attached in Annexure-I Location: Kitchen NB: The Exhaust fan cut out area should be cover by glass or Ply / Approved material as per direction of EIC. | Sq.Ft. | 915.48 | 729.99 | Approved
SOUTHWINDS PROJECT LLP (PHASE - III & IV) | FINISHING PHASE - IV | Window and Glazing |  | WO/SP34/FW4/41 | Glass Facades | W7 (600 X 900) mm - Adjustable Glass Louver Top Side Fixed & exhaust provision at top | W7 (600 X 900) mm Providing & Fixing of 25x50x1.3mm Tube Frame with Adjustable Glass Louver and Top one Side Fixed and Other Side Exhaust Provision (5 mm Frosted Glass) including all fitting and fixture at all level as per approved drawing, Sample and direction of EIC. Materials Details Specification attached in Annexure-I Location: Toilet NB: The Exhaust fan cut out area should be cover by glass or Ply / Approved material as per direction of EIC. | Sq.Ft. | 1063.779 | 420.55 | Approved
SOUTHWINDS PROJECT LLP (PHASE - III & IV) | FINISHING PHASE - IV | Window and Glazing |  | WO/SP34/FW4/41 | Glass Facades | SW (1200 X 1800) - Mid. 2 Panel Top Hung Openable Window Bottom & Top Fixed | SW (1200 X 1800) mm Providing & Fixing of Middle 2 Panel Top Hung Openable Window with Bottom and Top Fixed including Glass (5 mm Clear Toughened Glass) including all fitting and fixture at all level as per approved drawing, Sample and direction of EIC. Materials Details Specification attached in Annexure-I Location: Stair | Sq.Ft. | 744 | 446.7 | Approved
SOUTHWINDS PROJECT LLP (PHASE - III & IV) | FINISHING PHASE - IV | Window and Glazing |  | WO/SP34/FW4/41 | Glass Facades | DW1 (2100 X 2450) - Openable Window with 2 shutter, 2 Track & Sliding Door | DW1 (2100 X 2450) mm Providing & Fixing of Sliding Door with 2 shutter - 2 Track with Glass (5 mm Clear Toughened Glass) including all fitting and fixture at all level as per approved drawing, Sample and direction of EIC. Materials Details Specification attached in Annexure-I Location: Balcony | Sq.Ft. | 1993.716 | 393.65 | Approved
SOUTHWINDS PROJECT LLP (PHASE - III & IV) | FINISHING PHASE - IV | Window and Glazing |  | WO/SP34/FW4/41 | Glass Facades | DW2 (1800 X 2450) mm - Openable Window with 2 shutter, 2 Track & Sliding Door | DW2 (1800 X 2450) mm Providing & Fixing of Sliding Door with 2 shutter - 2 Track with Glass (5 mm Clear Toughened Glass) including all fitting and fixture at all level as per approved drawing, Sample and direction of EIC. Materials Details Specification attached in Annexure-I Location: Balcony | Sq.Ft. | 1708.884 | 409.95 | Approved
SOUTHWINDS PROJECT LLP (PHASE - III & IV) | FINISHING PHASE - IV | Window and Glazing |  | WO/SP34/FW4/41 | Glass Facades | DW3 (1675 X 2450) mm - Openable Window with 2 shutter, 2 Track & Sliding Door | DW3 (1675 X 2450) mm Providing & Fixing of Sliding Door with 2 shutter - 2 Track with Glass (5 mm Clear Toughened Glass) including all fitting and fixture at all level as per approved drawing, Sample and direction of EIC. Materials Details Specification attached in Annexure-I Location: Balcony | Sq.Ft. | 795.114 | 425.8 | Approved
SOUTHWINDS PROJECT LLP (PHASE - III & IV) | FINISHING PHASE - IV | Window and Glazing |  | WO/SP34/FW4/42 | Glass Facades | Providing and Labour charges for fixing of Aluminium Window at Block - 16 as per B.O.Q & direction of EIC. | Providing and Labour charges for fixing of Aluminium Window at Block - 16 as per B.O.Q & direction of EIC. |  | 0 | 0 | Amended & Approved
SOUTHWINDS PROJECT LLP (PHASE - III & IV) | FINISHING PHASE - IV | Window and Glazing |  | WO/SP34/FW4/42 | Glass Facades | W1 (2400 X 2050) mm - Top Fixed Alu. Louvers (2400X400) 3 Panel with both Side Top Hung Openable Window and Mid. Fixed 3 Panel Bottom Fixed | W1 (2400 X 2050) mm Providing & Fixing of Top Fixed Aluminium Louvers (2400X400) and 3 Panel with both side Top Hung Openable window and Middle Fixed with Bottom 3 Panel Fixed with Glass (5 mm Clear Toughened Glass) with including all fitting and fixture at all level as per approved drawing, Sample and direction of EIC. Materials Details Specification attached in Annexure-I Location: Corridor | Sq.Ft. | 953.262 | 433.66 | Approved
SOUTHWINDS PROJECT LLP (PHASE - III & IV) | FINISHING PHASE - IV | Window and Glazing |  | WO/SP34/FW4/42 | Glass Facades | W2 (1500 X 2050) mm - 3 Panel with both side Hung Openable Window & Middle Fixed 3 Panel Bottom Fixed | W2 (1500 X 2050) mm Providing & Fixing of 3 Panel with both side Hung Openable window and Middle Fixed with Bottom 3 Panel Fixed with Glass (5 mm Clear Toughened Glass) including all fitting and fixture at all level as per approved drawing, Sample and direction of EIC. Materials Details Specification attached in Annexure-I Location: Bed Room | Sq.Ft. | 5957.82 | 479.63 | Approved
SOUTHWINDS PROJECT LLP (PHASE - III & IV) | FINISHING PHASE - IV | Window and Glazing |  | WO/SP34/FW4/42 | Glass Facades | W3 (1400 X 2050) mm - 3 Panel with both side Hung Openable Window & Middle Fixed 3 Panel Bottom Fixed | W3 (1400 X 2050) mm Providing & Fixing of 3 Panel with both side Hung Openable window and Middle Fixed with Bottom 3 Panel Fixed with Glass (5 mm Clear Toughened Glass) including all fitting and fixture at all level as per approved drawing, Sample and direction of EIC. Materials Details Specification attached in Annexure-I Location: Bed Room | Sq.Ft. | 556.074 | 500.28 | Approved
SOUTHWINDS PROJECT LLP (PHASE - III & IV) | FINISHING PHASE - IV | Window and Glazing |  | WO/SP34/FW4/42 | Glass Facades | W4 (1200 X 2050) mm - 2 Panel Side Hung Openable Window Bottom Fixed | W4 (1200 X 2050) mm Providing & Fixing of 2 Panel Side Hung Openable Window and Bottom Fixed with Glass (5 mm Clear Toughened Glass) including all fitting and fixture at all level as per approved drawing, Sample and direction of EIC. Materials Details Specification attached in Annexure-I Location: Corridor | Sq.Ft. | 476.622 | 455.02 | Approved
SOUTHWINDS PROJECT LLP (PHASE - III & IV) | FINISHING PHASE - IV | Window and Glazing |  | WO/SP34/FW4/42 | Glass Facades | W5 (850 X 2050) mm - 2 Panel Side Hung Openable Window Bottom Fixed | W5 (850 X 2050) mm Providing & Fixing of 2 Panel Side Hung Openable Window and Bottom Fixed with Glass (5 mm Clear Toughened Glass) including all fitting and fixture at all level as per approved drawing, Sample and direction of EIC. Materials Details Specification attached in Annexure-I Location: Bed Room | Sq.Ft. | 2025.648 | 553.55 | Approved
SOUTHWINDS PROJECT LLP (PHASE - III & IV) | FINISHING PHASE - IV | Window and Glazing |  | WO/SP34/FW4/42 | Glass Facades | W6 (900 X 1050) mm - 2 Panel Side Hung Openable Window Top Middle Fixed Chimney & Exhaust Provision at Top | W6 (900 X 1050) mm Providing & Fixing of 2 Panel Side Hung Openable Window and top Middle Fixed with Chimney and Exhaust Provision at both Side Top with Glass (5 mm Clear Toughened Glass) including all fitting and fixture at all level as per approved drawing, Sample and direction of EIC. Materials Details Specification attached in Annexure-I Location: Kitchen NB: The Exhaust fan cut out area should be cover by glass or Ply / Approved material as per direction of EIC. | Sq.Ft. | 732.384 | 729.99 | Approved
SOUTHWINDS PROJECT LLP (PHASE - III & IV) | FINISHING PHASE - IV | Window and Glazing |  | WO/SP34/FW4/42 | Glass Facades | W7 (600 X 900) mm - Adjustable Glass Louver Top Side Fixed & exhaust provision at top | W7 (600 X 900) mm Providing & Fixing of 25x50x1.3mm Tube Frame with Adjustable Glass Louver and Top one Side Fixed and Other Side Exhaust Provision (5 mm Frosted Glass) including all fitting and fixture at all level as per approved drawing, Sample and direction of EIC. Materials Details Specification attached in Annexure-I Location: Toilet NB: The Exhaust fan cut out area should be cover by glass or Ply / Approved material as per direction of EIC. | Sq.Ft. | 1063.779 | 415.85 | Approved
SOUTHWINDS PROJECT LLP (PHASE - III & IV) | FINISHING PHASE - IV | Window and Glazing |  | WO/SP34/FW4/42 | Glass Facades | SW (1200 X 1800) mm - Mid. 2 Panel Top Hung Openable Window Bottom & Top Fixed | SW (1200 X 1800) mm Providing & Fixing of Middle 2 Panel Top Hung Openable Window with Bottom and Top Fixed including Glass (5 mm Clear Toughened Glass) including all fitting and fixture at all level as per approved drawing, Sample and direction of EIC. Materials Details Specification attached in Annexure-I Location: Stair | Sq.Ft. | 1209 | 446.7 | Approved
SOUTHWINDS PROJECT LLP (PHASE - III & IV) | FINISHING PHASE - IV | Window and Glazing |  | WO/SP34/FW4/42 | Glass Facades | V (1200 X 400) mm - Fixed Alu. Louvers with 2 Panel | V (1200 X 400) mm Providing & Fixing of Fixed Aluminium Louvers with 2 Panel including all fitting and fixture at all level as per approved drawing, Sample and direction of EIC. Materials Details Specification attached in Annexure-I Location: Corridor | Sq.Ft. | 93.006 | 636.19 | Approved
SOUTHWINDS PROJECT LLP (PHASE - III & IV) | FINISHING PHASE - IV | Window and Glazing |  | WO/SP34/FW4/42 | Glass Facades | DW (2100 X 2450) mm - Openable Window with 2 shutter, 2 Track & Sliding Door | DW (2100 X 2450) mm Providing & Fixing of Sliding Door with 2 shutter - 2 Track with Glass (5 mm Clear Toughened Glass) including all fitting and fixture at all level as per approved drawing, Sample and direction of EIC. Materials Details Specification attached in Annexure-I Location: Balcony | Sq.Ft. | 4984.29 | 393.65 | Approved
SOUTHWINDS PROJECT LLP (PHASE - III & IV) | FINISHING PHASE - IV | Window and Glazing |  | WO/SP34/FW4/42 | Glass Facades | W5 Ground (850 X 1750) mm - Top Hung Openable Window Bottom Fixed | W5 Ground (850 X 1750) mm Providing & Fixing of Openable Window Top Hung and Bottom Fixed with Glass (5 mm Clear Toughened Glass) including all fitting and fixture at all level as per approved drawing, Sample and direction of EIC. Materials Details Specification attached in Annexure-I Location: Ground Floor | Sq.Ft. | 16.011 | 470.97 | Approved
SOUTHWINDS PROJECT LLP (PHASE - III & IV) | PRE-CONSTRUCTION PHASE - III & IV | Plumbing/Sanitory |  | WO/SP34/PC34/62 | Compact Solutionz | Providing and Maintenance Service visit for Water Treatment Plant (MLCP/Labourer Qtrs.) with necessary Tools and tackles as per direction and satisfaction of EIC. | Providing and Maintenance Service visit for Water Treatment Plant (MLCP/Labourer Qtrs.) with necessary Tools and tackles as per direction and satisfaction of EIC. |  | 0 | 0 | Amended & Approved
SOUTHWINDS PROJECT LLP (PHASE - III & IV) | PRE-CONSTRUCTION PHASE - III & IV | Plumbing/Sanitory |  | WO/SP34/PC34/62 | Compact Solutionz | Service visit for Water Treatment Plant (MLCP/Labourer Qtrs.) | Maintenance of Water Treatment Plant Visit per quarter (4 Times in a Year) with schedule necessary work as proper Backwash, Rinsing with checking of entire system with necessary Tools and tackles as per direction and satisfaction of EIC. Description of The Plant 1 No. Micron Filter ( Jumbo)-pre Filter 1 No. Multigrade Filter- FRP vessel- 13x54 with 25 NB top-mounted MPV 1 No. Activated Carbon Filter- FRP vessel- 12x52 with 25 NB top-mounted MPV 1 No. Micron Filter ( Jumbo)- post- Filter 1 No. U V Strerilizer- 1000 LPH ( ALFA make) 1 Set uPVC interconnecting pipe work. | Nos | 4 | 1150 | Approved
SOUTHWINDS PROJECT LLP (PHASE - III & IV) | PRE-CONSTRUCTION PHASE - III & IV | Plumbing/Sanitory |  | WO/SP34/PC34/62 | Compact Solutionz | Chemical test of Drinking Water | Chemical test of Drinking Water with NABL Approved Lab for Water Treatment Plant (MLCP/Labourer Qtrs.) with Sample Collection and Report Submission. Parameters 1. PH, 2.Turbidity, 3.TDS, 4. T-H, 5. ca, 6. Mg. 7.CL, 8. E. Coli | Nos | 4 | 1500 | Approved
SOUTHWINDS PROJECT LLP (PHASE - III & IV) | PRE-CONSTRUCTION PHASE - III & IV | Plumbing/Sanitory |  | WO/SP34/PC34/62 | Compact Solutionz | Providing and Maintenance Service visit for Water Treatment Plant (Near Tower 13) with necessary Tools and tackles as per direction and satisfaction of EIC. | Providing and Maintenance Service visit for Water Treatment Plant (Near Tower 13) with necessary Tools and tackles as per direction and satisfaction of EIC. |  | 0 | 0 | Amended & Approved
SOUTHWINDS PROJECT LLP (PHASE - III & IV) | PRE-CONSTRUCTION PHASE - III & IV | Plumbing/Sanitory |  | WO/SP34/PC34/62 | Compact Solutionz | Service visit for Water Treatment Plant (Near Tower 13) | Maintenance of Water Treatment Plant Visit per quarter (4 Times in a Year) with schedule necessary work as proper Backwash, Rinsing with checking of entire system with necessary Tools and tackles as per direction and satisfaction of EIC. Description of The Plant 1 No. Multigrade Filter- FRP vessel- 13x54 with 25 NB top-mounted MPV 1 No. Iron Removal Filter- FRP vessel- 13x54 with 25 NB top-mounted MPV 1 No. Activated Carbon Filter- FRP vessel- 12x52 with 25 NB top-mounted MPV 1 Set uPVC interconnecting pipe work | Nos | 4 | 1150 | Approved
SOUTHWINDS PROJECT LLP (PHASE - III & IV) | PRE-CONSTRUCTION PHASE - III & IV | Plumbing/Sanitory |  | WO/SP34/PC34/62 | Compact Solutionz | Chemical test of Drinking Water | Chemical test of Drinking Water with NABL Approved Lab for Water Treatment Plant (Near Tower 13) with Sample Collection and Report Submission. 1. PH, 2.Turbidity, 3.TDS, 4. T-H, 5. ca, 6. Mg. 7.CL, 8. E. Coli | Nos | 4 | 1500 | Approved
Primarc Chambers | OVERHEAD | Security Expense |  | WO/PCH/PC05/22 | Martinet Facility Management Services Pvt. Ltd. | Providing Security Personnel | Providing Security Guard @12 hrs. daily basis for 30/31 days in a month including reliever, NH & management fees, from 1st July'2024 to 31st Dec'2024, Total Manpower = 04 nos. | Head | 24 | 17623 | Approved
Primarc Chambers | OVERHEAD | Store Helper |  | WO/PCH/PC05/23 | Secura Infra Services Pvt. Ltd. | Store Helper | Providing One (01) Store helper at site @8.5 hrs. daily basis for 26/27 days in a month Including NH & Management fees, from 01st July 2024 to 31st Dec 2024. | Head | 6 | 14234 | Approved
Primarc Chambers | MARKETING | Housekeeping |  | WO/PCH/PC03/50 | Integrated Security Service | Housekeeping boy at Marketing office | Providing One (01) Housekeeping boy at Marketing office @10 hrs. daily basis for 30/31 days in a month Including NH & Management fees, from 01st July 2024 to 31st Dec 2024. | Head | 6 | 19946 | Approved
The Ramdulari | OVERHEAD | Security Expenditure |  | WO/RP/RP04/12 | NIS MANAGEMENT LIMITED | Security Guard and Supervisor | Providing Security Supervisor and Security Guard @12 hrs. duty basis. | Head | 0 | 0 | Approved
The Ramdulari | OVERHEAD | Security Expenditure |  | WO/RP/RP04/12 | NIS MANAGEMENT LIMITED | Security Supervisor | Providing One (01) Security Supervisor@12 hrs. daily basis for 30/31 days in a month including reliever, NH & management fees, from 1st July'2024 to 31st Dec'2024 | Head | 6 | 25071 | Approved
The Ramdulari | OVERHEAD | Security Expenditure |  | WO/RP/RP04/12 | NIS MANAGEMENT LIMITED | Security Guard | Providing Security Guard@12 hrs. daily basis for 30/31 days in a month including reliever, NH & management fees, from 1st July'2024 to 31st Dec'2024, Total Manpower = 4 nos. | Head | 24.613 | 22250 | Approved
CHANDANNAGAR COMMERCIAL | OVERHEAD | Security Expenditure |  | WO/GC01/OH03/6 | Secura Infra Services Pvt. Ltd. | Providing Security Personnel | Providing Two (02) nos; Security Guards @12 hrs. duty basis for full month including reliever & N.H. from 1st July 2024 to 31st Dec 2024. | Head | 12 | 17792 | Approved
The Soul, Rajarhat | OVERHEADS | Security Expense |  | WO/HR01/OHES/90 | NIS MANAGEMENT LIMITED | Providing Security Personnel | Providing Security Guard @12 hrs. daily basis for 30/31 days in a month including reliever, NH & management fees, from 1st July'2024 to 31st Dec'2024, Total Manpower = 8 nos. | Head | 48 | 22250 | Approved
The Soul, Rajarhat | OVERHEADS | Housekeeping |  | WO/HR01/OHES/91 | Integrated Security Service | Office Peon | Providing One (01) Office peon for @8.5 hrs. daily basis for 26/27 days in a month Including NH & Management fees, at site office, from 1st July'2024 to 31st Dec'2023. | Head | 6 | 17036 | Approved
The Soul, Rajarhat | MARKETING | Housekeeping |  | WO/HR01/MKT01/145 | Secura Infra Services Pvt. Ltd. | Housekeeping boy | Providing Housekeeping boy @10 hrs. daily basis for 26/27 days in a month Including NH & Management fees, Total Manpower = 02 nos, (from 1st July' 2024 to 30th Sep' 2024.) | Head | 6 | 15853 | Amended & Approved
SOUTHWINDS PROJECT LLP (PHASE - III & IV) | OVERHEAD PHASE - III & IV | Security Expenditure |  | WO/SP34/OP34/35 | NIS MANAGEMENT LIMITED | Security Guard and Supervisor. | Providing Security Supervisor & Guard @12 hrs. duty basis for full month including reliever. | Head | 0 | 0 | Approved
SOUTHWINDS PROJECT LLP (PHASE - III & IV) | OVERHEAD PHASE - III & IV | Security Expenditure |  | WO/SP34/OP34/35 | NIS MANAGEMENT LIMITED | Security Supervisor | Providing Security Supervisor@12 hrs. daily basis for 30/31 days in a month including reliever, NH & management fees, from 1st July'2024 to 31st Dec'2024, Total Manpower = 2 nos | Head | 12 | 25071 | Approved
SOUTHWINDS PROJECT LLP (PHASE - III & IV) | OVERHEAD PHASE - III & IV | Security Expenditure |  | WO/SP34/OP34/35 | NIS MANAGEMENT LIMITED | Security Guard | Providing Security Guard@12 hrs. daily basis for 30/31 days in a month including reliever, NH & management fees, from 1st July'2024 to 31st Dec'2024, Total Manpower = 10 nos. | Head | 60 | 22250 | Approved
SOUTHWINDS PROJECT LLP (PHASE - III & IV) | MARKETING PHASE - III & IV | Security Expenditure |  | WO/SP34/MA34/22 | NIS MANAGEMENT LIMITED | Providing Security Personnel | Providing One (01) Security Guard@12 hrs. daily basis for 30/31 days in a month including reliever, NH & management fees, from 1st July'2024 to 31st Dec'2024. | Head | 6 | 22250 | Approved
SOUTHWINDS PROJECT LLP (PHASE - III & IV) | OVERHEAD PHASE - III & IV | Housekeeping |  | WO/SP34/OP34/36 | Integrated Security Service | Housekeeping Boy | Providing One (01) Housekeeping boy at site office @8.5 hrs daily basis for 26/27 days in a month Including NH & Management fees, from 1st July 2024 to 31st Dec' 2024. | Head | 5.538 | 13355 | Approved
The Ramdulari | BLOCK | Plumbing/Sanitory | Internal Plumbing | WO/RP/RP02/35 | Bdcon Engineers Pvt. Ltd. | Supply and Fixing for Laying, fitting and fixing KAN-therm PERTAL pipe | Supply and Fixing for Laying, fitting and fixing KAN-therm PERTAL pipe various dia as shown in drawing for internal flate area complete with all sorts of fittings ( e.g tee, bends, elbows, coupler, unions, reducers, flanges etc.) as required jointed with heavy duty solvent cement as per manufacturers specification or threaded joint wherever required and as per instruction of EIC. (Domestic/Flu.at Terrace, Down takes ,Risers, Overflow drain and vent pipe for OHT etc.). |  | 0 | 0 | Approved
The Ramdulari | BLOCK | Plumbing/Sanitory | Internal Plumbing | WO/RP/RP02/35 | Bdcon Engineers Pvt. Ltd. | 20 mm dia | 20 mm dia | RMT | 471 | 393 | Approved
The Ramdulari | BLOCK | Plumbing/Sanitory | Internal Plumbing | WO/RP/RP02/35 | Bdcon Engineers Pvt. Ltd. | 25mm dia | 25mm dia | RMT | 591 | 525 | Approved
The Ramdulari | BLOCK | Plumbing/Sanitory | Internal Plumbing | WO/RP/RP02/35 | Bdcon Engineers Pvt. Ltd. | 32mm dia | 32mm dia | RMT | 291 | 1091 | Approved
The Ramdulari | BLOCK | Plumbing/Sanitory | Internal Plumbing | WO/RP/RP02/35 | Bdcon Engineers Pvt. Ltd. | 40mm dia | 40mm dia | RMT | 75 | 2258 | Approved
Primarc Aadvika | COMMON INFRASTRUCTURE | Landscaping | Softscape | WO/HW1/PHW2/4 | THE GREEN VIEW | Supply of Plants (SHRUBS) | Charges for supply of Plants (SHRUBS) at required location as per approved drawing, specification and direction of EIC LOCATION: Howrah project Front side |  | 0 | 0 | Amended & Approved
Primarc Aadvika | COMMON INFRASTRUCTURE | Landscaping | Softscape | WO/HW1/PHW2/4 | THE GREEN VIEW | Supply of Plants (GROUND COVER) | Charges for supply of Plants (GROUND COVER) at required location as per approved drawing, specification and direction of EIC LOCATION: Howrah project Front side | Nos | 0 | 0 | Amended & Approved
Primarc Aadvika | COMMON INFRASTRUCTURE | Landscaping | Softscape | WO/HW1/PHW2/4 | THE GREEN VIEW | Mussaenda red | Mussaenda red , Height : 300 mm , Spacing : 500 mm C/C As shown in dwg. | Nos | 200 | 125 | Approved
Primarc Aadvika | COMMON INFRASTRUCTURE | Landscaping | Softscape | WO/HW1/PHW2/4 | THE GREEN VIEW | Spider Lilly | Spider Lilly , Height : 300-450 mm , Spacing : 500 mm C/C As shown in dwg. | Nos | 100 | 40 | Approved
Primarc Aadvika | COMMON INFRASTRUCTURE | Landscaping | Softscape | WO/HW1/PHW2/4 | THE GREEN VIEW | Eranthemum | Eranthemum (Mixture of 4 types colour as attached annexture-1), Height : 300-400 mm , Spacing : 500 mm C/C As shown in dwg. | Nos | 52 | 42 | Approved
Primarc Aadvika | COMMON INFRASTRUCTURE | Landscaping | Softscape | WO/HW1/PHW2/4 | THE GREEN VIEW | Inerme hedge | Inerme hedge , Height : 400 mm , Spacing : 300 mm C/C As shown in dwg. | Nos | 840 | 32 | Approved
Primarc Aadvika | COMMON INFRASTRUCTURE | Landscaping | Softscape | WO/HW1/PHW2/4 | THE GREEN VIEW | Ixora Red | Ixora Red , Height : 200-250 mm , Spacing : 150 mm C/C As shown in dwg. | Nos | 1320 | 50 | Approved
Primarc Aadvika | COMMON INFRASTRUCTURE | Landscaping | Softscape | WO/HW1/PHW2/4 | THE GREEN VIEW | Wadellia | Wadellia , Height : 150 mm , Spacing : 150 mm C/C As shown in dwg. | Nos | 2320 | 17 | Approved
Primarc Aadvika | COMMON INFRASTRUCTURE | Landscaping | Softscape | WO/HW1/PHW2/4 | THE GREEN VIEW | Syngoniun | Syngoniun , Height : 150 mm , Spacing : 150 mm C/C As shown in dwg. | Nos | 680 | 32 | Approved
Primarc Aadvika | COMMON INFRASTRUCTURE | Landscaping | Softscape | WO/HW1/PHW2/4 | THE GREEN VIEW | Ophiopogan Variegated | Ophiopogan Variegated , Height : 200 mm , Spacing : 150 mm C/C As shown in dwg. | Nos | 1920 | 37 | Approved
Primarc Chambers | BLOCK | Water Proofing |  | WO/PCH/PC01/29 | AKJ Engineers Pvt. Ltd. | Water proofing work at Planter area | Water proofing work at Planter area as per BOQ, drawing and direction of EIC. |  | 0 | 0 | Amended & Approved
Primarc Chambers | BLOCK | Water Proofing |  | WO/PCH/PC01/29 | AKJ Engineers Pvt. Ltd. | Preparation of structural concrete surface | Preparation of structural concrete surface by manual means with chisel, hammers, wire & normal brushes, to clean & remove all loose cementitious slurry, small concrete lumps, oil/grease etc complete at all level. Ponding of water to find out any cracks & related leakages in concrete, must be done before starting the job. | Sq.Mtr. | 272.1 | 50 | Approved
Primarc Chambers | BLOCK | Water Proofing |  | WO/PCH/PC01/29 | AKJ Engineers Pvt. Ltd. | Repairing cracks, construction joints & Junction by cutting & making 'V' groove of dimension 15x15 mm | Repairing cracks, construction joints & Junction of vertical-Horizontal surface by cutting & making 'V' groove of dimension 15x15 mm by manual means, cleaning the same, filling them with polymer modified mortar made with Cement : Sand ratio (1:3) admixed with polymer compound @ 6% by weight of cement including making chamfer - Halor at the junction of Horizontal-vertical surface. Cement will be supplied by Client. | Sq.Mtr. | 272.1 | 50 | Approved
Primarc Chambers | BLOCK | Water Proofing |  | WO/PCH/PC01/29 | AKJ Engineers Pvt. Ltd. | PipePipe Penetration area treatment | Pipe penetration point treatment: Preparing the junction of core & Pvc/GI/MS pipe by chipping & cleaning the joints, remove the excess concrete, loose & flaky particles, applying a coat of SBR based polymer additive product to enhance adhesion between the packing material and other surfaces and Packing the gap using non-shrink cement polymer based grout upto the surface of the bore is in tacky state and then sealing with epoxy/polyester sealant. | Nos | 0 | 350 | Approved
Primarc Chambers | BLOCK | Water Proofing |  | WO/PCH/PC01/29 | AKJ Engineers Pvt. Ltd. | Injecting Cementitious grout admixed with non-shrink compound | Injecting high strength free flow Cementitious grout admixed with non-shrink compound as per manufacturer's specifications after fixing 12-15mm dia pvc or GI nozzles @ 750mm c/c at all the construction joints and cracks, removing the nozzles after curing for at least 03 days & close the positions of nozzles with polymer modified mortar etc complete as per requirement only. Cement will be supplied by Client | Sq.Mtr. | 0 | 225 | Approved
Primarc Chambers | BLOCK | Water Proofing |  | WO/PCH/PC01/29 | AKJ Engineers Pvt. Ltd. | Water Proofing Treatment | Application of Water Proofing Treatment over the duly prepared surface with 3 coats of single component cold applied Pure polyurethane resin based ( free from bitumen ) liquid flashing system, over 01 coat of suitable MIEP primer by means of brush or spray to form a total system thickness of Min 1.5 mm according to manufacturer's specification & supervision. The polyurethane membrane should conform to a Min tensile strength of 2- 4 MPa & elongation of 400% as per ASTM D 412. One coat of Epoxy prymer & quartz sand (Zone-II grade) will be sprinkled after application of final layer to make the treated surface rough to accepted next protective or decorative layers. Coating will be terminated at OR more than 300 mm height of vertical surface of wall. (Product name- Masterseal HLM5000R) | Sq.Mtr. | 272.1 | 800 | Approved
Primarc Chambers | BLOCK | Water Proofing |  | WO/PCH/PC01/29 | AKJ Engineers Pvt. Ltd. | Providing and laying a 120 gsm geotextile | Providing and laying a 120 gsm geotextile on the cured membrane with an overlap of 75 mm of geotextile membranes (At Horizontal water proofed surface) | Sq.Mtr. | 272.1 | 70 | Approved
Primarc Chambers | BLOCK | Water Proofing |  | WO/PCH/PC01/29 | AKJ Engineers Pvt. Ltd. | Protective layer, 70-75mm avg thick screed (1:2:4) on floors | As a protective layer, 70-75mm avg thick screed (1:2:4) on floors, over a bonding coat of epoxy and quartz sand mixed with polymer or integral water proofing compound @ 2% weight of cement including necessary tools & tackles, all related materials, scaffolding, curing, cleaning etc complete as directed by EIC. Thickness of the concrete will depend up on the availability of embeded pipes (for swimming pool area). Cement will be supplied by Client. | Sq.Mtr. | 95.9 | 225 | Approved
Primarc Chambers | BLOCK | Water Proofing |  | WO/PCH/PC01/29 | AKJ Engineers Pvt. Ltd. | Vertical & horizontal coated surface will be protected with 12-15mm | The vertical & horizontal coated surface will be protected with 12-15mm thick Cement:Sand Plaster (1:4) on walls surfaces over a bonding coat of epoxy and quartz sand mixed with polymer or integral water proofing compound @ 2% of weight of cement including necessary tools & tackles, all related materials, scaffolding, curing, cleaning etc complete as directed by EIC. Cement will be supplied by Client. | Sq.Mtr. | 272.1 | 120 | Approved
Primarc Chambers | BLOCK | AC Ledge Works |  | WO/PCH/PC01/75 | Milan Roy | Hire charges of Scaffolding/stagging including transportation Charges, all complete as per Dwg. and Direction of EIC for 30 Days. | Hire charges of Scaffolding/stagging including transportation Charges, all complete as per Dwg. and Direction of EIC for 30 Days. | Sq.Ft. | 9415 | 20 | Amended & Approved
Primarc Chambers | BLOCK | Water Proofing |  | WO/PCH/PC01/29 | AKJ Engineers Pvt. Ltd. | Sealing the cracks with low viscous semi elastic epoxy resin | Charges towards sealing the cracks with low viscous semi elastic epoxy resin, Sikadur 20 Crackseal (1 NOS = 140 ML) and patching the surface with Sikadur 20 crackseal mixed with cement as filler, as per the manufacturers specification and as per direction of EIC | Nos | 122 | 400 | Approved
SOUTHWINDS PROJECT LLP (PHASE - III & IV) | OVERHEAD PHASE - III & IV | Housekeeping |  | WO/SP34/OP34/37 | Secura Infra Services Pvt. Ltd. | Providing Store Helper & HK boy | Store Helper & Housekeeping boy at site office. | Head | 0 | 0 | Approved
SOUTHWINDS PROJECT LLP (PHASE - III & IV) | OVERHEAD PHASE - III & IV | Housekeeping |  | WO/SP34/OP34/37 | Secura Infra Services Pvt. Ltd. | Store Helper | Providing Store Helper @8.5 hrs. daily basis for 26/27 days in a month Including NH & Management fees, Total Manpower = 02 nos, (from 1st July 2024 to 31st Dec' 2024.) | Head | 11.692 | 14234 | Approved
SOUTHWINDS PROJECT LLP (PHASE - III & IV) | OVERHEAD PHASE - III & IV | Housekeeping |  | WO/SP34/OP34/37 | Secura Infra Services Pvt. Ltd. | Housekeeping boy at site office | Providing One (01) Housekeeping boy at site office @8.5 hrs . daily basis for 26/27 days in a month Including NH & Management fees, (from 1st July 2024 to 31st Dec' 2024.) | Head | 6 | 13123 | Approved
SOUTHWINDS PROJECT LLP (PHASE - III & IV) | OVERHEAD PHASE - III & IV | Housekeeping |  | WO/SP34/OP34/37 | Secura Infra Services Pvt. Ltd. | Housekeeping boy at FM office | Providing One (01) Housekeeping boy at FM office @8.5 hrs. daily basis for 26/27 days in a month including, NH & management fees, from 1st July'2024 to 31st Dec'2024. | Head | 6 | 15648 | Approved
Primarc Aadvika | COMMON INFRASTRUCTURE | Landscaping | Softscape | WO/HW1/PHW2/5 | Green View | Labour Charges for Plantation (SHRUBS & GROUND COVER) | Labour Charges for Plantation (SHRUBS & GROUND COVER) at required location as per approved drawing, specification and direction of EIC LOCATION: Howrah project Front side |  | 0 | 0 | Approved
Primarc Aadvika | COMMON INFRASTRUCTURE | Landscaping | Softscape | WO/HW1/PHW2/5 | Green View | Preparation of Mound | Labour Charges for Preparation of Mound as per Design, Drawing, Grading and top dressing all complete as per BOQ & direction of EIC including all labour ,tools & tackles. (Soil Supplied by client at Mound location) | Sq.Mtr. | 58 | 250 | Approved
Primarc Aadvika | COMMON INFRASTRUCTURE | Landscaping | Softscape | WO/HW1/PHW2/5 | Green View | Plantation (SHRUBS) | Plantation (SHRUBS) | Nos | 1192 | 3 | Approved
Primarc Aadvika | COMMON INFRASTRUCTURE | Landscaping | Softscape | WO/HW1/PHW2/5 | Green View | Plantation (GROUND COVER) | Plantation (GROUND COVER) | Nos | 6240 | 3 | Approved
Primarc Chambers | BLOCK | Grill / Steel Work |  | WO/PCH/PC01/76 | ADA-METCON | Supply and installation of Fire shaft door | Supply and Installation of fire shaft door at Ground(1 Nos), Podium to 15th floor (30 Nos) with Glass pane of 350 mm, all complete as per dwg. BOQ and direction of EIC. |  | 0 | 0 | Approved
Primarc Chambers | BLOCK | Grill / Steel Work |  | WO/PCH/PC01/76 | ADA-METCON | MS Fire Shaft Door | Supply & Erection for MS Fire Shaft Door (Powder Coated made of 1.6mm MS Sheet) | Kg | 750 | 190 | Approved
Primarc Chambers | BLOCK | Grill / Steel Work |  | WO/PCH/PC01/76 | ADA-METCON | 4mm Clear Glass | Supply & Fixing of 4mm Clear Glass | Nos | 31 | 500 | Approved
SOUTHWINDS PROJECT LLP (PHASE - III & IV) | OVERHEAD PHASE - III & IV | Electrician |  | WO/SP34/OP34/38 | Secura Infra Services Pvt. Ltd. | Electrician | Providing One (01) Electrician @8.5 hrs. daily basis for full month including reliever, NH & management fees, from 1st July'2024 to 31st Dec'2024. | Head | 5.836 | 14723 | Approved
SOUTHWINDS PROJECT LLP (PHASE - III & IV) | MARKETING PHASE - III & IV | Housekeeping |  | WO/SP34/MA34/23 | Secura Infra Services Pvt. Ltd. | Housekeeping staff | Providing Housekeeping staff @8.5 hrs. daily basis for 30/31 days in a month including reliever, NH & management fees, from 1st Jul'2024 to 31st Dec'2024. Total Manpower = 2 nos. | Head | 11.838 | 14923 | Approved
AARANYA | OVERHEAD | Security Expense |  | WO/PKB/PKB3/3 | Secura Infra Services Pvt. Ltd. | Providing Security Personnel | Providing Security Guard@12 hrs. daily basis for 30/31 days in a month including reliever, NH & management fees, from 1st July'2024 to 31st Dec'2024, Total Manpower = 3 nos. | Head | 18 | 17792 | Approved
Primarc Aadvika | OVERHEAD | Security Expense |  | WO/HW1/PHW4/2 | Secura Infra Services Pvt. Ltd. | Providing Security Personnel | Providing Security Guard@12 hrs. daily basis for 30/31 days in a month including reliever, NH & management fees, from 1st Aug'2024 to 31st Dec'2024, Total Manpower = 2 nos. | Head | 10 | 17792 | Approved
Primarc Chambers | BLOCK | Grill / Steel Work |  | WO/PCH/PC01/54 | ADA-METCON | 2nd Floor Projection Slab Front Area | Providing and Fixing of Projection Slab Front using ISMC all complete including all materials, tools & tackles, labours, cost of Red Oxide Primer, transportation and loading-unloading for all levels as per drawing, specification and direction of Engineer-in-Charge. (Only Chemical Anchor Fastener with Bolt to be provided by the Client but subject to reconciliation). Location- 2nd Floor Projection | Kg | 675 | 115 | Approved
Primarc Chambers | COMMON INFRASTRUCTURE | Grill / Steel Work |  | WO/PCH/PC04/27 | ADA-METCON | Cable trench Cover | Providing and Fixing of Cable trench cover with all complete including materials, tools & tackles, labours, cost of Red Oxide Primer, transportation and loading-unloading for all levels as per drawing, specification and direction of Engineer-in-Charge. (Only Anchor Fastner to be provided by the Client but subject to reconciliation). Location-G/F Cable Trench | Kg | 2236.4 | 115 | Amended & Approved
Primarc Chambers | COMMON INFRASTRUCTURE | Grill / Steel Work |  | WO/PCH/PC04/27 | ADA-METCON | DG Enclosure Area MS Structure with Truss | Providing and Fixing of DG Enclosure MS structure with Truss all complete including materials, tools & tackles, labours, cost of Red Oxide Primer, transportation and loading-unloading for all levels as per drawing, specification and direction of Engineer-in-Charge. (Only Anchor Fastener with Bolt to be provided by the Client but subject to reconciliation). Location- G/F DG set | Kg | 4600.7 | 115 | Amended & Approved
Primarc Chambers | COMMON INFRASTRUCTURE | Grill / Steel Work |  | WO/PCH/PC04/27 | ADA-METCON | WTP Enclosure MS Structure with Truss | Providing and Fixing of WTP Enclosure MS structure with Truss complete including materials, tools & tackles, labours, cost of Red Oxide Primer, transportation and loading-unloading for all levels as per drawing, specification and direction of Engineer-in-Charge. (Only Anchor Fastener with Bolt to be provided by the Client but subject to reconciliation). Location- WTP area. | Kg | 3965 | 115 | Amended & Approved
Primarc Chambers | COMMON INFRASTRUCTURE | Grill / Steel Work |  | WO/PCH/PC04/27 | ADA-METCON | MS Main Gate | Providing and Fixing of MS Main Gate with all complete including materials, tools & tackles, labours, cost of Red Oxide Primer, transportation and loading-unloading for all levels as per drawing, specification and direction of Engineer-in-Charge. (Only Anchor Fastener & Chemical to be provided by the Client but subject to reconciliation). Location- Main Entrance | Kg | 2427.2 | 115 | Approved
Primarc Chambers | COMMON INFRASTRUCTURE | Grill / Steel Work |  | WO/PCH/PC04/27 | ADA-METCON | Camo Screen Fencing | Providing and Fixing of Camo Screen Fencing with all complete including materials, tools & tackles, labours, cost of Red Oxide Primer, transportation and loading-unloading for all levels as per drawing, specification and direction of Engineer-in-Charge. (Only Anchor Fastener & Chemical to be provided by the Client but subject to reconciliation). Location- Arsalan Side Boundary Wall | Kg | 0 | 115 | Approved
Primarc Chambers | COMMON INFRASTRUCTURE | Grill / Steel Work |  | WO/PCH/PC04/27 | ADA-METCON | Colour Coated Sheet | Charges for Supply & Erection of Colour Coated Sheet. JINDAL/ approved brand, 0.50 tct with accessories colour coated sheets as approved & direction of EIC. Location - DG & WTP Enclosure. | Sq.Ft. | 646 | 65 | Approved
SOUTHWINDS PROJECT LLP (PHASE - III & IV) | OVERHEAD PHASE - III & IV | Housekeeping |  | WO/SP34/OP34/39 | INA TechFM Global Solution Pvt Ltd | Providing Housekeeping | Providing Two (02) Nos. Housekeeping boy for wet waste carrying @8.5 hrs. per day for 26/27 days in a month basis, including management fees, from 01-July-2024 to 31-Dec-2024 | Head | 12 | 13456 | Approved
Primarc Chambers | COMMON INFRASTRUCTURE | Consultancy Charges | OTHER CONSLUTANTS | WO/PCH/PC04/28 | OMEGALAB TESTING SERVICES PRIVATE LIMITED | Soil Field Compaction | Consultancy Charges for testing of Soil at 4 different location as marked in drawing and as per direction of EIC. |  | 0 | 0 | Approved
Primarc Chambers | COMMON INFRASTRUCTURE | Consultancy Charges | OTHER CONSLUTANTS | WO/PCH/PC04/28 | OMEGALAB TESTING SERVICES PRIVATE LIMITED | Soil Standard Proctor Test | Consultancy Charges for Soil Standard Proctor Test for 4 Locations as marked in drawing and as per direction of EIC. | Nos | 1 | 1500 | Approved
Primarc Chambers | COMMON INFRASTRUCTURE | Consultancy Charges | OTHER CONSLUTANTS | WO/PCH/PC04/28 | OMEGALAB TESTING SERVICES PRIVATE LIMITED | Conveyance Charges | Conveyance Charges for Sample Collection from Site . | Trip | 1 | 1000 | Approved
Primarc Chambers | COMMON INFRASTRUCTURE | Consultancy Charges | OTHER CONSLUTANTS | WO/PCH/PC04/28 | OMEGALAB TESTING SERVICES PRIVATE LIMITED | Upto 6 Nos | Charges for testing of Soil Field Compaction (By Core Cutter Method; Up to 06 Nos.) for 4 Locations as marked in drawing and as per direction of EIC. | Nos | 6 | 800 | Approved
Primarc Chambers | COMMON INFRASTRUCTURE | Consultancy Charges | OTHER CONSLUTANTS | WO/PCH/PC04/28 | OMEGALAB TESTING SERVICES PRIVATE LIMITED | Extra Each Core | Charges for testing of Soil Field Compaction (By Core Cutter Method) as per direction of EIC (Extra Each Core) | Nos | 0 | 700 | Approved
The Ramdulari | OVERHEAD | In-house labour |  | WO/RP/RP04/13 | Balaji Enterprise | Unskilled labour - 04 June, 2024-30th Nov, 2024 | Charges of Unskilled labour for misc work as per direction of EIC. Time Period: , Aug'24 to Nov'24 |  | 0 | 0 | Amended & Approved
The Ramdulari | OVERHEAD | In-house labour |  | WO/RP/RP04/13 | Balaji Enterprise | Unskilled labour | Charges of Unskilled Labour for misc work at Site as per requirement & direction of EIC. Daily Time Schedule-6AM-6PM(12Hrs) 10:15 hours working time & 1hr 45mins of break time (Breakfast- 8AM-8.45AM & Lunch-1PM-2PM) | Nos | 425 | 465 | Approved
The Ramdulari | OVERHEAD | In-house labour |  | WO/RP/RP04/13 | Balaji Enterprise | loading - unloading | Charges for loading - unloading, transportation, hire charges for machinery work as per direction of Engineer-in-Charge. | Nos | 425 | 18.6 | Approved
AARANYA | COMMON INFRASTRUCTURE | Land Development | Pond Development |  |  | Hire Charges of 10HP Pump | Hire Charges of 2nos 10HP pump 6" Outlet with Suction line as per BOQ and direction of EIC. Time Period 17th July 2024 to 15th Aug 2024 .(Rate is Rs.900 Per Day i.e 2x30x900=54000) | Nos |  |  | Approved
AARANYA | COMMON INFRASTRUCTURE | Land Development | Pond Development | WO/PKB/PKB2/11 | SARDAR PUMP SUPPLIER | Hire Charges of 10HP Pump | Hire Charges of 2nos Dewatering 10HP pump ,6" Outlet with Suction line as per BOQ and direction of EIC. Time Period 17th July 2024 to 15th Aug 2024 .(Fuel will be supplied by client) | Days | 60 | 900 | Approved
The Ramdulari | BLOCK | Fire Fighting |  | WO/RP/RP02/42 | Balajee Fire | PANELS AND ASSOCIATED EQUIPMENTS | PANELS AND ASSOCIATED EQUIPMENTS |  | 0 | 0 | Approved
The Ramdulari | BLOCK | Fire Fighting |  | WO/RP/RP02/42 | Balajee Fire | DETECTORS AND OTHER DEVICES | DETECTORS AND OTHER DEVICES |  | 0 | 0 | Approved
The Ramdulari | BLOCK | Fire Fighting |  | WO/RP/RP02/42 | Balajee Fire | FIRE RELAY MODULES : Installing, testing and commissioning of addressable and automatic commandable Relay modules for: | FIRE RELAY MODULES : Installing, testing and commissioning of addressable and automatic commandable Relay modules for: |  | 0 | 0 | Approved
The Ramdulari | BLOCK | Fire Fighting |  | WO/RP/RP02/42 | Balajee Fire | CABLING AND CONDUIT WORK | CABLING AND CONDUIT WORK |  | 0 | 0 | Approved
The Ramdulari | BLOCK | Fire Fighting |  | WO/RP/RP02/42 | Balajee Fire | PA SYSTEM AND ASSOCIATED EQUIPMENTS | PA SYSTEM AND ASSOCIATED EQUIPMENTS |  | 0 | 0 | Approved
The Ramdulari | BLOCK | Fire Fighting |  | WO/RP/RP02/42 | Balajee Fire | CABLING AND CONDUIT WORK (For PA System) | CABLING AND CONDUIT WORK (For PA System) |  | 0 | 0 | Approved
The Ramdulari | BLOCK | Fire Fighting |  | WO/RP/RP02/42 | Balajee Fire | TALKBACK SYSTEM AND ASSOCIATED EQUIPMENTS | TALKBACK SYSTEM AND ASSOCIATED EQUIPMENTS |  | 0 | 0 | Approved
The Ramdulari | BLOCK | Fire Fighting |  | WO/RP/RP02/42 | Balajee Fire | Microprocessor based(Analogue addressable type, BMS Compatible, Networkable) intelligent and electronically addressable, modular, expandable, networkable, loops | Installting, testing and commissioning of Microprocessor based(Analogue addressable type, BMS Compatible, Networkable) intelligent and electronically addressable, modular, expandable, networkable, loops as given below (each loop consist of 99 detector & 99 devices) Fire Alarm Control Panel with minimum 6 inch/ 640 character LCD display, multiple access levels, event history file in non-volatile memory (EEPROM). The panel shall support programmable relays controlled by powerful Boolean logic equation. The panel shall have 240 volts AC power supply, automatic battery charger, 24 volts, sealed lead acid maintenance free batteries sufficient for 24 hours normal working and then be capable of operating the system for 60 minutes during emergency condition.4 Loop (each loop consist of 99 detector & 99 devices) | Set | 1 | 9500 | Approved
The Ramdulari | BLOCK | Fire Fighting |  | WO/RP/RP02/42 | Balajee Fire | DESKTOP COMPUTER | Installting, testing and commissioning of DESKTOP COMPUTER complete with Printer & all other peripherial. (Hardware, Software, Dongle) as per specification/drawing and direction of Engineer-in-charge | Set | 1 | 2000 | Approved
The Ramdulari | BLOCK | Fire Fighting |  | WO/RP/RP02/42 | Balajee Fire | Repeator panel with minimum 6 inch/ 640 character LCD Display | Installing, testing and commissioning of Repeator panel with minimum 6 inch/ 640 character LCD Display complete with accessories as required. | Set | 1 | 4750 | Approved
The Ramdulari | BLOCK | Fire Fighting |  | WO/RP/RP02/42 | Balajee Fire | Net Working Card complete with all accessories. | Installing, testing and commissioning of Net Working Card complete with all accessories. | Nos. | 0 | 4275 | Approved
The Ramdulari | BLOCK | Fire Fighting |  | WO/RP/RP02/42 | Balajee Fire | ANALOGUE ADDRESSABLE MULTICRITERIA DETECTOR | Installing, testing and commissioning of ANALOGUE ADDRESSABLE MULTICRITERIA DETECTOR (Heat cum Smoke - optical type) (Photo Electric) | Nos. | 527 | 356.25 | Approved
The Ramdulari | BLOCK | Fire Fighting |  | WO/RP/RP02/42 | Balajee Fire | ANALOGUE ADDRESSABLE MULTICRITERIA DETECTOR | Installing, testing and commissioning of ANALOGUE ADDRESSABLE SMOKE DETECTOR ( Smoke - optical type) | Nos. | 27 | 356.25 | Approved
The Ramdulari | BLOCK | Fire Fighting |  | WO/RP/RP02/42 | Balajee Fire | ANALOGUE ADDRESSABLE HEAT DETECTOR WITH SOUNDER BASE | Installing, testing and commissioning of ANALOGUE ADDRESSABLE HEAT DETECTOR WITH SOUNDER BASE (Rate of rise cum Fixed temperature type | Nos. | 26 | 356.25 | Approved
The Ramdulari | BLOCK | Fire Fighting |  | WO/RP/RP02/42 | Balajee Fire | ANALOGUE ADDRESSABLE MANUAL CALL POINT | Installing, testing & commissioning of ANALOGUE ADDRESSABLE MANUAL CALL POINT | Nos. | 56 | 356.25 | Approved
The Ramdulari | BLOCK | Fire Fighting |  | WO/RP/RP02/42 | Balajee Fire | ISOLATOR Module | Installing, testing & commissioning of ISOLATOR Module | Nos. | 47 | 356.25 | Approved
The Ramdulari | BLOCK | Fire Fighting |  | WO/RP/RP02/42 | Balajee Fire | ANALOGUE ADDRESSABLE CONTROL MODULE | Installing, testing & commissioning of ANALOGUE ADDRESSABLE CONTROL MODULE (For Hooter if conventional) | Nos. | 52 | 356.25 | Approved
The Ramdulari | BLOCK | Fire Fighting |  | WO/RP/RP02/42 | Balajee Fire | ANALOGUE ADDRESSABLE MONITOR MODULE (Analogue addressable type) | Installing, testing & commissioning of ANALOGUE ADDRESSABLE MONITOR MODULE (Analogue addressable type) | Nos. | 59 | 356.25 | Approved
The Ramdulari | BLOCK | Fire Fighting |  | WO/RP/RP02/42 | Balajee Fire | ANALOGUE ADDRESSABLE CEILING / WALL MOUNTED ANALOGUE ADDRESSABLE HORN cum STROBE complete. | Installing, testing & commissioning of ANALOGUE ADDRESSABLE CEILING / WALL MOUNTED ANALOGUE ADDRESSABLE HORN cum STROBE complete. | Nos. | 57 | 356.25 | Approved
The Ramdulari | BLOCK | Fire Fighting |  | WO/RP/RP02/42 | Balajee Fire | Sending starting signal to lift Lobby fire Damper & lift Lobby | Sending starting signal to lift Lobby fire Damper & lift Lobby | Nos. | 28 | 475 | Approved
The Ramdulari | BLOCK | Fire Fighting |  | WO/RP/RP02/42 | Balajee Fire | Sending starting signal to office floor Pressurization fans (One for each fan) | Sending starting signal to office floor Pressurization fans (One for each fan) | Nos. | 5 | 475 | Approved
The Ramdulari | BLOCK | Fire Fighting |  | WO/RP/RP02/42 | Balajee Fire | 8db-90db Wall Mounted Speakers | 8db-90db Wall Mounted Speakers as specified & same make as of FDA panel for Voice communication. Speakers shall be 2 Watt with multi taps of 0.25W, 0.5W, 1W and 2W (For Inside the Flat) intregated with FDA System. | Nos. | 24 | 475 | Approved
The Ramdulari | BLOCK | Fire Fighting |  | WO/RP/RP02/42 | Balajee Fire | FRLS ARMOURED CABLING complete with lugs, laying inside conduits and termination of both ends. a) 2C x 1.5 mm2 MULTI STAND XLPE FRLS (ARMOURED CABLE) FOR LOOP & POWER | Installation, testing & commissioning for FRLS ARMOURED CABLING complete with lugs, laying inside conduits and termination of both ends. a) 2C x 1.5 mm2 MULTI STAND XLPE FRLS (ARMOURED CABLE) FOR LOOP & POWER as per specification/drawing and direction of Engineer-in-charge. (ONLY CABLE SUPPLY BY CLINT.) | Mtrs. | 11000 | 42.75 | Approved
The Ramdulari | BLOCK | Fire Fighting |  | WO/RP/RP02/42 | Balajee Fire | FRLS ARMOURED CABLING complete with lugs, laying inside conduits and termination of both ends. b) 4C x 1.5 mm2 MULTI STAND XLPE FRLS ARMOURED CABLE | Installation, testing & commissioning for FRLS ARMOURED CABLING complete with lugs, laying inside conduits and termination of both ends. b) 4C x 1.5 mm2 MULTI STAND XLPE FRLS ARMOURED CABLE Buried Type as per specification/drawing and direction of Engineer-in-charge | Mtrs. | 250 | 47.5 | Approved
The Ramdulari | BLOCK | Fire Fighting |  | WO/RP/RP02/42 | Balajee Fire | PA CONSOLE | Supply,Installing, testing & commissioning of PA CONSOLE complete with Amplifier unit with selector switch for individual /all call, rectifier, 2 Nos. 42 Amp battery, battery charger & M.S. Battery box, UPS with necessary supporting frame work auxiliary contacts etc.as detailed in the detailed technical specification. Selection of watts of Amplifier shall be decided by Bidder with future provision. (For individual floor call as well as all call) as per drawing . | Nos. | 1 | 76000 | Approved
The Ramdulari | BLOCK | Fire Fighting |  | WO/RP/RP02/42 | Balajee Fire | 78db-90db Wall Mounted Speakers | Supply, installing, testing and commissioning of Fire panel supervised 78db-90db Wall Mounted Speakers as specified & same make as of panel. Speakers shall be 2 Watt with multi taps of 0.25W, 0.5W, 1W and 2W. | Nos. | 57 | 1615 | Approved
The Ramdulari | BLOCK | Fire Fighting |  | WO/RP/RP02/42 | Balajee Fire | FRLS ARMOURED CABLING complete with lugs, laying inside conduits and termination of both ends. a) 2C x 1.5 mm2 MULTI STAND XLPE FRLS (ARMOURED CABLE) FOR LOOP & POWER a | Installation, testing & commissioning for FRLS ARMOURED CABLING complete with lugs, laying inside conduits and termination of both ends. a) 2C x 1.5 mm2 MULTI STAND XLPE FRLS (ARMOURED CABLE) FOR LOOP & POWER as per specification/drawing and direction of Engineer-in-charge. (ONLY CABLE SUPPLY BY CLINT.) | Mtrs. | 1500 | 42.75 | Approved
The Ramdulari | BLOCK | Fire Fighting |  | WO/RP/RP02/42 | Balajee Fire | d) 10C x 1.5 mm2 MULTI STAND XLPE FRLS Armoured Cable (PA Console to JB) as per drawing and direction of Engineer-in-charge (ONLY CABLE SUPPLY BY CLINT.) | Installation, testing & commissioning for d) 10C x 1.5 mm2 MULTI STAND XLPE FRLS Armoured Cable (PA Console to JB) as per drawing and direction of Engineer-in-charge (ONLY CABLE SUPPLY BY CLINT.) | Mtrs. | 50 | 61.75 | Approved
The Ramdulari | BLOCK | Fire Fighting |  | WO/RP/RP02/42 | Balajee Fire | MASTER SET with mounting arrangement | Installing, testing & commissioning of MASTER SET with mounting arrangement as per specification/drawing. | Nos. | 1 | 76000 | Approved
The Ramdulari | BLOCK | Fire Fighting |  | WO/RP/RP02/42 | Balajee Fire | 2 way communication Fire Fighter's Handset | Installing, testing and commissioning of 2 way communication Fire Fighter's Handset | Nos. | 56 | 522.5 | Approved
The Ramdulari | BLOCK | Fire Fighting |  | WO/RP/RP02/42 | Balajee Fire | FRLS PVC conduit including bends, junction boxes, pull boxes, GI pull wire including necessary civil work | Providing and fixing in position of FRLS PVC conduit including bends, junction boxes, pull boxes, GI pull wire including necessary civil work such as chase cutting, chipping, making good for recessed conduiting or clamping on surface with saddles, clamps etc. for surface conduiting FLEXIBLE TELEPHONE CALE 2 Pair x 0.5 sq. mm (ONLY CABLE SUPPLY BY CLINT.) | Mtrs. | 1500 | 38 | Approved
Primarc Chambers | BLOCK | Water Proofing |  |  |  | Water proofing work near Security Cabin U.G.R area as per BOQ, drawing and direction of EIC. | Water proofing work near Security Cabin U.G.R area as per BOQ, drawing and direction of EIC. 1. Surface preparation : Charges towards cleaning the mother slab concrete surface with apply of grinding machine (if require),wire brush, water etc. to remove all loose dirt, dust, cement latience etc. up to satisfication level of site engineer / project in charge and sealing the cracks (if any) by polymer modified mortar enriched with Sika Latex Power etc., including necessary groove cutting along the construction joints, cleaning properly to remove all loose adhering particles, sealing & chamfering the same with fillet of mortar (Cement: sand – 1:4) admixed with Sika Latex Power and with necessary stagging all complete as per manufacturers specification & direction of EIC. 2. Coating Work : Charges towards providing & application of two coats of 2 Comp.Acrylic polymer modified waterproofing slurry coating Sikatop Seal-109 hi, (after application of 1st coat Sikatop Seal 109 hi laying of Fibre glass cloth while the coating is in green stage then application of 2nd coat shall be applied ) as per manufacturer's specification and direction of EIC. After 24 hrs of coating , the same shall be cured for 3-4 days by sprinkling water on it. 3. Protective Plastering work : Charges towards providing 8-10mm avg. thick cement Plaster (1:4) admixed with polymer based waterproofing admixture admixed with integral waterproofing compound Sika Plastocrete Plus @ 0.2% by wt. of cement, as per manufacturers specification and direction of EIC. All work to be done as per attached Method Statement – Roof Treatment with SikaTop®Seal 109hi (Attached) 4. Neat Cement Punning: All charges for laying 4 mm thick neat cement (cement consumption not more than 2.75 Kg/Sqm) inside surface on protective finish plaster with curing including tools tackles and with necessary stagging all complete as per direction of EIC 5. Curing Complete. (Only Cement & Sand will be supplied by Client, subjected to reconciliation) | Sq.Ft. |  |  | Approved
Primarc Chambers | OVERHEAD | Hire Charges |  | WO/PCH/PC05/24 | Arati Constructions | Hire charges for JCB | Hire charges for JCB for miscellaneous work for site progress (including driver & Fuel charge) as per direction of Engineer-in-Charge. (Time Period: 5th June 2024 to 31st July 2024 as per JCB usage report ) | hrs. | 41.42 | 800 | Approved
The Ramdulari | BLOCK | Water Proofing |  | WO/RP/RP02/43 | AKJ Engineers Pvt. Ltd. | Water proofing work at Planter area | Water proofing work at Planter area as per BOQ, drawing and direction of EIC. |  | 0 | 0 | Approved
The Ramdulari | BLOCK | Water Proofing |  | WO/RP/RP02/43 | AKJ Engineers Pvt. Ltd. | Preparation of structural concrete | Preparation of structural concrete surface by manual means with chisel, hammers, wire & normal brushes, to clean & remove all loose cementitious slurry, small concrete lumps, oil/grease etc complete at all level. Ponding of water to find out any cracks & related leakages in concrete, must be done before starting the job. | Sq.Mtr. | 1313 | 50 | Approved
The Ramdulari | BLOCK | Water Proofing |  | WO/RP/RP02/43 | AKJ Engineers Pvt. Ltd. | Repairing cracks, construction joints & Junction by cutting & making 'V' groove of dimension 15x15 mm | Repairing cracks, construction joints & Junction of vertical-Horizontal surface by cutting & making 'V' groove of dimension 15x15 mm by manual means, cleaning the same, filling them with polymer modified mortar made with Cement : Sand ratio (1:3) admixed with polymer compound @ 6% by weight of cement including making chamfer - Halor at the junction of Horizontal-vertical surface. Cement will be supplied by Client. | Sq.Mtr. | 1313 | 50 | Approved
The Ramdulari | BLOCK | Water Proofing |  | WO/RP/RP02/43 | AKJ Engineers Pvt. Ltd. | PipePipe Penetration area treatment | Pipe penetration point treatment: Preparing the junction of core & Pvc/GI/MS pipe by chipping & cleaning the joints, remove the excess concrete, loose & flaky particles, applying a coat of SBR based polymer additive product to enhance adhesion between the packing material and other surfaces and Packing the gap using non-shrink cement polymer based grout upto the surface of the bore is in tacky state and then sealing with epoxy/polyester sealant. | Nos | 100 | 350 | Approved
The Ramdulari | BLOCK | Water Proofing |  | WO/RP/RP02/43 | AKJ Engineers Pvt. Ltd. | Injecting Cementitious grout admixed with non-shrink compound | Injecting high strength free flow Cementitious grout admixed with non-shrink compound as per manufacturer's specifications after fixing 12-15mm dia pvc or GI nozzles @ 750mm c/c at all the construction joints and cracks, removing the nozzles after curing for at least 03 days & close the positions of nozzles with polymer modified mortar etc complete as per requirement only. Cement will be supplied by Client. | Nos | 0 | 225 | Approved
SOUTHWINDS PROJECT LLP (PHASE - III & IV) | FINISHING PHASE - IV | Grill / Steel Work |  | WO/SP34/FW4/14 | ADA-METCON | Block - 13 Duplex (Pergola & Stair Railing) | Providing and Fixing of M.S work- Duplex stair Railing and Pergola etc. at Bl-13 (Duplex) as per B.O.Q & direction of EIC |  | 0 | 0 | Approved
SOUTHWINDS PROJECT LLP (PHASE - III & IV) | FINISHING PHASE - IV | Grill / Steel Work |  | WO/SP34/FW4/14 | ADA-METCON | Fabrication & erection of Pergola (Location:-Duplex) | Fabrication & erection of Pergola (Location:-Duplex) made with 80x40 RHS in both direction(long & short) and in post as per drawing, insert plate fixing, lugs all complete, including cost of one coat of Epoxy based primer, transportation and loading-unloading at roof floor level as per drawing and direction of Engineer-in-Charge. | Kgs | 906.433 | 114 | Approved
SOUTHWINDS PROJECT LLP (PHASE - III & IV) | FINISHING PHASE - IV | Grill / Steel Work |  | WO/SP34/FW4/14 | ADA-METCON | Stair Railing (Location:-Duplex) | Providing and Fixing of Stair Railing (Location:-Duplex) made with 50x25 mm RHS MS pipe as handrail , 12 mm Sq. Bar as horizontal two layer elevation at top & bottom also in the case of close framing at flights, 32x6 Flat at middle layer of horizontal elevation, 25 X 25 X 2.6 mm SHS as vertical post inserted in 50x50x75 deep pocket as per drawing, MS/SS cap at the bottom section of vertical member with all complete and including cost of one coat of Red Oxide Primar, Transportation, loading-unloading, Shifting & erection at all levels as per drawing and direction of Engineer-in-Charge. | Kgs | 734.19 | 109 | Approved
The Ramdulari | BLOCK | Water Proofing |  | WO/RP/RP02/43 | AKJ Engineers Pvt. Ltd. | Charges towards sealing the cracks | Charges towards sealing the cracks with low viscous semi elastic epoxy resin, Sikadur 20 Crackseal (1 NOS = 140 ML) and patching the surface with Sikadur 20 crackseal mixed with cement as filler, as per the manufacturers specification and as per direction of EIC | Nos | 20 | 400 | Approved
The Ramdulari | BLOCK | Water Proofing |  | WO/RP/RP02/43 | AKJ Engineers Pvt. Ltd. | Water Proofing Treatment | Application of Water Proofing Treatment over the duly prepared surface with 3 coats of single component cold applied Pure polyurethane resin based ( free from bitumen ) liquid flashing system, over 01 coat of suitable MIEP primer by means of brush or spray to form a total system thickness of Min 1.5 mm according to manufacturer's specification & supervision. The polyurethane membrane should conform to a Min tensile strength of 2- 4 MPa & elongation of 400% as per ASTM D 412. One coat of Epoxy prymer & quartz sand (Zone-II grade) will be sprinkled after application of final layer to make the treated surface rough to accepted next protective or decorative layers. Coating will be terminated at OR more than 300 mm height of vertical surface of wall. | Sq.Mtr. | 1313 | 740 | Approved
The Ramdulari | BLOCK | Water Proofing |  | WO/RP/RP02/43 | AKJ Engineers Pvt. Ltd. | Providing and laying a 120 gsm geotextile | Providing and laying a 120 gsm geotextile on the cured membrane with an overlap of 75 mm of geotextile membranes (At Horizontal water proofed surface) | Sq.Mtr. | 0 | 70 | Approved
The Ramdulari | BLOCK | Water Proofing |  | WO/RP/RP02/43 | AKJ Engineers Pvt. Ltd. | As a protective layer, 50-60mm avg | As a protective layer, 50-60mm avg thick screed (1:2:4) on floors, over a bonding coat of epoxy and quartz sand mixed with polymer or integral water proofing compound @ 2% weight of cement including necessary tools & tackles, all related materials, scaffolding, curing, cleaning etc complete as directed by EIC. Thickness of the concrete will depend up on the availability of embeded pipes . (Cement , Sand & Aggregates will be supplied by Client.) | Sq.Mtr. | 268 | 225 | Approved
The Ramdulari | BLOCK | Water Proofing |  | WO/RP/RP02/43 | AKJ Engineers Pvt. Ltd. | The vertical & horizontal coated surface will be protected with 12-15mm thick | The vertical & horizontal coated surface will be protected with 12-15mm thick Cement:Sand Plaster (1:4) on walls surfaces over a bonding coat of epoxy and quartz sand mixed with polymer or integral water proofing compound @ 2% of weight of cement including necessary tools & tackles, all related materials, scaffolding, curing, cleaning etc complete as directed by EIC. Cement will be supplied by Client. (Cmenet & Sand Supplied by client) | Sq.Mtr. | 1313 | 120 | Approved
The Ramdulari | BLOCK | Water Proofing |  | WO/RP/RP02/43 | AKJ Engineers Pvt. Ltd. | Water proofing work at Roof & Hardscaped Deck Area | Water proofing work at Roof & Hardscaped Deck Area as per BOQ, drawing and direction of EIC. |  | 0 | 0 | Approved
The Ramdulari | BLOCK | Water Proofing |  | WO/RP/RP02/43 | AKJ Engineers Pvt. Ltd. | Surface Preparation | Preparation of structural concrete surface by manual means with chisel, hammers, wire & normal brushes, to clean & remove all loose cementitious slurry, small concrete lumps, oil/grease etc complete at all level. Ponding of water to find out any cracks & related leakages in concrete, must be done before starting the job. | Sq.Mtr. | 571 | 50 | Approved
The Ramdulari | BLOCK | Water Proofing |  | WO/RP/RP02/43 | AKJ Engineers Pvt. Ltd. | Repairing cracks, construction joints & Junction by cutting & making 'V' groove of dimension 15x15 mm | Repairing cracks, construction joints & Junction of vertical-Horizontal surface by cutting & making 'V' groove of dimension 15x15 mm by manual means, cleaning the same, filling them with polymer modified mortar made with Cement : Sand ratio (1:3) admixed with polymer compound @ 6% by weight of cement including making chamfer - Halor at the junction of Horizontal-vertical surface. Cement will be supplied by client. | Sq.Mtr. | 571 | 50 | Approved
The Ramdulari | BLOCK | Water Proofing |  | WO/RP/RP02/43 | AKJ Engineers Pvt. Ltd. | Injecting high strength free flow Cementitious grout | Injecting high strength free flow Cementitious grout admixed with non-shrink compound as per manufacturer's specifications after fixing 12-15mm dia pvc or GI nozzles @ 750mm c/c at all the construction joints and cracks, removing the nozzles after curing for at least 03 days & close the positions of nozzles with polymer modified mortar etc complete as per requirement only. Cement will be supplied by Client. | Nos | 0 | 225 | Approved
The Ramdulari | BLOCK | Water Proofing |  | WO/RP/RP02/43 | AKJ Engineers Pvt. Ltd. | Charges towards sealing the cracks | Charges towards sealing the cracks with low viscous semi elastic epoxy resin, Sikadur 20 Crackseal (1 NOS = 140 ML) and patching the surface with Sikadur 20 crackseal mixed with cement as filler, as per the manufacturers specification and as per direction of EIC | Nos | 10 | 400 | Approved
The Ramdulari | BLOCK | Water Proofing |  | WO/RP/RP02/43 | AKJ Engineers Pvt. Ltd. | Water Proofing | Application of Water Proofing Treatment over the duly prepared surface with 02 component spray applied Polyurea, 100% soild (VOC Free), fexible, rapid curing system, over 01 coat of approved Primer to form a total system thickness of Min 1.5 mm according to manufacturer's specification & supervision. The polyurea membrane should conform to a Min tensile strength of 15 MPa & elongation of more than 400% as per ASTM D 412, Adhesion to concrete minimum 02 Mpa & resistant to roof penetration. One coat of Epoxy Primer as bond coat & quartz sand need to be applied over the treated surface to accepted next protective or decorative layers over the same. Coating will be terminated at or more than 300 mm height of vertical surface of wall after making a groove in wall & same shall be filled with Polymer modified Material. | Sq.Mtr. | 571 | 1500 | Approved
The Ramdulari | BLOCK | Water Proofing |  | WO/RP/RP02/43 | AKJ Engineers Pvt. Ltd. | As a protective layer, 80-90mm avg thick screed (1:2:4) on floors, | As a protective layer, 80-90mm avg thick screed (1:2:4) on floors, mixed with polymer or integral water proofing compound @ 2% weight of cement including necessary tools & tackles, all related materials, scaffolding, curing, cleaning etc complete as directed by EIC. Thickness of the concrete will depend up on the span of treated area. Semi - Green stage saw cutting will be done in panels (2.5 mt X 2.5mt) in a groove of 6 mm (width) X 25 mm (depth) using mechanical cutter & will be filled using polysulphide sealant.(Cement , Sand & Aggregates will be supplied by Client.) | Sq.Mtr. | 0 | 275 | Approved
The Ramdulari | BLOCK | Water Proofing |  | WO/RP/RP02/43 | AKJ Engineers Pvt. Ltd. | The vertical coated surface will be protected with 12-15mm | The vertical coated surface will be protected with 12-15mm thick Cement:Sand Plaster (1:4) on walls surfaces mixed with polymer or integral water proofing compound @ 2% of weight of cement including necessary tools & tackles, all related materials, scaffolding, curing, cleaning etc complete as directed by EIC. Cement will be supplied by Client.(Cmenet & Sand Supplied by client) | Sq.Mtr. | 571 | 120 | Approved
The Ramdulari | BLOCK | Water Proofing |  | WO/RP/RP02/43 | AKJ Engineers Pvt. Ltd. | Water proofing work at Swimming Pool,Mumty & FRPS | Water proofing work at Swimming Pool,Mumty & FRPS as per BOQ, drawing and direction of EIC. |  | 0 | 0 | Amended & Approved
The Ramdulari | BLOCK | Water Proofing |  | WO/RP/RP02/43 | AKJ Engineers Pvt. Ltd. | Water Proofing | Water proofing work at Swimming Pool,Mumty & FRPS :- 1.Preparation of structural concrete surface by manual means with chisel, hammers, wire & normal brushes, to clean & remove all loose cementitious slurry, small concrete lumps, oil/grease etc complete at all level. Ponding of water to find out any cracks & related leakages in concrete, must be done before starting the job. 2.Repairing cracks, construction joints & Junction of vertical-Horizontal surface by cutting & making 'V' groove of dimension 15x15 mm by manual means, cleaning the same, filling them with polymer modified mortar made with Cement : Sand ratio (1:3) admixed with polymer compound @ 6% by weight of cement including making chamfer - Halor at the junction of Horizontal-vertical surface. Cement will be supplied by client. 3.Application of Water Proofing Treatment over the duly prepared surface with 02 component Polymer modified elastomeric membrane system, to be applied with brush in 02 coats & placing of Glass Fibre Fabric in between to form a total system thickness of Min 1.0-1.2 mm according to manufacturer's specification & supervision. The membrane should conform to a Min tensile strength of 2 MPa as per ASTM D 638. The coating will be continued till the bottom of top slab. Sprinkle fine aggregate immediately after the application of second/Final coat. The system need to be cured as per recomendation of the manufacturer. | Sq.Mtr. | 599 | 500 | Approved
The Ramdulari | BLOCK | Water Proofing |  | WO/RP/RP02/43 | AKJ Engineers Pvt. Ltd. | Water proofing work at Toilet, Terrace, Balcony & Lift PIT Area | Water proofing work at Toilet, Terrace, Balcony & Lift PIT Area as per BOQ, drawing and direction of EIC. |  | 0 | 0 | Amended & Approved
The Ramdulari | BLOCK | Water Proofing |  | WO/RP/RP02/43 | AKJ Engineers Pvt. Ltd. | Water Proofing with Sika 109HI | Water proofing work at Toilet, Terrace, Balcony & Lift PIT Area :- 1.Preparation of structural concrete surface by manual means with chisel, hammers, wire & normal brushes, to clean & remove all loose cementitious slurry, small concrete lumps, oil/grease etc complete at all level. Ponding of water to find out any cracks & related leakages in concrete, must be done before starting the job. 2.Repairing cracks, construction joints & Junction of vertical-Horizontal surface by cutting & making 'V' groove of dimension 15x15 mm by manual means, cleaning the same, filling them with polymer modified mortar made with Cement : Sand ratio (1:3) admixed with polymer compound @ 6% by weight of cement including making chamfer - Halor at the junction of Horizontal-vertical surface. Cement will be supplied by Client. 3.Application of Water Proofing Treatment over the duly prepared surface with 02 component Elastomeric cementitious waterproof coating system, to be applied with brush in 02 coats to form a total system thickness of Min 1.0 mm according to manufacturer's specification & supervision. The system will be extended up to minimum 300mm hight on vertical surface. Sprinkle fine aggregate immediately after the application of second coat. Cure the entire system water proofing for minimum 3 days as per normal curing practice. 4.The horizontal-vertical coated surface will be protected with 12-15mm thick Cement:Sand Plaster (1:4) on walls surfaces mixed with polymer or integral water proofing compound @ 2% of weight of cement including necessary tools & tackles, all related materials, scaffolding, curing, cleaning etc complete as directed by EIC. Cement & Sand will be supplied by Client. | Sq.Mtr. | 2964 | 603 | Approved
The Ramdulari | BLOCK | Water Proofing |  | WO/RP/RP02/43 | AKJ Engineers Pvt. Ltd. | Pipe Preparaion | Pipe penetration point treatment: Preparing the junction of core & Pvc/GI/MS pipe by chipping & cleaning the joints, remove the excess concrete, loose & flaky particles, applying a coat of SBR based polymer additive product to enhance adhesion between the packing material and other surfaces and Packing the gap using non-shrink cement polymer based grout upto the surface of the bore is in tacky state and then sealing with epoxy/polyester sealant. | Nos | 486 | 350 | Approved
The Ramdulari | BLOCK | Water Proofing |  | WO/RP/RP02/43 | AKJ Engineers Pvt. Ltd. | Injecting high strength free flow Cementitious grout | Injecting high strength free flow Cementitious grout admixed with non-shrink compound as per manufacturer's specifications after fixing 12-15mm dia pvc or GI nozzles @ 750mm c/c at all the construction joints and cracks, removing the nozzles after curing for at least 03 days & close the positions of nozzles with polymer modified mortar etc complete as per requirement only. Cement will be supplied by client. | Nos | 0 | 225 | Approved
The Ramdulari | BLOCK | Water Proofing |  | WO/RP/RP02/43 | AKJ Engineers Pvt. Ltd. | Charges towards sealing the cracks | Charges towards sealing the cracks with low viscous semi elastic epoxy resin, Sikadur 20 Crackseal (1 NOS = 140 ML) and patching the surface with Sikadur 20 crackseal mixed with cement as filler, as per the manufacturers specification and as per direction of EIC | Nos | 26 | 400 | Approved
The Ramdulari | BLOCK | Water Proofing |  | WO/RP/RP02/43 | AKJ Engineers Pvt. Ltd. | Water proofing work at Kitchen Area | Water proofing work at Kitchen Area as per BOQ, drawing and direction of EIC. |  | 0 | 0 | Amended & Approved
The Ramdulari | BLOCK | Water Proofing |  | WO/RP/RP02/43 | AKJ Engineers Pvt. Ltd. | Pipe Preparation | Pipe penetration point treatment: Preparing the junction of core & Pvc/GI/MS pipe by chipping & cleaning the joints, remove the excess concrete, loose & flaky particles, applying a coat of SBR based polymer additive product to enhance adhesion between the packing material and other surfaces and Packing the gap using non-shrink cement polymer based grout upto the surface of the bore is in tacky state and then sealing with epoxy/polyester sealant. | Nos | 25 | 350 | Approved
The Ramdulari | BLOCK | Water Proofing |  | WO/RP/RP02/43 | AKJ Engineers Pvt. Ltd. | Water proofing work at Overhead Reservoir,U.G Fire Tank,Raw Water Tank & RWHT | Water proofing work at Overhead Reservoir,U.G Fire Tank,Raw Water Tank & RWHT as per BOQ, drawing and direction of EIC. |  | 0 | 0 | Approved
The Ramdulari | BLOCK | Water Proofing |  | WO/RP/RP02/43 | AKJ Engineers Pvt. Ltd. | Water Proofing | Water proofing work at Overhead Reservoir,U.G Fire Tank,Raw Water Tank & RWHT:- 1.Preparation of structural concrete surface by manual means with chisel, hammers, wire & normal brushes, to clean & remove all loose cementitious slurry, small concrete lumps, oil/grease etc complete at all level. Ponding of water to find out any cracks & related leakages in concrete, must be done before starting the job. 2.Repairing cracks, construction joints & Junction of vertical-Horizontal surface by cutting & making 'V' groove of dimension 15x15 mm by manual means, cleaning the same, filling them with polymer modified mortar made with Cement : Sand ratio (1:3) admixed with polymer compound @ 6% by weight of cement including making chamfer - Halor at the junction of Horizontal-vertical surface. Cement will be supplied by client. 3.Application of Water Proofing Treatment over the duly prepared surface with 02 component Polymer modified elastomeric membrane system, to be applied with brush in 02-03 coats to form a total system thickness of Min 1.0-1.2 mm according to manufacturer's specification & supervision. The membrane should conform to a Min tensile strength of 2 MPa as per ASTM D 638. The coating will be continued till the bottom of top slab. Sprinkle fine aggregate immediately after the application of second/Final coat. The system need to be cured as per recomendation of the manufacturer. 4.The horizontal-vertical coated surface will be protected with 12-15mm thick Cement:Sand Plaster (1:4) on walls surfaces mixed with polymer or integral water proofing compound @ 2% of weight of cement including necessary tools & tackles, all related materials, scaffolding, curing, cleaning etc complete as directed by EIC. Cement will be supplied by client. | Sq.Mtr. | 522 | 603 | Approved
The Ramdulari | BLOCK | Water Proofing |  | WO/RP/RP02/43 | AKJ Engineers Pvt. Ltd. | Injecting high strength free flow Cementitious grou | Injecting high strength free flow Cementitious grout admixed with non-shrink compound as per manufacturer's specifications after fixing 12-15mm dia pvc or GI nozzles @ 750mm c/c at all the construction joints and cracks, removing the nozzles after curing for at least 03 days & close the positions of nozzles with polymer modified mortar etc complete as per requirement only. Cement will be supplied by Client. | Nos | 650 | 225 | Approved
The Ramdulari | BLOCK | Water Proofing |  | WO/RP/RP02/43 | AKJ Engineers Pvt. Ltd. | Pipe penetration | Pipe penetration point treatment: Preparing the junction of core & Pvc/GI/MS pipe by chipping & cleaning the joints, remove the excess concrete, loose & flaky particles, applying a coat of SBR based polymer additive product to enhance adhesion between the packing material and other surfaces and Packing the gap using non-shrink cement polymer based grout upto the surface of the bore is in tacky state and then sealing with epoxy/polyester sealant. | Nos | 30 | 350 | Approved
The Ramdulari | BLOCK | Water Proofing |  | WO/RP/RP02/43 | AKJ Engineers Pvt. Ltd. | As a protective layer, 50-60mm avg thick screed | As a protective layer, 50-60mm avg thick screed (1:2:4) on floors, mixed with polymer or integral water proofing compound @ 2% weight of cement including necessary tools & tackles, all related materials, scaffolding, curing, cleaning etc complete as directed by EIC. Thickness of the concrete will depend up on the span of treated area. Cement will be supplied by Client. | Sq.Mtr. | 128 | 225 | Approved
The Ramdulari | BLOCK | Water Proofing |  | WO/RP/RP02/43 | AKJ Engineers Pvt. Ltd. | Food Grade Epoxy Resin | As a special treatment/protection over the above treatment, 02 coats of Food Grade Epoxy Resin based products is required to be applied as per manufacturer's specification & supervision. (Within the Reservoir wall surface only) | Sq.Mtr. | 522 | 375 | Approved
AARANYA | COMMON INFRASTRUCTURE | Consultancy Charges | OTHER CONSLUTANTS | WO/PKB/PKB2/12 | Centre For Sustainable Development | Consultancy charges of Environmental Clearance services | Consultancy charges of Environmental Clearance services for residential Project at Kasba location. | Lump Sum | 1 | 1100000 | Approved
The Ramdulari | BLOCK | Water Proofing |  | WO/RP/RP02/43 | AKJ Engineers Pvt. Ltd. | Protective Plaster | The vertical coated surface will be protected with 12-15mm thick Cement:Sand Plaster (1:4) on walls surfaces mixed with polymer or integral water proofing compound @ 2% of weight of cement including necessary tools & tackles, all related materials, scaffolding, curing, cleaning etc complete as directed by EIC. Cement will be supplied by Client. | Sq.Mtr. | 599 | 120 | Approved
The Ramdulari | BLOCK | Water Proofing |  | WO/RP/RP02/43 | AKJ Engineers Pvt. Ltd. | Injecting high strength free flow Cementitious grout | Injecting high strength free flow Cementitious grout admixed with non-shrink compound as per manufacturer's specifications after fixing 12-15mm dia pvc or GI nozzles @ 750mm c/c at all the construction joints and cracks, removing the nozzles after curing for at least 03 days & close the positions of nozzles with polymer modified mortar etc complete as per requirement only. Cement will be supplied by Client. | Nos | 0 | 225 | Approved
The Ramdulari | BLOCK | Water Proofing |  | WO/RP/RP02/43 | AKJ Engineers Pvt. Ltd. | Charges towards sealing the cracks | Charges towards sealing the cracks with low viscous semi elastic epoxy resin, Sikadur 20 Crackseal (1 NOS = 140 ML) and patching the surface with Sikadur 20 crackseal mixed with cement as filler, as per the manufacturers specification and as per direction of EIC | Nos | 9 | 400 | Approved
The Ramdulari | BLOCK | Water Proofing |  | WO/RP/RP02/43 | AKJ Engineers Pvt. Ltd. | As a protective layer, 50-60mm avg thick screed | As a protective layer, 50-60mm avg thick screed (1:2:4) on floors, mixed with polymer or integral water proofing compound @ 2% weight of cement including necessary tools & tackles, all related materials, scaffolding, curing, cleaning etc complete as directed by EIC. Thickness of the concrete will depend up on the span of treated area. Semi - Green stage saw cutting will be done in panels (2.5 mt X 2.5mt) in a groove of 6 mm (width) X 25 mm (depth) using mechanical cutter & will be filled using polysulphide sealant. Cement will be supplied by Client. | Sq.Mtr. | 327 | 225 | Approved
Primarc Aadvika | COMMON INFRASTRUCTURE | Consultancy Charges | OTHER CONSLUTANTS | WO/HW1/PHW2/6 | Centre For Sustainable Development | Consultancy charges of Environmental Clearance services | Consultancy charges of Environmental Clearance services for residential Project at Howrah location | Lump Sum | 1 | 900000 | Approved
SOUTHWINDS PROJECT LLP (PHASE - III & IV) | COMMON INFRASTRUCTURE - PHASE III & IV | Consultancy Charges | OTHER CONSLUTANTS | WO/SP34/CI34/62 | Shyam Enviro Consultant | Compliance Report | Consultancy Charges for Half-yearly compliance report preparation and submission to IRO, MoEF&CC, SEIAA and SEAC, Kolkata, along with baseline monitoring for the period of April' 2024 to September' 2024 | Set | 1 | 105000 | Approved
SOUTHWINDS PROJECT LLP (PHASE - III & IV) | BLOCK PHASE - IV | Water Proofing |  | WO/SP34/BP4/18 | PRERONA CONSTRUCTION | Water Proofing work at Planter Area | Water Proofing work at Planter Area as per BOQ, drawing and direction of EIC. |  | 0 | 0 | Amended & Approved
SOUTHWINDS PROJECT LLP (PHASE - III & IV) | BLOCK PHASE - IV | Water Proofing |  | WO/SP34/BP4/18 | PRERONA CONSTRUCTION | Preparation of structural concrete | Preparation of structural concrete surface by manual means with chisel, hammers, wire & normal brushes, to clean & remove all loose cementitious slurry, small concrete lumps, oil/grease etc complete at all level. Ponding of water to find out any cracks & related leakages in concrete, must be done before starting the job. | Sq.Mtr. | 317.102 | 30 | Approved
SOUTHWINDS PROJECT LLP (PHASE - III & IV) | BLOCK PHASE - IV | Water Proofing |  | WO/SP34/BP4/18 | PRERONA CONSTRUCTION | Repairing cracks, construction joints & Junction of vertical-Horizontal surface by cutting & making 'V' groove of dimension 15x15 mm | Repairing cracks, construction joints & Junction of vertical-Horizontal surface by cutting & making 'V' groove of dimension 15x15 mm by manual means, cleaning the same, filling them with polymer modified mortar made with Cement : Sand ratio (1:3) admixed with polymer compound @ 6% by weight of cement including making chamfer - Halor at the junction of Horizontal-vertical surface. Only Cement will be supplied by Client and Others Materials supplied by contractor (Using Sika Latex) | Sq.Mtr. | 6.361 | 40 | Approved
SOUTHWINDS PROJECT LLP (PHASE - III & IV) | BLOCK PHASE - IV | Water Proofing |  | WO/SP34/BP4/18 | PRERONA CONSTRUCTION | Pipe penetration point treatment | Pipe penetration point treatment: Preparing the junction of core & Pvc/GI/MS pipe by chipping & cleaning the joints, remove the excess concrete, loose & flaky particles, applying a coat of SBR based polymer additive product to enhance adhesion between the packing material and other surfaces and Packing the gap using non-shrink cement polymer based grout upto the surface of the bore is in tacky state and then sealing with epoxy/polyester sealant. (Using Sika Grout 214 & Sikagard 694 F(I)) | Nos. | 7 | 250 | Approved
SOUTHWINDS PROJECT LLP (PHASE - III & IV) | BLOCK PHASE - IV | Water Proofing |  | WO/SP34/BP4/18 | PRERONA CONSTRUCTION | Cementitious grout admixed with non-shrink compound | Injecting high strength free flow Cementitious grout admixed with non-shrink compound as per manufacturer's specifications after fixing 12-15mm dia pvc or GI nozzles @ 750mm c/c at all the construction joints and cracks, removing the nozzles after curing for at least 03 days & close the positions of nozzles with polymer modified mortar etc complete as per requirement only. Cement will be supplied by Client and Others Materials supplied by contractor (Using Sika Intraplast EP). | Nos. | 0 | 100 | Approved
SOUTHWINDS PROJECT LLP (PHASE - III & IV) | BLOCK PHASE - IV | Water Proofing |  | WO/SP34/BP4/18 | PRERONA CONSTRUCTION | Application of Water Proofing Treatment | Application of Water Proofing Treatment over the duly prepared surface with 3 coats of single component cold applied Pure polyurethane resin based ( free from bitumen ) liquid flashing system, over 01 coat of suitable MIEP primer by means of brush or spray to form a total system thickness of Min 1.5 mm according to manufacturer's specification & supervision. The polyurethane membrane should conform to a Min tensile strength of 2- 4 MPa & elongation of 400% as per ASTM D 412. One coat of Epoxy prymer & quartz sand (Zone-II grade) will be sprinkled after application of final layer to make the treated surface rough to accepted next protective or decorative layers. Coating will be terminated at OR more than 300 mm height of vertical surface of wall. (Using 1 Coat Sikalastic Wb Primer & 3 Coat Masterseal - HLM 5000R) | Sq.Mtr. | 317.102 | 800 | Approved
SOUTHWINDS PROJECT LLP (PHASE - III & IV) | BLOCK PHASE - IV | Water Proofing |  | WO/SP34/BP4/18 | PRERONA CONSTRUCTION | Providing and laying a 120 gsm geotextile | Providing and laying a 120 gsm geotextile on the cured membrane with an overlap of 75 mm of geotextile membranes (At Horizontal water proofed surface) | Sq.Mtr. | 97.993 | 40 | Approved
SOUTHWINDS PROJECT LLP (PHASE - III & IV) | BLOCK PHASE - IV | Water Proofing |  | WO/SP34/BP4/18 | PRERONA CONSTRUCTION | As a protective layer, 50-60mm avg thick screed (1:2:4) | As a protective layer, 50-60mm avg thick screed (1:2:4) on floors, over a bonding coat of epoxy and quartz sand mixed with polymer or integral water proofing compound @ 2% weight of cement including necessary tools & tackles, all related materials, scaffolding, curing, cleaning etc complete as directed by EIC. Thickness of the concrete will depend up on the availability of embeded pipes (for swimming pool area). Cement will be supplied by Client and Others Materials supplied by contractor (Using Sika Plastoceate Plus) | Sq.Mtr. | 97.993 | 480 | Approved
SOUTHWINDS PROJECT LLP (PHASE - III & IV) | BLOCK PHASE - IV | Water Proofing |  | WO/SP34/BP4/18 | PRERONA CONSTRUCTION | The vertical & horizontal coated surface will be protected with 12-15mm thick Cement:Sand Plaster (1:4) | The vertical & horizontal coated surface will be protected with 12-15mm thick Cement:Sand Plaster (1:4) on walls surfaces over a Sand Sprinkle and quartz sand mixed with polymer or integral water proofing compound @ 2% of weight of cement including necessary tools & tackles, all related materials, scaffolding, curing, cleaning etc complete as directed by EIC. Cement will be supplied by Client and Others Materials supplied by contractor (Sikadur 32 LP & Sika Plastocreate Plus). | Sq.Mtr. | 219.109 | 150 | Approved
SOUTHWINDS PROJECT LLP (PHASE - III & IV) | BLOCK PHASE - IV | Water Proofing |  | WO/SP34/BP4/18 | PRERONA CONSTRUCTION | Water Proofing Work at Pool, LMR, Stair, OT, Roof & Hardscaped Deck Area | Water Proofing Work at Pool, LMR, Stair, OT, Roof & Hardscaped Deck Area as per BOQ, drawing and direction of EIC. |  | 0 | 0 | Amended & Approved
SOUTHWINDS PROJECT LLP (PHASE - III & IV) | BLOCK PHASE - IV | Water Proofing |  | WO/SP34/BP4/18 | PRERONA CONSTRUCTION | Preparation of structural concrete surface | Preparation of structural concrete surface by manual means with chisel, hammers, wire & normal brushes, to clean & remove all loose cementitious slurry, small concrete lumps, oil/grease etc complete at all level. Ponding of water to find out any cracks & related leakages in concrete, must be done before starting the job. | Sq.Mtr. | 1802.312 | 30 | Approved
SOUTHWINDS PROJECT LLP (PHASE - III & IV) | BLOCK PHASE - IV | Water Proofing |  | WO/SP34/BP4/18 | PRERONA CONSTRUCTION | Repairing cracks, construction joints & Junction of vertical-Horizontal surface by cutting & making 'V' groove of dimension 15x15 | Repairing cracks, construction joints & Junction of vertical-Horizontal surface by cutting & making 'V' groove of dimension 15x15 mm by manual means, cleaning the same, filling them with polymer modified mortar made with Cement : Sand ratio (1:3) admixed with polymer compound @ 6% by weight of cement including making chamfer - Halor at the junction of Horizontal-vertical surface. Cement will be supplied by client and others Materials supplied by contractor (Using Sika Latex). | Sq.Mtr. | 17.497 | 40 | Approved
SOUTHWINDS PROJECT LLP (PHASE - III & IV) | BLOCK PHASE - IV | Water Proofing |  | WO/SP34/BP4/18 | PRERONA CONSTRUCTION | Injecting high strength free flow Cementitious grout admixed | Injecting high strength free flow Cementitious grout admixed with non-shrink compound as per manufacturer's specifications after fixing 12-15mm dia pvc or GI nozzles @ 750mm c/c at all the construction joints and cracks, removing the nozzles after curing for at least 03 days & close the positions of nozzles with polymer modified mortar etc complete as per requirement only. Cement will be supplied by Client and others Materials supplied by contractor (Using Sika Intraplast EP). | Nos. | 249 | 100 | Approved
SOUTHWINDS PROJECT LLP (PHASE - III & IV) | BLOCK PHASE - IV | Water Proofing |  | WO/SP34/BP4/18 | PRERONA CONSTRUCTION | Application of Water Proofing Treatment | Application of Water Proofing Treatment over the duly prepared surface with 02 component Polymer modified elastomeric membrane system, to be applied with brush in 02 coats & placing of Glass Fibre Fabric in between to form a total system thickness of Min 1.0-1.2 mm according to manufacturer's specification & supervision. The membrane should conform to a Min tensile strength of 2 MPa as per ASTM D 638. The coating will be continued till the bottom of top slab. Sprinkle fine aggregate immediately after the application of second/Final coat. The system need to be cured as per recomendation of the manufacturer. (Using Sika Topseal 109 HI and Glass Fiber) | Sq.Mtr. | 1802.312 | 340 | Approved
SOUTHWINDS PROJECT LLP (PHASE - III & IV) | BLOCK PHASE - IV | Water Proofing |  | WO/SP34/BP4/18 | PRERONA CONSTRUCTION | As a protective layer, 75mm avg thick screed (1:2:4) | As a protective layer, 75mm avg thick screed (1:2:4) on floors, mixed with polymer or integral water proofing compound @ 2% weight of cement including necessary tools & tackles, all related materials, scaffolding, curing, cleaning etc complete as directed by EIC. Thickness of the concrete will depend up on the span of treated area. Semi - Green stage saw cutting will be done in panels (2.5 mt X 2.5mt) in a groove of 6 mm (width) X 25 mm (depth) using mechanical cutter & will be filled using polysulphide sealant. Cement will be supplied by Client and others Materials supplied by contractor (Using Sika Plastocreate Plus, Backup Rod & Sikaflex 127) | Sq.Mtr. | 1451.01 | 640 | Approved
SOUTHWINDS PROJECT LLP (PHASE - III & IV) | BLOCK PHASE - IV | Water Proofing |  | WO/SP34/BP4/18 | PRERONA CONSTRUCTION | The vertical coated surface will be protected with 12-15mm thick Cement:Sand Plaster (1:4) | The vertical coated surface will be protected with 12-15mm thick Cement:Sand Plaster (1:4) on walls surfaces mixed with polymer or integral water proofing compound @ 2% of weight of cement including necessary tools & tackles, all related materials, scaffolding, curing, cleaning etc complete as directed by EIC. Cement will be supplied by Client and others Materials supplied by contractor (Using Sika Plastocreate Plus) | Sq.Mtr. | 351.302 | 150 | Approved
SOUTHWINDS PROJECT LLP (PHASE - III & IV) | BLOCK PHASE - IV | Water Proofing |  | WO/SP34/BP4/18 | PRERONA CONSTRUCTION | Water Proofing Work at Toilet & Lift PIT Area | Water Proofing Work at Toilet & Lift PIT Area as per BOQ, drawing and direction of EIC. |  | 0 | 0 | Amended & Approved
SOUTHWINDS PROJECT LLP (PHASE - III & IV) | BLOCK PHASE - IV | Water Proofing |  | WO/SP34/BP4/18 | PRERONA CONSTRUCTION | Preparation of structural concrete surface | Preparation of structural concrete surface by manual means with chisel, hammers, wire & normal brushes, to clean & remove all loose cementitious slurry, small concrete lumps, oil/grease etc complete at all level. Ponding of water to find out any cracks & related leakages in concrete, must be done before starting the job. | Sq.Mtr. | 178.506 | 30 | Approved
SOUTHWINDS PROJECT LLP (PHASE - III & IV) | BLOCK PHASE - IV | Water Proofing |  | WO/SP34/BP4/18 | PRERONA CONSTRUCTION | Repairing cracks, construction joints & Junction of vertical-Horizontal surface by cutting & making 'V' groove of dimension 15x15 mm | Repairing cracks, construction joints & Junction of vertical-Horizontal surface by cutting & making 'V' groove of dimension 15x15 mm by manual means, cleaning the same, filling them with polymer modified mortar made with Cement : Sand ratio (1:3) admixed with polymer compound @ 6% by weight of cement including making chamfer - Halor at the junction of Horizontal-vertical surface. Cement will be supplied by Client and others Materials supplied by contractor (Using Sika Latex) | Sq.Mtr. | 0 | 40 | Approved
SOUTHWINDS PROJECT LLP (PHASE - III & IV) | BLOCK PHASE - IV | Water Proofing |  | WO/SP34/BP4/18 | PRERONA CONSTRUCTION | Pipe penetration point treatment | Pipe penetration point treatment: Preparing the junction of core & Pvc/GI/MS pipe by chipping & cleaning the joints, remove the excess concrete, loose & flaky particles, applying a coat of SBR based polymer additive product to enhance adhesion between the packing material and other surfaces and Packing the gap using non-shrink cement polymer based grout upto the surface of the bore is in tacky state and then sealing with epoxy/polyester sealant. (Using Sika Grout 214 & Sikagard 694 F(I)) | Nos. | 0 | 250 | Approved
SOUTHWINDS PROJECT LLP (PHASE - III & IV) | BLOCK PHASE - IV | Water Proofing |  | WO/SP34/BP4/18 | PRERONA CONSTRUCTION | Injecting high strength free flow Cementitious grout admixed | Injecting high strength free flow Cementitious grout admixed with non-shrink compound as per manufacturer's specifications after fixing 12-15mm dia pvc or GI nozzles @ 750mm c/c at all the construction joints and cracks, removing the nozzles after curing for at least 03 days & close the positions of nozzles with polymer modified mortar etc complete as per requirement only. Cement will be supplied by client and others Materials supplied by contractor (Using Sika Intraplast EP) | Nos. | 13 | 100 | Approved
SOUTHWINDS PROJECT LLP (PHASE - III & IV) | BLOCK PHASE - IV | Water Proofing |  | WO/SP34/BP4/18 | PRERONA CONSTRUCTION | Application of Water Proofing Treatment | Application of Water Proofing Treatment over the duly prepared surface with 02 component Elastomeric cementitious waterproof coating system, to be applied with brush in 02 coats to form a total system thickness of Min 1.0 mm according to manufacturer's specification & supervision. The system will be extended up to minimum 300mm hight on vertical surface. Sprinkle fine aggregate immediately after the application of second coat. Cure the entire system water proofing for minimum 3 days as per normal curing practice. (Using Sika Topseal 107 & Fiber Glass) | Sq.Mtr. | 178.506 | 260 | Approved
SOUTHWINDS PROJECT LLP (PHASE - III & IV) | BLOCK PHASE - IV | Water Proofing |  | WO/SP34/BP4/18 | PRERONA CONSTRUCTION | The horizontal-vertical coated surface will be protected with 12-15mm thick Cement:Sand Plaster (1:4) | The horizontal-vertical coated surface will be protected with 12-15mm thick Cement:Sand Plaster (1:4) on walls surfaces mixed with polymer or integral water proofing compound @ 2% of weight of cement including necessary tools & tackles, all related materials, scaffolding, curing, cleaning etc complete as directed by EIC. Cement will be supplied by Client and others Materials supplied by contractor (Using Sika Plastocrete Plus) | Sq.Mtr. | 178.506 | 150 | Approved
SOUTHWINDS PROJECT LLP (PHASE - III & IV) | BLOCK PHASE - IV | Water Proofing |  | WO/SP34/BP4/18 | PRERONA CONSTRUCTION | Water Proofing Work at Kitchen Area | Water Proofing Work at Kitchen Area as per BOQ, drawing and direction of EIC. |  | 0 | 0 | Amended & Approved
SOUTHWINDS PROJECT LLP (PHASE - III & IV) | BLOCK PHASE - IV | Water Proofing |  | WO/SP34/BP4/18 | PRERONA CONSTRUCTION | Pipe penetration point treatment | Pipe penetration point treatment: Preparing the junction of core & Pvc/GI/MS pipe by chipping & cleaning the joints, remove the excess concrete, loose & flaky particles, applying a coat of SBR based polymer additive product to enhance adhesion between the packing material and other surfaces and Packing the gap using non-shrink cement polymer based grout upto the surface of the bore is in tacky state and then sealing with epoxy/polyester sealant. (Using Sika Grout 214 & Sikagard 694 F(I)) | Nos. | 1 | 250 | Approved
SOUTHWINDS PROJECT LLP (PHASE - III & IV) | BLOCK PHASE - IV | Water Proofing |  | WO/SP34/BP4/18 | PRERONA CONSTRUCTION | Water Proofing Work at Overhead Reservoirs | Water Proofing Work at Overhead Reservoirs as per BOQ, drawing and direction of EIC. |  | 0 | 0 | Amended & Approved
SOUTHWINDS PROJECT LLP (PHASE - III & IV) | BLOCK PHASE - IV | Water Proofing |  | WO/SP34/BP4/18 | PRERONA CONSTRUCTION | Preparation of structural concrete surface | Preparation of structural concrete surface by manual means with chisel, hammers, wire & normal brushes, to clean & remove all loose cementitious slurry, small concrete lumps, oil/grease etc complete at all level. Ponding of water to find out any cracks & related leakages in concrete, must be done before starting the job. | Sq.Mtr. | 88.144 | 30 | Approved
SOUTHWINDS PROJECT LLP (PHASE - III & IV) | BLOCK PHASE - IV | Water Proofing |  | WO/SP34/BP4/18 | PRERONA CONSTRUCTION | Repairing cracks, construction joints & Junction of vertical-Horizontal surface by cutting & making 'V' groove of dimension 15x15 mm | Repairing cracks, construction joints & Junction of vertical-Horizontal surface by cutting & making 'V' groove of dimension 15x15 mm by manual means, cleaning the same, filling them with polymer modified mortar made with Cement : Sand ratio (1:3) admixed with polymer compound @ 6% by weight of cement including making chamfer - Halor at the junction of Horizontal-vertical surface. Cement will be supplied by client and others Materials supplied by contractor (Using Sika Latex) | Sq.Mtr. | 1.277 | 40 | Approved
SOUTHWINDS PROJECT LLP (PHASE - III & IV) | BLOCK PHASE - IV | Water Proofing |  | WO/SP34/BP4/18 | PRERONA CONSTRUCTION | Injecting high strength free flow Cementitious grout admixed | Injecting high strength free flow Cementitious grout admixed with non-shrink compound as per manufacturer's specifications after fixing 12-15mm dia pvc or GI nozzles @ 750mm c/c at all the construction joints and cracks, removing the nozzles after curing for at least 03 days & close the positions of nozzles with polymer modified mortar etc complete as per requirement only. Cement will be supplied by Client and others Materials supplied by contractor (Using Sika Intraplast EP) | Nos. | 5 | 100 | Approved
SOUTHWINDS PROJECT LLP (PHASE - III & IV) | BLOCK PHASE - IV | Water Proofing |  | WO/SP34/BP4/18 | PRERONA CONSTRUCTION | Pipe penetration point treatment | Pipe penetration point treatment: Preparing the junction of core & Pvc/GI/MS pipe by chipping & cleaning the joints, remove the excess concrete, loose & flaky particles, applying a coat of SBR based polymer additive product to enhance adhesion between the packing material and other surfaces and Packing the gap using non-shrink cement polymer based grout upto the surface of the bore is in tacky state and then sealing with epoxy/polyester sealant. (Using Sika Grout 214 & Sikagard 694 F(I)) | Nos. | 14 | 250 | Approved
SOUTHWINDS PROJECT LLP (PHASE - III & IV) | BLOCK PHASE - IV | Water Proofing |  | WO/SP34/BP4/18 | PRERONA CONSTRUCTION | Application of Water Proofing Treatment | Application of Water Proofing Treatment over the duly prepared surface with 02 component Polymer modified elastomeric membrane system, to be applied with brush in 02-03 coats to form a total system thickness of Min 1.0-1.2 mm according to manufacturer's specification & supervision. The membrane should conform to a Min tensile strength of 2 MPa as per ASTM D 638. The coating will be continued till the bottom of top slab. Sprinkle fine aggregate immediately after the application of second/Final coat. The system need to be cured as per recomendation of the manufacturer. (Using Sika Topseal 109 HI & Glass Fiber) | Sq.Mtr. | 88.144 | 340 | Approved
SOUTHWINDS PROJECT LLP (PHASE - III & IV) | BLOCK PHASE - IV | Water Proofing |  | WO/SP34/BP4/18 | PRERONA CONSTRUCTION | The horizontal-vertical coated surface will be protected with 12-15mm thick Cement:Sand Plaster (1:4) | The horizontal-vertical coated surface will be protected with 12-15mm thick Cement:Sand Plaster (1:4) on walls surfaces mixed with polymer or integral water proofing compound @ 2% of weight of cement including necessary tools & tackles, all related materials, scaffolding, curing, cleaning etc complete as directed by EIC. Cement will be supplied by client and others Materials supplied by contractor (Using Sika Plastocreate Plus) | Sq.Mtr. | 88.144 | 150 | Approved
SOUTHWINDS PROJECT LLP (PHASE - III & IV) | BLOCK PHASE - IV | Water Proofing |  | WO/SP34/BP4/18 | PRERONA CONSTRUCTION | As a protective layer, 50-60mm avg thick screed (1:2:4) | As a protective layer, 50-60mm avg thick screed (1:2:4) on floors, mixed with polymer or integral water proofing compound @ 2% weight of cement including necessary tools & tackles, all related materials, scaffolding, curing, cleaning etc complete as directed by EIC. Thickness of the concrete will depend up on the span of treated area. Cement will be supplied by Client and others Materials supplied by contractor (Using Plastocreate plus) | Sq.Mtr. | 19.86 | 480 | Approved
SOUTHWINDS PROJECT LLP (PHASE - III & IV) | BLOCK PHASE - IV | Water Proofing |  | WO/SP34/BP4/18 | PRERONA CONSTRUCTION | As a special treatment/protection over the above treatment | As a special treatment/protection over the above treatment, 02 coats of Food Grade Epoxy Resin based products is required to be applied as per manufacturer's specification & supervision. (Within the Reservoir wall surface only) (Using Sikagard 67) | Sq.Mtr. | 88.144 | 240 | Approved
The Soul, Rajarhat | BLOCK | Fire Fighting |  | WO/HR01/BOK01/209 | Fire Shield Engineers India Ltd | Fire Extinguisher Refilling Work as per BOQ and direction of EIC. | Fire Extinguisher Refilling Work as per BOQ and direction of EIC. |  | 0 | 0 | Approved
The Soul, Rajarhat | BLOCK | Fire Fighting |  | WO/HR01/BOK01/209 | Fire Shield Engineers India Ltd | Refilling of ABC Powder Type Fire Extinguisher capacity: 06 Kg. | Charges for refilling of ABC Powder Type Fire Extinguisher capacity: 06 Kg. ISI Marked MAP Based Dry Chemical Power (IS : 4308) to rated capacity duly pressurized by Nitrogen Gas. | Nos. | 18 | 550 | Approved
The Soul, Rajarhat | BLOCK | Fire Fighting |  | WO/HR01/BOK01/209 | Fire Shield Engineers India Ltd | Transportation Charges | Transportation Charges | Lump Sum | 1 | 2000 | Approved
SOUTHWINDS PROJECT LLP (PHASE - III & IV) | OVERHEAD PHASE - III & IV | In-house labour |  | WO/SP34/OP34/32 | Balaji Enterprise | Charges of Cooking Wood or Misc. Jalani and others | Charges of Cooking Wood or Misc. Jalani and others for Labour Cooking purpose. Time Period: 1st July’2024 to 30th Nov’2024 | Nos. | 1530 | 13 | Amended & Approved
Primarc Chambers | BLOCK | Business Centre |  | WO/PCH/PC01/74 | INTERIOR SCAPE | Fixing charges for Floor Vitrified Tiles | Fixing charges for Floor Vitrified Tiles (Treviso Cedar/Teak (Kajaria)(1200X200mm) in all levels over a bed of 30-40mm thick cement mortar (1:4) in proper line and level. The joints will be filled with white cement slurry with matched colour pigment after acid washing including all materials, labours, tools & tackles, all lead & lifts at all levels and finishing & cleaning all complete as per drawing, specification and direction of Engineer-in-Charge. (Location- Club, Meetings Rooms, Board Room, Open terrace area) (Only Tiles & Cement Will be Supplied by Client) | Sq.Ft. | 1461.77 | 40 | Approved
Primarc Chambers | BLOCK | Business Centre |  | WO/PCH/PC01/74 | INTERIOR SCAPE | Fixing charges for Floor Vitrified Tiles Skirting | Fixing charges for Floor Vitrified Tiles Skirting (Treviso Cedar (Kajaria)(1200X200)mm) in all levels over a bed of 20-25 mm thick cement mortar (1:3) in proper line , level & plumb. The joints will be filled with white cement slurry with matched colour pigment after acid washing including all all materials, labours, tools & tackles, all lead & lifts at all levels and finishing & cleaning all complete as per drawing, specification and direction of Engineer-in-Charge. (Location- Club, Meetings Rooms, Board Room, Open terrace) (Only Tiles & Cement Will be Supplied by Client) | Rft | 184.27 | 30 | Approved
Primarc Chambers | BLOCK | Business Centre |  | WO/PCH/PC01/74 | INTERIOR SCAPE | Fixing charges for Toilet and Pantry Floor& Dado Tiles | Fixing charges for Toilet Floor& Dado Tiles and Pantry Floor & Dado Tiles (Restile Flammed Dark Grey(600X600)mm) for all levels over a bed of 30-40mm thick cement mortar (1:4) in proper line & level. The joints will be filled with polymer based grout pigmented to match after acid washing including all all materials, labours, tools & tackles, all lead & lifts at all levels and finishing & cleaning all complete as per drawing, specification and direction of Engineer-in-Charge. (Only Tiles & Cement Will be Supplied by Client) | Sq.Ft. | 627.083 | 30 | Approved
Primarc Chambers | BLOCK | Business Centre |  | WO/PCH/PC01/74 | INTERIOR SCAPE | Fixing charges for Leather Finish Black Granite Patty | Fixing charges for Leather Finish Black Granite Patty at ledge wall top over a bed of 25-30mm thick cement mortar (1:4) in proper line & level. The joints will be filled with polymer based grout pigmented to match after acid washingincluding all all materials, labours, tools & tackles, all lead & lifts at all levels and finishing & cleaning all complete as per drawing, specification and direction of Engineer-in-Charge. (Only Granite & Cement will be supplied by client) | Rft | 16.531 | 49.5 | Approved
Primarc Chambers | BLOCK | Business Centre |  | WO/PCH/PC01/74 | INTERIOR SCAPE | Fixing charges for Toilet Vanity Counter | Fixing charges for Toilet Vanity Counter finished with Leather Finish Black Granite over Top & Front over a bed of 25-30mm thick cement mortar (1:4)/Adhesive in proper line & level fixing over Plywood Structure (thik. as per dwg.) supported by MS L- Angle Structure(as per dwg.) inside finished with Laminate-Greenlam-277 Charcoal Matt finish . The joints will be filled with polymer based grout pigmented to match after acid washing including all materials, labours, tools & tackles, all lead & lifts at all levels and finishing & cleaning all complete as per drawing, specifications and direction of Engineer-in-Charge. (Only Granite , Faucet & Basin will be suuplied by Client) | Nos. | 2 | 15000 | Approved
Primarc Chambers | BLOCK | Business Centre |  | WO/PCH/PC01/74 | INTERIOR SCAPE | Providing & fixing charges for Pantry Top Counter | Providing & fixing charges for Pantry Top Counter finished with Leather Finish Black Granite over Top in a bed of 25-30mm thick cement mortar (1:4)/Adhesive in proper line & level fixing over Plywood Structure (thik. as per dwg.). The joints will be filled with polymer based grout pigmented to match after acid washing including all materials, labours, tools & tackles, all lead & lifts at all levels and finishing & cleaning all complete as per drawing and direction of Engineer-in-Charge. (Only Granite will be supplied by Client) | Sq.Ft. | 24.213 | 120 | Approved
Primarc Chambers | BLOCK | Business Centre |  | WO/PCH/PC01/74 | INTERIOR SCAPE | Providing and fixing CALCIUM SILLICATE BOARD | Providing and fixing horizontal suspended 8 mm thick CALCIUM SILLICATE BOARD flat ceiling as per design fixed with G.I. grid made at 18 mm x 18 mm 'L' section 24 gauge strap hinges not more than 750 mm centre to centre main 'C' channels of size 45x23 mm of 28g including scaffolding and making 6 mm groove (pvc groove profile) in between joints of false ceiling and wall etc. complete as directed by the Architect or Engineer-in charge. (Shifting & lifting of all materials & machineries and scaffolding (if required) are in contractor's scope). Location-Toilets (All Material in Contractor Scope) | Sq.Ft. | 122.91 | 105 | Approved
Primarc Chambers | BLOCK | Business Centre |  | WO/PCH/PC01/74 | INTERIOR SCAPE | Gypsum Celing | Providing all the Necessary material for Gypsum Celing including labour charge. False ceiling providlng and fixing with gypsum board 12 mm thk. flat framework comprising of rolled galvanized metal sections consisting of the main channels to run in one direction at 1000mm c/c and secondary ceiling section at 525-650nim c/c in other direction connected to main channel with Gl connecting clips of 10 SWG of approved quality. The grids shall be suspended from structural slab by Gl strap hanger 15 mm x 15 mm size @1000mm C/C both ways from structural slab to support Gypsum board 12 mm thick is then screwed & fixed to ceiling section, finished with jointing compound, paper tape including necessary saffolding and tool tackles all complete as per drawing and direction direction of Engineer-ln Charge. Location- Meeting Rooms, Board Rooms & Pantry (All Material in the Contractor Scope) | Sq.Ft. | 348.153 | 80 | Approved
Primarc Chambers | BLOCK | Business Centre |  | WO/PCH/PC01/74 | INTERIOR SCAPE | Plastic Paint | Applying two coats of primer with two coats (Asian Paints Apcolite Premium Emulsion -Brilliant White-0908 - (Plastic Paint)) with proper filling of joints with filler putty ) with proper filling of joints with filler putty including necessary saffolding and tool tackles all complete as per drawing and direction direction of Engineer-ln Charge. Location- Meeting Rooms, Board Rooms & Pantry, Toilets (All Material in the Contractor Scope) | Sq.Ft. | 467.505 | 25 | Approved
Primarc Chambers | BLOCK | Business Centre |  | WO/PCH/PC01/74 | INTERIOR SCAPE | Techno Baffale Ceiling | Providing & fixing all the Necessary material for Techno Baffale Ceiling with Powder Coat in Wooden Shade(Size 25mm(w)X60mm(h)) Clear Gap-50mm including all materials, tools & tackles, scaffolding & labours all finishes and complete as per drawing, specification and direction of Engineer-ln Charge. Location- Club (All Material in the Contractor Scope) | Sq.Ft. | 0 | 350 | Approved
Primarc Chambers | BLOCK | Business Centre |  | WO/PCH/PC01/74 | INTERIOR SCAPE | 4mm thk. veneer (Decowood American White Oak Design No,-7081) panelling | Providing and fixing of 4mm thk. veneer (Decowood American White Oak Design No,-7081) panelling on 9mm thk. plywood (Borer Proof, BWP / BWR grade). Venner surface to be finished in Natural Polish Shade. Plywood to be fixed over (40X40)mm Aluminium Framework -2'X2' c/c grid, including all surface polish work should be executed as per detail dwg and upto the full satisfaction of Architect / Engineer-in-charge. (Shifting & lifting of all materials & machineries and scaffolding (if required) are in contractor's scope) Location-Meeting Room, Club, Board Room (Only Ply, Aluminium Tube& Venner in the Client Scope) | Sq.Ft. | 117.73 | 425 | Approved
Primarc Chambers | BLOCK | Business Centre |  | WO/PCH/PC01/74 | INTERIOR SCAPE | Back Painted Glass(Saint Gobain Ultra White) | Providing and fixing of Back Painted Glass(Saint Gobain Ultra White) partiton on 12mm thk. plywood (Borer Proof, BWP / BWR grade) with (6X6)mm SS L-Profile at corner joint of venner & back painted inlcuding polishing (if required). Plywood to be fixed over (40X40)mm Aluminium Framework -2'X2' c/c grid, work should be executed as per detail dwg and upto the full satisfaction of Architect / Engineer-in-charge. (Shifting & lifting of all materials & machineries and scaffolding (if required) are in contractor's scope) Location-Meeting Room(Partition) & Board Room (Ply, Aluminium Tube & Back Painted Glass Will be Supplied by Client) | Sq.Ft. | 308.042 | 350 | Approved
Primarc Chambers | BLOCK | Business Centre |  | WO/PCH/PC01/74 | INTERIOR SCAPE | 12mm thk. Calcium Silicate Board | Providing and Fixing of 12mm thk. Calcium Silicate Board fixed over (40X40)mm Aluminium Framework -2'X2' c/c grid or GI Framework, the joint to be tapper boarding and joint tape with compound, work should be executed as per detail dwg and upto the full satisfaction of Architect / Engineer-in-charge. (Shifting & lifting of all materials & machineries and scaffolding (if required) are in contractor's scope) Location-Meeting Room, Board Room, Club (Only Tube & Board in Client Scope) | Sq.Ft. | 84.045 | 95 | Approved
Primarc Chambers | BLOCK | Business Centre |  | WO/PCH/PC01/74 | INTERIOR SCAPE | Interior Paint | Providing and applying of two coats of primer with two coats Interior Paint(Asian Paints Apcolite Premium Emulsion Grey Flannel-8331) on 12mm thk. Calcium Silicate Board work should be executed as per detail dwg and upto the full satisfaction of Architect / Engineer-in-charge. Location-Meeting Room, Board Room, Club. (All Material in the Contractor Scope) | Sq.Ft. | 802.486 | 25 | Approved
Primarc Chambers | BLOCK | Business Centre |  | WO/PCH/PC01/74 | INTERIOR SCAPE | Clear Toughened Glass | Providing and fixing of Clear Toughened Glass (Make-Kubik/Bottomline)for partition with powder coated aluminium profile with including all necessary fitting and fixture of approved make at all level as per dwg, specification and as per the direction of engineer in-charge. (All Material in the Contractor Scope) | Sq.Ft. | 0 | 380 | Approved
Primarc Chambers | BLOCK | Business Centre |  | WO/PCH/PC01/74 | INTERIOR SCAPE | 32mm Flush Door with Wooden Frame | Providing & fixing of 32mm Flush Door with Wooden Frame finished with 4mm Veneer fixed over plywood, along with Mortise Handle fixed with 4" Door hinge(as per req.) including all materials, tools & tackles, labours, all lead & lifts all complete. Veneer & side edge of door to be polised as per the specifications, all work complete as per the drawing details and direction of EIC (Rate Included all polish Charges) Location-Meeting Rooms, Pantry, Toilets& Board Room(Size-(1000X2400mm) (Flush Door, Veneer & Hardware will provide by Client) | Nos. | 6 | 13500 | Approved
Primarc Chambers | BLOCK | Business Centre |  | WO/PCH/PC01/74 | INTERIOR SCAPE | Pelmet | Providing and installation of Pelmet made with plywood(thk. As per dwg) finished with MDF Board and PU finish to match ceiling paint as per the drawing & specification including all materials, labours, tools & tackles, scaffolding all complete as per the direction of the EIC. Location-Club, Meeting rooms. (Only MDF Board Supplied by Client) | Rft | 56.875 | 128.8 | Approved
Primarc Chambers | BLOCK | Business Centre |  | WO/PCH/PC01/74 | INTERIOR SCAPE | Providing and Fixing of Brushed 5mm Mirror | Providing and Fixing of Brushed 5mm Mirror with 3mm PVD coated SS Rim over plywood backing on Tile finished wall. Mirror to be fixed on plywood using 25mm wide both side adhesive tape (3M make) all complete as per direction of the Architect/Client. (Shifting & lifting of all materials & machineries and scaffolding (if required) are in contractor's scope) (Ply, Mirror & PVD Coated SS Profile to be Supplied by Client) | Sq.Ft. | 0 | 240 | Approved
Primarc Chambers | BLOCK | Business Centre |  | WO/PCH/PC01/74 | INTERIOR SCAPE | Customised FURNITURE | FURNITURE(CUSTOMISED) Club Area |  | 0 | 0 | Approved
Primarc Chambers | BLOCK | Business Centre |  | WO/PCH/PC01/74 | INTERIOR SCAPE | Meeting Room & Board Room | Meeting Room & Board Room |  | 0 | 0 | Approved
Primarc Chambers | BLOCK | Business Centre |  | WO/PCH/PC01/74 | INTERIOR SCAPE | Repro Graphic Storage Unit | Charges for making, fitting & fixing of Furniture- Repro Graphic Storage Unit(Length=2325mm, Width=600mm, Height=750mm)& (Length=2325mm, Width=600mm, Height=940mm)(Overhead Unit) made with plywood and Veener finished openable shutter & top and inside removable shelf(inside) Decowood American White Oak Design No,-7081-top & redestal Greenlam 738 Oak Suede-Inside, Metal-MS-Powder Coat RAL 7043 including polishing work in all surface & edges all complete and finishes as per the specification, requirement, drawing and as directed by the EIC (Ply, Laminate & Venner Supplied by Client) | Nos. | 1 | 28548.75 | Approved
Primarc Chambers | BLOCK | Business Centre |  | WO/PCH/PC01/74 | INTERIOR SCAPE | Café Counter | Café Counter (Length=2605mm, Width=450mm, Thk.=50mm) finished as per drawing details made with MS framework for support, ply boxing over MS framing and then finished PU Finish-RAL 7043 & Laminate-Greenlam 277 charcoal(inside) except Corian-Dupont-Deep Clou, including polishing work in all surface & edges all complete and finishes as per the specification, requirement, drawing and as directed by the EIC (Ply & Laminate Supplied by Client) Rate Including PU Paint | Nos. | 1 | 12618 | Approved
Primarc Chambers | BLOCK | Business Centre |  | WO/PCH/PC01/74 | INTERIOR SCAPE | Storage Below Counter | Storage Below Counter - (Length=1400mm, Width=450mm, Height.=950mm) storage unit consisting of drawer and shelves finished with PU Finish-RAL-7043 outside and inside finished with Laminate-Greenlam 277 charcoal including polishing work in all surface & edges all complete and finishes as per the specification, requirement, drawing and as directed by the EIC. (Ply & Laminate Supplied by Client) Rate Including PU Paint | Nos. | 1 | 14316 | Approved
Primarc Chambers | BLOCK | Business Centre |  | WO/PCH/PC01/74 | INTERIOR SCAPE | Planter Box | Planter Box (Length=2325mm, Width=484mm, Height=450mm)& (Length=1175mm, Width=1067mm, Height=450mm) PU Finish-Ral 7043(External), Laminate-Greenlam 277 Charcoal Matt Finish(inside) including polishing work in all surface & edges all complete and finishes as per the specification, requirement, drawing and as directed by the EIC(Ply & Laminate Supplied by Client) Rate Including PU Paint | Nos. | 1 | 12755 | Approved
Primarc Chambers | BLOCK | Business Centre |  | WO/PCH/PC01/74 | INTERIOR SCAPE | Discussion Table(Rectangular) | Discussion Table(Rectangular)(Length=2325mm, Width=900mm, Height=750mm) with Venner finishes top and veener finished leg, & with modular switch box in the centre of the table made with MS framework inside(as per dwg.) with plywood over frame work and top finished with veener. including polishing work in all surface & edges all complete and finishes as per the specification, requirement, drawing and as directed by the EIC(Decowood American White Oak Design No,-7081(outside)) (Ply, MS leg & Venner Supplied by Client) | Nos. | 1 | 10698.46 | Approved
Primarc Chambers | BLOCK | Business Centre |  | WO/PCH/PC01/74 | INTERIOR SCAPE | Discussion Table (Circular) | Discussion Table (Circular)(Dia=1050mm)made with 17-19mm thk. Plywood finished with Veneer on top & bottom(Decowood American White Oak Design No,-7081) & with modular switch box in the centre of the table, finished with oak wood with polish to match venner at the circumference(as per dwg. details), table stand to be made with 5mm MS hollow section the 6mm flexi ply on top and finally finished with venner and PVD coated SS Baseincluding polishing work in all surface & edges all complete and finishes as per the specification, requirement, drawing and as directed by the EIC. (Ply, MS leg & Switch box Supplied by Client) | Nos. | 1 | 4428.9 | Approved
Primarc Chambers | BLOCK | Business Centre |  | WO/PCH/PC01/74 | INTERIOR SCAPE | Intermediate Cabinet | Intermediate Cabinet (between board room & meeting room)(TV Unit) (Length=2480mm, Width=600m, Height=2340mm) made as per drawing design with plywood & finished with Decowood American White Oak Design No,-7081-top &Greenlam 738 Oak Suede-Inside Storage unit veneer finish shutter (push to open). The entire structure supported on 75mm (ht) MS powder coated Legs, including polishing work in all surface & edges all complete and finishes as per the specification, requirement, drawing and as directed by the EIC. (Ply, Laminate & Venner Supplied by Client) | Nos. | 1 | 42164.31 | Approved
Primarc Chambers | BLOCK | Business Centre |  | WO/PCH/PC01/74 | INTERIOR SCAPE | Display Unit | Display Unit (Length=2780mm, Width=400m, Height=2340mm) with Open Shelf (Area(2780(l)X1590(h)) made with 12X12mm MS bar & MS Shelf all finished with powder coated (RAL-7043) then Drawer Area (200X2780) with equal size drawers made with plywood & finished with Decowood American White Oak Design No,-7081-top & redestal Greenlam 738 Oak Suede-Inside & below that covered Storage unit (475X2780)with equal size drawers made with plywood & finished with Decowood American White Oak Design No,-7081-top & redestal Greenlam 738 Oak Suede. The entire structure supported on 75mm (ht) MS powder coated Legs. including polishing work in all surface & edges all complete and finishes as per the specification, requirement, drawing and as directed by the EIC(Ply, Laminate, Powder coated Tube & Venner Supplied by Client) | Nos. | 1 | 47264.83 | Approved
Primarc Chambers | BLOCK | Business Centre |  | WO/PCH/PC01/74 | INTERIOR SCAPE | Board Room Conference Table | Board Room Conference Table(Rectangular)(Length=2700mm, Width=1000m, Height=750mm) with Venner finishes top and veener finished leg, & with modular switch box in the centre of the table made with MS framework inside(as per dwg.) with plywood over frame work and top finished with veener.(Venner-Decowood American White Oak Design No,-7081(outside)) . (Ply,MS leg, Switch box & Venner Supplied by Client) | Nos. | 1 | 13803.85 | Approved
Primarc Chambers | BLOCK | Business Centre |  | WO/PCH/PC01/74 | INTERIOR SCAPE | Meeting Table(Meeting room 02) | Meeting Table(Meeting room 02) (Circular)(Dia=1050mm)made with 17-19mm thk. Plywood finished with Veneer on top & bottom & with modular switch box in the centre of the table, finished with oak wood with polish to match venner at the circumference(as per dwg. details), table stand to be made with 5mm MS hollow section the 6mm flexi ply on top and finally finished with venner and PVD coated SS Base(Venner-Decowood American White Oak Design No,-7081) Decowood American White Oak Design No,-7081-TOP & Pedestal Metal SS-PVD Coat-RAL 9003(base) (Ply,MS leg, switch box & Venner Supplied by Client) | Nos. | 1 | 4428.9 | Approved
Primarc Chambers | BLOCK | Business Centre |  | WO/PCH/PC01/74 | INTERIOR SCAPE | Rectangular Meeting Table (Meeting room 01)(Rectangular) | Rectangular Meeting Table (Meeting room 01)(Rectangular)(Length=2000mm, Width=900mm, Height=750mm) with Venner finishes top, & with modular switch box in the centre of the table made with MS framework inside(as per dwg.) with plywood over frame work .(Veneer-Decowood American White Oak Design No,-7081(outside)) Decowood American White Oak Design No,-7081-TOP & Pedestal Metal SS-PVD Coat-RAL 9003(base) (Ply, MS leg, switch box & Venner Supplied by Client) | Nos. | 1 | 9203.9 | Approved
Primarc Chambers | BLOCK | Business Centre |  | WO/PCH/PC01/74 | INTERIOR SCAPE | Overhead Storage | Overhead Storage (1514x975 mm)(All complete) Laminate Finish-greenlam - 113 frosty white matt finish(outside & inside) | Nos. | 1 | 20283.49 | Approved
Primarc Chambers | BLOCK | Business Centre |  | WO/PCH/PC01/74 | INTERIOR SCAPE | Under Platform Storage | Under Platform Storage(All complete) Laminate Finish-greenlam - 113 frosty white matt finish(outside & inside) | Nos. | 1 | 13154.09 | Approved
Primarc Chambers | BLOCK | Business Centre |  | WO/PCH/PC01/74 | INTERIOR SCAPE | Fixing charges for Floor Tiles(Restile-Matrix(600X600mm) | Fixing charges for Floor Tiles(Restile-Matrix(600X600mm)) in all levels over a bed of 30-40mm thick cement mortar (1:4) in proper line and level. The joints will be filled with white cement slurry with matched colour pigment after acid washing including all all materials, labours, tools & tackles, all lead & lifts at all levels and finishing & cleaning all complete as per drawing, specification and direction of Engineer-in-Charge. (Location- Lift Lobby & Corridor) (Only Tiles & Cement Will be Supplied by Client) | Sq.Ft. | 458.334 | 30 | Approved
Primarc Chambers | BLOCK | Business Centre |  | WO/PCH/PC01/74 | INTERIOR SCAPE | Providing & fixing charges for Floor Tiles | Fixing charges for Floor Tiles(Restile-Elena(1200X600mm)) in all levels over a bed of 30-40mm thick cement mortar (1:4) in proper line and level. The joints will be filled with white cement slurry with matched colour pigment after acid washing including all all materials, labours, tools & tackles, all lead & lifts at all levels and finishing & cleaning all complete as per drawing, specification and direction of Engineer-in-Charge. (Location- Lift Lobby & Corridor & Service Lift Lobby) (Only Tiles & Cement Will be Supplied by Client) | Sq.Ft. | 318.941 | 40 | Approved
Primarc Chambers | BLOCK | Business Centre |  | WO/PCH/PC01/74 | INTERIOR SCAPE | Floor Tiles Skirting | Providing & fixing charges for Floor Tiles Skirting(Restile-Elena(1200X600mm)) in all levels over a bed of 20-25 mm thick cement mortar (1:3) in proper line , level & plumb. The joints will be filled with white cement slurry with matched colour pigment after acid washing including all all materials, labours, tools & tackles, all lead & lifts at all levels and finishing & cleaning all complete as per drawing, specification and direction of Engineer-in-Charge. (Location- Lift Lobby & Corridor) (Only Tiles & Cement Will be Supplied by Client) | Rft | 159.441 | 30 | Approved
Primarc Chambers | BLOCK | Business Centre |  | WO/PCH/PC01/74 | INTERIOR SCAPE | Armstrong 16mm BLACK SILHOUETTE T-GRID CEILING | Providing all the Necessary material for fixing of false ceiling with Armstrong 16mm BLACK SILHOUETTE T-GRID CEILING (600x600) Corridoor area. False ceiling Providing and fixing directed of 600mm x 600mm x 16mm Armstrong FINE FISSURED RH99 Board laid on armstong XL exposed grird system with 38x15mm wide 'T' section flanges colour white. The framework comprises of main runner spaced at 1200 mm centre. Hanger (GI wire) to be fixed by approved roof plug and scrows ect. The last hanger at the end of each main runner should not be greater then 450 form the adjacent wall. Flush fitting 1200mm long cross tees (with double stitching) to be interlocked between main runner at 600mm center from 1200 x 600mm modules.Cut cross tees longer than 600mm to formed by fitting 600mm long flush fitting cross tees centrally between the 1200mm cross tees. Perimeter trim to be Amstrong wall angle secured to walls at 450mm maximum centers. all complete as per drawing and direction direction of Engineer-ln Chatge. (structure frame as per attached annexure - 1) Board brand : FINE FISSURED RH99 (600x600x16mm) Board (Armstrong) Channel brand : Armstrong channel Loaction-15th Floor Lift Lobby & Corridoor | Sq.Ft. | 255.753 | 110 | Approved
Primarc Chambers | BLOCK | Business Centre |  | WO/PCH/PC01/74 | INTERIOR SCAPE | Gypsum Celing | Providing all the Necessary material for Gypsum Celing including labour charge. False ceiling providlng and fixing with gypsum board 12 mm thk. flat framework comprislng of rolled galvanized metal sections consisting of the main channels to run in one direction at 1000mm c/c and secondary ceiling section at 525-650nim c/c in other direction connected to main channel with Gl connecting clips of 10 SWG of approved quality. The grids shall be suspended from structural slab by Gl strap hanger 15 mm x 15 mm size @1000mm C/C both ways from structural support Gypsum board 12 mm thick is then screwed & fixed to ceiling section, finished with jointing compound, paper tape & applying two coats of primer with two coats (Asian Paints Apcolite Premium Emulsion -Brilliant White-0908) including necessary saffolding and tool tackles all complete as per drawing and direction direction of Engineer-ln Charge. Loaction-15th Floor Lift Lobby & Corridoor | Sq.Ft. | 397.687 | 80 | Approved
Primarc Chambers | BLOCK | Business Centre |  | WO/PCH/PC01/74 | INTERIOR SCAPE | Apcolite Premium Emulsion Paint | Applying two coats of primer with two coats (Asian Paints Apcolite Premium Emulsion -Brilliant White-0908) including necessary scaffolding and tool tackles all complete as per drawing and direction direction of Engineer-ln Charge. Loaction-15th Floor Lift Lobby & Corridoor | Sq.Ft. | 523.967 | 25 | Approved
Primarc Chambers | BLOCK | Business Centre |  | WO/PCH/PC01/74 | INTERIOR SCAPE | Lift Facia Cladding | Lift Facia Cladding RESTILE ELENA (1200X600)mm in all levels over a bed of 30-40mm thick cement mortar (1:4) in proper line and level. The joints will be filled with white cement slurry with matched colour pigment after acid washing including all materials, labours, tools & tackles, all lead & lifts at all levels and finishing & cleaning all complete as per drawing, specification and direction of Engineer-in-Charge. (Only Tiles & Cement Will be Supplied by Client) | Sq.Ft. | 234.77 | 40 | Amended & Approved
Primarc Chambers | BLOCK | Business Centre |  | WO/PCH/PC01/74 | INTERIOR SCAPE | 8 mm thick CALCIUM SILLICATE BOARD | Providing and fixing horizontal suspended 8 mm thick CALCIUM SILLICATE BOARD flat ceiling as per design fixed with G.I. grid made at 18 mm x 18 mm 'L' section 24 gauge strap hinges not more than 750 mm centre to centre main 'C' channels of size 45x23 mm of 28g including scaffolding and making 6 mm groove (pvc groove profile) in between joints of false ceiling and wall etc. complete as directed by the Architect or Engineer-in charge. (Shifting & lifting of all materials & machineries and scaffolding (if required) are in contractor's scope). Location-Toilet in Lift Lobby (All Material in Contractor Scope) | Sq.Ft. | 71.316 | 105 | Approved
Primarc Chambers | BLOCK | Business Centre |  | WO/PCH/PC01/74 | INTERIOR SCAPE | Gypsum Ceiling | Providing all the Necessary material for Gypsum Celing including labour charge. False ceiling providlng and fixing with gypsum board 12 mm thk. flat framework comprislng of rolled galvanized metal sections consisting of the main channels to run in one direction at 1000mm c/c and secondary ceiling section at 525-650nim c/c in other direction connected to main channel with Gl connecting clips of 10 SWG of approved quality. The grids shall be suspended from structural slab by Gl strap hanger 15 mm x 15 mm size @1000mm C/C both ways from structural slab to support Gypsum board 12 mm thick is then screwed & fixed to ceiling section, finished with jointing compound, paper tape including necessary saffolding and tool tackles all complete as per drawing and direction direction of Engineer-ln Charge. Location- Service Lift Lobby | Sq.Ft. | 103.813 | 80 | Approved
Primarc Chambers | BLOCK | Business Centre |  | WO/PCH/PC01/74 | INTERIOR SCAPE | Toilet Floor Tiles (Restile Flammed Dark grey(600X600)mm | Providing & fixing charges for Toilet Floor Tiles (Restile Flammed Dark grey(600X600)mm) for all levels over a bed of 30-40mm thick cement mortar (1:4) in proper line & level. The joints will be filled with polymer based grout pigmented to match after acid washing including all all materials, labours, tools & tackles, all lead & lifts all all levels and finishing & cleaning all complete as per drawing and direction of Engineer-in-Charge. (Only Tiles & Cement Will be Supplied by Client) LOCATION-Lift Lobby Toilet | Sq.Ft. | 67.66 | 30 | Approved
Primarc Chambers | BLOCK | Business Centre |  | WO/PCH/PC01/74 | INTERIOR SCAPE | Toilet Dado Tiles (Restile Flammed Dark grey(600X600)mm) | Providing & fixing charges for Toilet Dado Tiles (Restile Flammed Dark grey(600X600)mm) for all levels over a bed of 30-40mm thick cement mortar (1:4) in proper line & level & plumb. The joints will be filled with polymer based grout pigmented to match after acid washing including all all materials, labours, tools & tackles, all lead & lifts all all levels and finishing & cleaning all complete as per drawing and direction of Engineer-in-Charge. (Only Tiles & Cement Will be Supplied by Client) LOCATION-Common Lobby Toilet | Sq.Ft. | 255.46 | 30 | Approved
Primarc Chambers | BLOCK | Business Centre |  | WO/PCH/PC01/74 | INTERIOR SCAPE | Toilet Vanity Counter finished with Leather Finish Black Granite | Providing & fixing charges for Toilet Vanity Counter finished with Leather Finish Black Granite over Top & Front over a bed of 25-30mm thick cement mortar (1:4)/Adhesive in proper line & level fixing over Plywood Structure (thik. as per dwg.) supported by MS L- Angle Structure(as per dwg.) inside finished with Laminate-Greenlam-277 Charcoal Matt finish . The joints will be filled with polymer based grout pigmented to match after acid washing including all all materials, labours, tools & tackles, all lead & lifts all all levels and finishing & cleaning all complete as per drawing and direction of Engineer-in-Charge. Location-Lift Lobby Toilet (Only Granite , Faucet & Basin will be suuplied by Client) | Nos. | 1 | 15000 | Approved
SOUTHWINDS PROJECT LLP (PHASE - III & IV) | PRE-CONSTRUCTION PHASE - III & IV | Plumbing/Sanitory |  | WO/SP34/PC34/63 | Compact Solutionz | WTP Rectification work with Filter Media Replacement for MLCP and T13 as per direction and satisfaction of EIC. | WTP Rectification work with Filter Media Replacement for MLCP and T13 as per direction and satisfaction of EIC. |  | 0 | 0 | Approved
SOUTHWINDS PROJECT LLP (PHASE - III & IV) | PRE-CONSTRUCTION PHASE - III & IV | Plumbing/Sanitory |  | WO/SP34/PC34/63 | Compact Solutionz | Cartridge filer housing | Supply of Cartridge filer housing with plumbing fittings. (T13) | Set | 1 | 1450 | Approved
SOUTHWINDS PROJECT LLP (PHASE - III & IV) | PRE-CONSTRUCTION PHASE - III & IV | Plumbing/Sanitory |  | WO/SP34/PC34/63 | Compact Solutionz | 20"x4" Jumbo Micron Cartridge filter | Supply of 20"x4" Jumbo Micron Cartridge filter. (Both WTP) | Nos. | 2 | 450 | Approved
SOUTHWINDS PROJECT LLP (PHASE - III & IV) | PRE-CONSTRUCTION PHASE - III & IV | Plumbing/Sanitory |  | WO/SP34/PC34/63 | Compact Solutionz | Gravels | Supply of under bed Gravels for MGF & ACF filter vessels. (T13 & MLCP) | Kgs | 160 | 5 | Approved
SOUTHWINDS PROJECT LLP (PHASE - III & IV) | PRE-CONSTRUCTION PHASE - III & IV | Plumbing/Sanitory |  | WO/SP34/PC34/63 | Compact Solutionz | Treated Sand media | Supply of Treated Sand media for Multigrade filter (T13 & MLCP) | Kgs | 160 | 5 | Approved
SOUTHWINDS PROJECT LLP (PHASE - III & IV) | PRE-CONSTRUCTION PHASE - III & IV | Plumbing/Sanitory |  | WO/SP34/PC34/63 | Compact Solutionz | Activated Carbon Media | Supply of Activated Carbon Media for ACF filter. (T13 & MLCP) | Kgs | 50 | 26 | Approved
SOUTHWINDS PROJECT LLP (PHASE - III & IV) | PRE-CONSTRUCTION PHASE - III & IV | Plumbing/Sanitory |  | WO/SP34/PC34/63 | Compact Solutionz | Alpha 1000 LPH UV Sterilizer | Supply of Alpha 1000 LPH UV Sterilizer Complete Set. (UV Life - 7,500Hrs.) (T13) | Nos. | 1 | 4250 | Approved
SOUTHWINDS PROJECT LLP (PHASE - III & IV) | PRE-CONSTRUCTION PHASE - III & IV | Plumbing/Sanitory |  | WO/SP34/PC34/63 | Compact Solutionz | installation of UV sterilizer for T13, Testing & Commissioning the WTP | Opening of all the vessels (5 Nos.) of both the WTP, drain out all the existing filters media, cleaning of all the filter vessels inside, replace of inside strainers if found damaged, charging of MGF & ACF with under bed media as per ideal quantity, fixing of pipes, fittings, installation of new micron Cartridge filter, installation of UV sterilizer for T13, Testing & Commissioning the WTP both WTP. | Nos. | 2 | 3250 | Approved
SOUTHWINDS PROJECT LLP (PHASE - III & IV) | PRE-CONSTRUCTION PHASE - III & IV | Plumbing/Sanitory |  | WO/SP34/PC34/63 | Compact Solutionz | Freight, Loading & Unloading Charges | Freight, Loading & Unloading Charges | Lump Sum | 1 | 2500 | Approved
Primarc Chambers | OVERHEAD | Pest Control |  | WO/PCH/PC05/9 | Secura Infra Services Pvt. Ltd. | Mosquito Control Treatment | Mosquito Control Treatment at Site Premises: (Work period: August 2024- November 2024) |  | 0 | 0 | Approved
Primarc Chambers | OVERHEAD | Pest Control |  | WO/PCH/PC05/9 | Secura Infra Services Pvt. Ltd. | Mosquito Control Treatment at Site Premises | Mosquito Control Treatment at Site Premises: I. Larvae Control Treatment Spraying Chemical (Temiphos/Sumilarv) 3 times in Month. II. Adult Mosquito Control Treatment a) Spraying Chemical (Cyphenothrin Malathion) 15 times in Month. b) Smoke Fogging (Cyphenothrin 5% EC/Deltamethrin 1.25% ULV) 15 times in Month at Project premises. (AREA- Basement, 1st Floor: Contractor office area, 2nd Floor: Labour hutment area, Security Area & 5th Floor- Marketing & Site office and tidbit areas) as per direction of EIC. | Months | 4 | 8500 | Approved
Primarc Chambers | OVERHEAD | Pest Control |  | WO/PCH/PC05/9 | Secura Infra Services Pvt. Ltd. | Mosquito Control treatment at Labour Hutment | Mosquito Control treatment at Labour Hutment: I. Adult Mosquito Control Treatment a. Spraying Chemical (Landa-Cyhalothrin) 2 times in Month at Labour Hutment as per direction of Engineer in Charge | Months | 4 | 1800 | Approved
SOUTHWINDS PROJECT LLP (PHASE - III & IV) | FINISHING PHASE - IV | False Celling |  | WO/SP34/FW4/43 | TARAMA ASSOCIATES | False Ceiling work at Lobby, Toilet & Kitchen (Typical Floor + Gr. Floor )area of Block-13 as per BOQ ,dwg and direction of EIC. | False Ceiling work at Lobby, Toilet & Kitchen (Typical Floor + Gr. Floor ) area of Block-13 as per BOQ ,dwg and direction of EIC. |  | 0 | 0 | Amended & Approved
SOUTHWINDS PROJECT LLP (PHASE - III & IV) | FINISHING PHASE - IV | False Celling |  | WO/SP34/FW4/43 | TARAMA ASSOCIATES | False Ceiling (Lobby) | False Ceiling (Lobby) Providing and fixing with Gypsum board 12 mm thk. flat framework comprising of rolled galvanized metal sections consisting of the main channels to run in one direction at 1000mm c/c and secondary ceiling section at 525-650mm c/c in other direction connected to main channel with GI connecting clips of 10 SWG of approved quality. The grids shall be suspended from structural slab by GI strap hangers 15mmx15mm size @ 1000mm C/C both ways from structural support. Gypsum board 12 mm thick is then screwed & fixed to ceiling section, finished with jointing compound, paper tape including necessary scaffolding & tool tackles all complete as per direction of drawing and direction of Engineer-In-Charge | Sq.Ft. | 24822 | 65 | Approved
SOUTHWINDS PROJECT LLP (PHASE - III & IV) | FINISHING PHASE - IV | False Celling |  | WO/SP34/FW4/43 | TARAMA ASSOCIATES | False Ceiling (Lobby cove) | False Ceiling (Lobby cove) Providing and fixing with Gypsum board 12 mm thk. flat framework comprising of rolled galvanized metal sections consisting of the main channels to run in one direction at 1000mm c/c and secondary ceiling section at 525-650mm c/c in other direction connected to main channel with GI connecting clips of 10 SWG of approved quality. The grids shall be suspended from structural slab by GI strap hangers 15mmx15mm size @ 1000mm C/C both ways from structural support. Gypsum board 12 mm thick is then screwed & fixed to ceiling section, finished with jointing compound, paper tape including necessary scaffolding & tool tackles all complete as per direction of drawing and direction of Engineer-In-Charge | Rft | 1524 | 55 | Approved
SOUTHWINDS PROJECT LLP (PHASE - III & IV) | FINISHING PHASE - IV | False Celling |  | WO/SP34/FW4/43 | TARAMA ASSOCIATES | False Ceiling Inside of Flat (Toilet Area) including cutting of Trap door area in each Toilet | False Ceiling Inside of Flat (Toilet Area) including cutting of Trap door area in each Toilet: Providing and fixing with 6mm th. Cement fibre board (Moisture resistant) Flat framework comprising of rolled galvanized metal sections consisting of the main channels to run in one direction at 1000mm c/c and secondary ceiling section at 525-650mm c/c in other direction connected to main channel with GI connecting clips of 10 SWG of approved quality. The grids shall be suspended from structural slab by GI strap hangers 15mm x 15mm size @ 1000mm C/C both ways from structural support.6mm thk. Cement fibre board (Moisture resistant) is then screwed & fixed to ceiling section, finished with jointing compound, paper tape including necessary scaffolding & tool tackles all complete as per direction of drawing and direction of Engineer-In-Charge. Board Brand: Everest / Equivalent Channel Make: Indian Gypsum / Equivalent | Sq.Ft. | 13388 | 60 | Approved
SOUTHWINDS PROJECT LLP (PHASE - III & IV) | FINISHING PHASE - IV | False Celling |  | WO/SP34/FW4/43 | TARAMA ASSOCIATES | Trap Door At Toilet - size 2' x 2' | Trap Door At Toilet Providing and fixing of Trap Door made with 6 mm Cement Fibre Board including galvanized metal sections with fittings and fixtures at all 4 peripheries of cut out area and trap door) to,all finishing at all level as per drawing and direction of Engineer-in-Charge. size 2' x 2' | Nos. | 108 | 275 | Approved
SOUTHWINDS PROJECT LLP (PHASE - III & IV) | FINISHING PHASE - IV | False Celling |  | WO/SP34/FW4/43 | TARAMA ASSOCIATES | Trap Door At Toilet - size 1.5' x 1.5' | Trap Door At Toilet Providing and fixing of Trap Door made with 6 mm Cement Fibre Board including galvanized metal sections with fittings and fixtures at all 4 peripheries of cut out area and trap door) to,all finishing at all level as per drawing and direction of Engineer-in-Charge. size 1.5' x 1.5' | Nos. | 216 | 275 | Approved
SOUTHWINDS PROJECT LLP (PHASE - III & IV) | FINISHING PHASE - IV | False Celling |  | WO/SP34/FW4/43 | TARAMA ASSOCIATES | False Ceiling Inside of Flat ( Kitchen Area) including Trap door in each Kitchen | False Ceiling Inside of Flat ( Kitchen Area) including Trap door in each Kitchen: Providing and fixing of False Ceiling with 12mm thick Gypsum board over framework comprising of rolled galvanized metal sections consisting of the main channels including all tools & tackles and finished with jointing compound, paper tape including necessary scaffolding at Kitchen area inside of Flat,along with Trap Doors (Including Galvanized metal sections with fittings and fixture; at all 4 peripheries of cut out area and trap door) of size 2' x 2' or 1.5' x 1.5' as required in each kitchen areas as per drawing and direction of Engineer-in-Charge. Rate has been considered per numbers of Flat/Kitchen | Nos. | 108 | 2700 | Approved
SOUTHWINDS PROJECT LLP (PHASE - III & IV) | FINISHING PHASE - IV | False Celling |  | WO/SP34/FW4/43 | TARAMA ASSOCIATES | False Ceiling (Lobby Area Gr. Floor ) | Providing and fixing with Hilux Board(Moisture resistant)8mm thk. flat framework comprising of rolled galvanized metal sections consisting of the main channels to run in one direction at 1000mm c/c and secondary ceiling section at 525-650 mm c/c in other direction connected to main channel with GI connecting clips of 10 SWG of approved quality. The grids shall be suspended from structural slab by GI strap hangers 15mm x 15mm size @ 1000mm c/c both ways from structural support. Hilux board 8mm thk. is then screwed & fixed to ceiling section, finished with jointing compound, paper tape. Location - "False Ceiling (Lobby Area Gr. Floor )" Brand- Ramco / as approved. | Sq.Ft. | 300 | 78 | Approved
SOUTHWINDS PROJECT LLP (PHASE - III & IV) | FINISHING PHASE - IV | False Celling |  | WO/SP34/FW4/43 | TARAMA ASSOCIATES | False Ceiling (Lobby Area Gr. Floor ) | Providing and fixing with Hilux Board(Moisture resistant)8mm thk. flat framework comprising of rolled galvanized metal sections consisting of the main channels to run in one direction at 1000mm c/c and secondary ceiling section at 525-650 mm c/c in other direction connected to main channel with GI connecting clips of 10 SWG of approved quality. The grids shall be suspended from structural slab by GI strap hangers 15mm x 15mm size @ 1000mm c/c both ways from structural support. Hilux board 8mm thk. is then screwed & fixed to ceiling section, finished with jointing compound, paper tape. Location - "False Ceiling (Lobby Area Gr. Floor )" Brand- Ramco / as approved. | Rft | 97 | 65 | Approved
SOUTHWINDS PROJECT LLP (PHASE - III & IV) | FINISHING PHASE - IV | False Celling |  | WO/SP34/FW4/43 | TARAMA ASSOCIATES | "False Ceiling Inside of Flat (Balcony Area/Kitchen) including Trap door in each balcony & kitchen | "False Ceiling Inside of Flat (Balcony Area/Kitchen) including Trap door in each balcony & kitchen: Providing and fixing with 8mm th. Cement fibre board (Moisture resistant) Flat framework comprising of rolled galvanized metal sections consisting of the main channels to run in one direction at 1000mm c/c and secondary ceiling section at 525-650mm c/c in other direction connected to main channel with GI connecting clips of 10 SWG of approved quality.The grids shall be suspended from structural slab by GI strap hangers 15mm x 15mm size @ 1000mm C/C both ways from structural support.8mm th. Cement fibre board (Moisture resistant) is then screwed & fixed to ceiling section,finished with jointing compound,paper tape including necessary scaffolding & tool tackles all complete as per direction of drawing and direction of Engineer-In-Charge. Board Brand: Everest / Equivalent Channel Make: Indian Gypsum / Equivalent " | Sq.Ft. | 0 | 65 | Approved
SOUTHWINDS PROJECT LLP (PHASE - III & IV) | FINISHING PHASE - IV | False Celling |  | WO/SP34/FW4/43 | TARAMA ASSOCIATES | False Ceiling Inside of Flat (Balcony Area/Kitchen) including Trap door in each balcony & kitchen | "False Ceiling Inside of Flat (Balcony Area/Kitchen) including Trap door in each balcony & kitchen: Providing and fixing with 8mm th. Cement fibre board (Moisture resistant) Flat framework comprising of rolled galvanized metal sections consisting of the main channels to run in one direction at 1000mm c/c and secondary ceiling section at 525-650mm c/c in other direction connected to main channel with GI connecting clips of 10 SWG of approved quality.The grids shall be suspended from structural slab by GI strap hangers 15mm x 15mm size @ 1000mm C/C both ways from structural support.8mm th. Cement fibre board (Moisture resistant) is then screwed & fixed to ceiling section,finished with jointing compound,paper tape including necessary scaffolding & tool tackles all complete as per direction of drawing and direction of Engineer-In-Charge. Board Brand: Everest / Equivalent Channel Make: Indian Gypsum / Equivalent " | Rft | 0 | 65 | Approved
SOUTHWINDS PROJECT LLP (PHASE - III & IV) | FINISHING PHASE - IV | False Celling |  | WO/SP34/FW4/43 | TARAMA ASSOCIATES | Pelmed Work for AC Unit at Block 13 ( Typical Floor ) as per BOQ, dwg and direction of EIC. | Pelmed Work for AC Unit at Block 13 ( Typical Floor ) as per BOQ, dwg and direction of EIC. |  | 0 | 0 | Approved
SOUTHWINDS PROJECT LLP (PHASE - III & IV) | FINISHING PHASE - IV | False Celling |  | WO/SP34/FW4/43 | TARAMA ASSOCIATES | Labour Charges for fixing pelmed with Ply (1500X500MM) | Labour Charges for fixing pelmed with Ply (1500X500MM) of AC Indoor Unit position over the approved drawing and direction of EIC including necessary scaffolding (Only Ply will supplied by client subject to reconciliation basis) | Nos. | 522 | 650 | Approved
SOUTHWINDS PROJECT LLP (PHASE - III & IV) | FINISHING PHASE - IV | False Celling |  | WO/SP34/FW4/43 | TARAMA ASSOCIATES | 500 x 230 (upto) mm HVAC False Ceiling Cove | 500 x 230 (upto) mm HVAC False Ceiling Cove Providing and fixing with Gypsum board 12 mm thk. flat framework comprising of rolled galvanized metal sections consisting with GI connecting clips of 10 SWG of approved quality. Gypsum board 12 mm thick fixed with screwed finished with jointing compound, paper tape including necessary scaffolding & tool tackles all complete as per direction of drawing and direction of Engineer-In-Charge Gypsum Board Make: India Gypsum Channel Make: India Gypsum/ Equivalent | RMT | 2148 | 375 | Approved
SOUTHWINDS PROJECT LLP (PHASE - III & IV) | FINISHING PHASE - IV | False Celling |  | WO/SP34/FW4/43 | TARAMA ASSOCIATES | Pelmed cove (100x100) for Balcony door/Room Window | Pelmed cove (100x100) for Balcony door/Room Window - Fixing of ply at top & side area before providing and fixing with Gypsum board 12 mm thk. flat framework comprising of rolled galvanized metal sections . Gypsum board 12 mm thick fixed with screw, finished with jointing compound, paper tape including necessary scaffolding & tool tackles all complete as per direction of drawing and direction of Engineer-In-Charge Gypsum Board Make: India Gypsum Channel Make: India Gypsum/ Equivalent | RMT | 200 | 200 | Approved
Primarc Chambers | OVERHEAD | Hire Charges |  | WO/PCH/PC05/24 | Arati Constructions | Hire charges for JCB | Hire charges for JCB for miscellaneous work for site progress (including driver & Fuel charge) as per direction of Engineer-in-Charge. (Time Period: 27th July 2024 to 12th August 2024 as per JCB usage report ) | hrs. | 28.5 | 800 | Approved
Primarc Chambers | OVERHEAD | Lift Operator |  | WO/PCH/PC05/25 | Secura Infra Services Pvt. Ltd. | licensed lift operator | Providing one (01) licensed lift operator @8.5 hr. daily basis for 30/31 days in a month including reliever, NH & Management fees, from 1st Sep 2024 to 31st Dec 2024. | Head | 4 | 17420 | Approved
BHOPAL - COMMERCIAL | PRE-CONSTRUCTION PHASE | Site Office | Civil and Finishing Work of Site Office | WO/BPC/BPC1/1 | PRESTAR INFRASTRUCTURE PROJECTS LTD | Steel structure | Supply of steel structures for the site office, as per drawings and direction from the Engineer-in-Charge. Brand - JINDAL / SAIL. | MT | 13.5 | 75200 | Amended & Approved
BHOPAL - COMMERCIAL | PRE-CONSTRUCTION PHASE | Site Office | Civil and Finishing Work of Site Office | WO/BPC/BPC1/2 | PRESTAR INFRASTRUCTURE PROJECTS LTD | Erection | Erection of PEB Structure for Site Office as per drawing and direction of EIC. | Lump Sum | 1 | 501045.6 | Approved
BHOPAL - COMMERCIAL | MARKETING | Marketing Office | Civil and Finishing Work of Marketing Office | WO/BPC/BPC4/1 | PRESTAR INFRASTRUCTURE PROJECTS LTD | Steel structure | Supply of Structural Steel Components for the PEB structure including columns, rafters, purlins, bracing members, and designed stair components (Only steel members, without surface finishing)as per drawings and direction from the Engineer-in-Charge. Brand - JINDAL / SAIL. | MT | 21.5 | 77674.42 | Amended & Approved
BHOPAL - COMMERCIAL | MARKETING | Marketing Office | Civil and Finishing Work of Marketing Office | WO/BPC/BPC4/2 | PRESTAR INFRASTRUCTURE PROJECTS LTD | Erection | Erection work for the Pre-Engineered Building (PEB) Marketing Office includes the complete installation of structural steel components, roofing, wall panels, mezzanine flooring, doors, windows, glazing, and other related elements to ensure a fully assembled and functional structure as per drawing and direction of EIC. | Lump Sum | 1 | 550000 | Amended & Approved
Primarc Chambers | COMMON INFRASTRUCTURE | Landscaping | Hardscape | WO/PCH/PC04/30 | NEW L. N. CONSTRUCTION | AAC Block (Gap/ Joint) Filling Mortar | Labour Charges for filling of AAC Block over 15mm thick mortar (1:6) and binding mortar joint in between blocks with 12mm thick (1:6)(as per requirement) , including all lead and lift of the material at terrace level including preparation of surface, cleaning and maintaing proper slope, with necessary curing & finishes all complete with all materials. labours, tools & tackles in all respect as per drawing , specification, under supervision and direction of Engineer-in-Charge. Location- Roof area filling except Business center & lift lobby at 15th Floor (Only Cement would be supplied by the Client free of cost, but subjected to reconciliation) | Cum. | 22.2 | 4050 | Approved
Primarc Chambers | COMMON INFRASTRUCTURE | Landscaping | Hardscape | WO/PCH/PC04/30 | NEW L. N. CONSTRUCTION | Traditional Red Bricks (Gap/ Joint) Filling Mortar | Labour Charges for filling of Traditional Red Bricks over 15mm thick mortar (1:6) and binding concrete joint in between blocks with 25mm thick (1:2:4)(as per requirement) , including all lead and lift of the material at terrace level including preparation of surface, cleaning and maintaining proper slope, with necessary curing & finishes all complete with all materials. labours, tools & tackles in all respect as per drawing , specification, under supervision and direction of Engineer-in-Charge. Location- Roof area filling except Business center & lift lobby at 15th Floor (Only Cement would be supplied by the Client free of cost, but subjected to reconciliation) | Sq.Mtr. | 440.7 | 995 | Amended & Approved
Primarc Chambers | COMMON INFRASTRUCTURE | Landscaping | Hardscape | WO/PCH/PC04/30 | NEW L. N. CONSTRUCTION | 250 mm thick Traditional Red Brick Work | Charges for Erecting 250 mm thick Traditional Red Brick Work of thickness 12 to 15 mm, and the mix ratio of cement to sand - (1:5) including the cost of all material, labour, tools, tackles, scaffolding, curing etc. complete as per direction of Project Manager and technical specification. Location- Standee & stepped sit out area at 15th Floor (Only Cement would be supplied by the Client free of cost, but subjected to reconciliation) | Cum. | 3.4 | 8100 | Approved
Primarc Chambers | COMMON INFRASTRUCTURE | Landscaping | Hardscape | WO/PCH/PC04/30 | NEW L. N. CONSTRUCTION | Screed Concrete | Providing and laying (1:1.5:3) Screed Concrete over the water proofing coating, of average depth 75mm, including all lead and lift of the material at terrace level including curing in all respect as per drawing , specification, under supervision of Water Proofing agency and direction of Engineer-in-Charge. The quoted rate also include the cost of levelling of top surface as per ridge line and lvl as mentioned in drawing. Location- 15 th Floor (Except Business center & lift lobby only Roof area) Cement would be supplied by the client free of cost, but subjected to reconciliation. | Sq.Mtr. | 609.1 | 800 | Approved
Primarc Chambers | COMMON INFRASTRUCTURE | Landscaping | Hardscape | WO/PCH/PC04/30 | NEW L. N. CONSTRUCTION | Shuttering | Hire & labour charges for shuttering with centering & necessary staging up to necessary height using approved stout props, 12mm thick quality ply board shuttering , with required bracing for curved or straight including fitting , fixing & striking out after completion of works. Location- O.H.T Roof, Above Roof , Business Center Roof & 15th Floor Concrete Pedestal complete as per drawing, specification and direction of Engineer-in-Charge. | Sq.Mtr. | 119.6 | 420 | Approved
Primarc Chambers | COMMON INFRASTRUCTURE | Landscaping | Hardscape | WO/PCH/PC04/30 | NEW L. N. CONSTRUCTION | R.C.C | Charges for providing & laying of R.C.C (1:2:3) by site mix concrete 25 mm and down sized , screened and washed well graded stone chips excluding shuttering, consolidation complete in all respect as per drawing, specification and direction of EIC. (Cement & Steel would be supplied by the client, but subjected to reconciliation.) Location- O.H.T Roof, Above Roof , Business Center Roof & 15th Floor Concrete Pedestal complete as per drawing, specification and direction of Engineer-in-Charge. | Cum. | 5.85 | 6100 | Approved
Primarc Chambers | BLOCK | Water Proofing |  | WO/PCH/PC01/29 | AKJ Engineers Pvt. Ltd. | Water proofing work near Security Cabin U.G.R area | Water proofing work near Security Cabin U.G.R area as per BOQ, drawing and direction of EIC. 1. Surface preparation : Charges towards cleaning the mother slab concrete surface with apply of grinding machine (if require),wire brush, water etc. to remove all loose dirt, dust, cement latience etc. up to satisfication level of site engineer / project in charge and sealing the cracks (if any) by polymer modified mortar enriched with Sika Latex Power etc., including necessary groove cutting along the construction joints, cleaning properly to remove all loose adhering particles, sealing & chamfering the same with fillet of mortar (Cement: sand – 1:4) admixed with Sika Latex Power and with necessary stagging all complete as per manufacturers specification & direction of EIC. 2. Coating Work : Charges towards providing & application of two coats of 2 Comp.Acrylic polymer modified waterproofing slurry coating Sikatop Seal-109 hi, (after application of 1st coat Sikatop Seal 109 hi laying of Fibre glass cloth while the coating is in green stage then application of 2nd coat shall be applied ) as per manufacturer's specification and direction of EIC. After 24 hrs of coating , the same shall be cured for 3-4 days by sprinkling water on it. 3. Protective Plastering work : Charges towards providing 8-10mm avg. thick cement Plaster (1:4) admixed with polymer based waterproofing admixture admixed with integral waterproofing compound Sika Plastocrete Plus @ 0.2% by wt. of cement, as per manufacturers specification and direction of EIC. All work to be done as per attached Method Statement – Roof Treatment with SikaTop®Seal 109hi (Attached) 4. Neat Cement Punning: All charges for laying 4 mm thick neat cement (cement consumption not more than 2.75 Kg/Sqm) inside surface on protective finish plaster with curing including tools tackles and with necessary stagging all complete as per direction of EIC 5. Curing Complete. (Only Cement & Sand will be supplied by Client, subjected to reconciliation). Location: Near Security cabin U.G.R | Sq.Ft. | 1096.1 | 60 | Approved
Primarc Chambers | BLOCK | Painting | Internal Painting | WO/PCH/PC01/79 | ARTISAN | PU based paint | Supply & application of two coat epoxy based primer+ two coat PU based paint on the MS members at different locations. (Brand - Asian Paint, Spray finish) |  | 0 | 0 | Amended & Approved
Primarc Chambers | BLOCK | Painting | Internal Painting | WO/PCH/PC01/79 | ARTISAN | Synthetic enamel paint | Supply & application of 2 coat epoxy based primer+ 2 coat synthetic enamel paint (Satin finish) on the MS members at different locations. Brand- Asian Paints, Roller finish. |  | 0 | 0 | Amended & Approved
Primarc Chambers | BLOCK | Painting | Internal Painting | WO/PCH/PC01/79 | ARTISAN | 15 th Floor Pergola -1 & 2,Screen Gate | Supply & application of two coat epoxy based primer+ two coat PU based paint of approved shade and make, on MS surface including scraping, sand papering, all materials, labours, tools & tackles, all lead & lifts at all level with all finishing work with all finishing work as per drawing & direction of Engineer-in-Charge. Location-15 th Floor Pergola -1 & 2,15th floor Screen Gate. Note: Material shall be applied after approval of EIC. RAL - 7043 | Sq.Ft. | 1677.91 | 67 | Approved
Primarc Chambers | BLOCK | Painting | Internal Painting | WO/PCH/PC01/79 | ARTISAN | North Side 1st, 2nd Floor Projection | Supply & application of 2 coat epoxy based primer+ 2 coat PU based paint of approved shade and make, on MS surface including scraping, sand papering, all materials, labours, tools & tackles, all lead & lifts at all level with all finishing work at North Side 1st Floor & 2nd Floor Projection as per direction of Engineer-in-Charge. Note: Material shall be applied after approval of EIC. RAL - 7043 | Sq.Ft. | 289.85 | 67 | Approved
Primarc Chambers | BLOCK | Painting | Internal Painting | WO/PCH/PC01/79 | ARTISAN | West Side 1st Floor Canopy | Supply & application of 2 coat epoxy based primer+ 2 coat PU based paint of approved shade and make, on MS surface including scraping, sand papering, all materials, labours, tools & tackles, all lead & lifts at all level with all finishing work at West Side 1st Floor Canopy as per direction of Engineer-in-Charge.Note: Material shall be applied after approval of EIC. RAL - 1001 / 1002 / 1005 / 1011 / 1014 / 1026 | Sq.Ft. | 155.87 | 67 | Approved
Primarc Chambers | BLOCK | Painting | Internal Painting | WO/PCH/PC01/79 | ARTISAN | Catwalk at above Roof level | Supply & application of 2 coats of Epoxy Primer & 2 Coats of Synthetic Enamel Paint of approved shade and make, on MS surface including scraping, sand papering, all materials, labours, tools & tackles, all lead & lifts at all level with all finishing work at Catwalk at above Roof level as per direction of Engineer-in-Charge. Note: Material shall be applied after approval of EIC. RAL- 7043 | Sq.Ft. | 362.73 | 20.7 | Approved
Primarc Chambers | BLOCK | Painting | Internal Painting | WO/PCH/PC01/79 | ARTISAN | Maintenance Ladder - 1 (15th to Business Center Roof) | Supply & application of 2 coats of Epoxy Primer & 2 Coats of Synthetic Enamel Paint of approved shade and make, on MS surface including scraping, sand papering, all materials, labours, tools & tackles, all lead & lifts at all level with all finishing work at Maintenance Ladder - 1 (15th to Business Center Roof) as per direction of Engineer-in-Charge. Note: Material shall be applied after approval of EIC. RAL- 7043 | Sq.Ft. | 137.5 | 20.7 | Approved
Primarc Chambers | BLOCK | Painting | Internal Painting | WO/PCH/PC01/79 | ARTISAN | Maintenance Ladder - 2 (Above Roof to O.H.T Roof) | Supply & application of 2 coats of Epoxy Primer & 2 Coats of Synthetic Enamel Paint of approved shade and make, on MS surface including scraping, sand papering, all materials, labours, tools & tackles, all lead & lifts at all level with all finishing work at Maintenance Ladder - 2 (Above Roof to O.H.T Roof) as per direction of Engineer-in-Charge. Note: Material shall be applied after approval of EIC. RAL- 7043 | Sq.Ft. | 36.22 | 20.7 | Approved
Primarc Chambers | BLOCK | Painting | Internal Painting | WO/PCH/PC01/79 | ARTISAN | AC ODU at Above Roof Level | Supply & application of 2 coats of Epoxy Primer & 2 Coats of Synthetic Enamel Paint of approved shade and make, on MS surface including scraping, sand papering, all materials, labours, tools & tackles, all lead & lifts at all level with all finishing work at AC ODU at Above Roof Level as per direction of Engineer-in-Charge. Note: Material shall be applied after approval of EIC. RAL- 7043 | Sq.Ft. | 1647.32 | 20.7 | Approved
Primarc Chambers | BLOCK | Painting | Internal Painting | WO/PCH/PC01/79 | ARTISAN | AC ODU at 1st Podium | Supply & application of 2 coats of Epoxy Primer & 2 Coats of Synthetic Enamel Paint of approved shade and make, on MS surface including scraping, sand papering, all materials, labours, tools & tackles, all lead & lifts at all level with all finishing work at AC ODU at 1st Podium as per direction of Engineer-in-Charge. Note: Material shall be applied after approval of EIC. RAL- 7043 | Sq.Ft. | 522.82 | 20.7 | Approved
Primarc Chambers | BLOCK | Painting | Internal Painting | WO/PCH/PC01/79 | ARTISAN | AC ODU at 2nd Podium | Supply & application of 2 coats of Epoxy Primer & 2 Coats of Synthetic Enamel Paint of approved shade and make, on MS surface including scraping, sand papering, all materials, labours, tools & tackles, all lead & lifts at all level with all finishing work at AC ODU at 2nd Podium as per direction of Engineer-in-Charge. Note: Material shall be applied after approval of EIC. RAL- 7043 | Sq.Ft. | 938.22 | 20.7 | Approved
Primarc Chambers | BLOCK | Painting | Internal Painting | WO/PCH/PC01/79 | ARTISAN | AC ODU at 3rd Podium | Supply & application of 2 coats of Epoxy Primer & 2 Coats of Synthetic Enamel Paint of approved shade and make, on MS surface including scraping, sand papering, all materials, labours, tools & tackles, all lead & lifts at all level with all finishing work at AC ODU at 3rd Podium as per direction of Engineer-in-Charge. Note: Material shall be applied after approval of EIC. RAL- 7043. | Sq.Ft. | 879.7 | 20.7 | Approved
Primarc Chambers | BLOCK | Painting | Internal Painting | WO/PCH/PC01/79 | ARTISAN | AC ODU at 4th Podium | Supply & application of 2 coats of Epoxy Primer & 2 Coats of Synthetic Enamel Paint on the MS members including scraping, sand papering, all materials, labours, tools & tackles, all lead & lifts at all level with all finishing work at AC ODU at 4th Podium as per direction of Engineer-in-Charge. Note: Material shall be applied after approval of EIC. RAL- 7043 | Sq.Ft. | 3927.57 | 20.7 | Approved
Primarc Chambers | BLOCK | Painting | Internal Painting | WO/PCH/PC01/79 | ARTISAN | Basement STP Area MS Sheet Door & Ladder | Supply & application of 2 coats of Epoxy Primer & 2 Coats of Synthetic Enamel Paint of approved shade and make, on MS surface including scraping, sand papering, all materials, labours, tools & tackles, all lead & lifts at all level with all finishing work at Basement STP Area MS Sheet Door & Ladder as per direction of Engineer-in-Charge. Note: Material shall be applied after approval of EIC. | Sq.Ft. | 151.36 | 20.7 | Approved
Primarc Chambers | BLOCK | Painting | Internal Painting | WO/PCH/PC01/79 | ARTISAN | Basement Drain Cover | Supply & application of 2 coats of Epoxy Primer & 2 Coats of Synthetic Enamel Paint of approved shade and make, on MS surface including scraping, sand papering, all materials, labours, tools & tackles, all lead & lifts at all level with all finishing work at Basement Drain Cover as per direction of Engineer-in-Charge. Note: Material shall be applied after approval of EIC. | Sq.Ft. | 54.64 | 20.7 | Approved
Primarc Chambers | BLOCK | Painting | Internal Painting | WO/PCH/PC01/79 | ARTISAN | Stair (1 & 2 ) Railing | Supply & application of 2 coats of Epoxy Primer & 2 Coats of Synthetic Enamel Paint of approved shade and make, on MS surface including scraping, sand papering, all materials, labours, tools & tackles, all lead & lifts at all level with all finishing work at Stair (1 & 2 ) Railing as per direction of Engineer-in-Charge. Note: Material shall be applied after approval of Engineer-in-Charge. RAL - 7043 | Sq.Ft. | 2607.48 | 20.7 | Approved
Primarc Chambers | BLOCK | Ventilation | Ventilation & Pressurization | WO/PCH/PC01/36 | UNIVERSAL ENERGY SOLUTIONS PVT. LTD. | EXHAUST FANS (FIRE RATED) | Supply, Installation, Testing & Commissioning of Tube Axial Fan / Vane Axial Fan with impeller having adjustable pitch angle blades and complete with suitable motor & drive assembly. Motor shall also be suitable for Variable Speed drive & shall be high efficiency Class IE2. Motor shall be suitable for 415 ± 10% V, 3 Phase, 4 Wire, 50 ± 3%Hz electrical supply. Fans shall be AMCA Certified for Air (AMCA 210) & Sound (AMCA 300). All necessary vibration isolation system, mounting frames, hangers, supports, nuts & bolts & Fan to have safety wire mesh bird screen to be included. The complete fan assembly alongwith the motor & drive assembly shall be fire rated i.e. suitable to operate upto 250°C for 2 hours and meet the duty parameters. The fan assembly shall be EN-12101-3 or UL tested for High temperature (UL Power & smoke Ventilation listed) for a minimum of 250 Deg. Celsius for a minimum of 2 Hrs and should be UL or CE labelled. Make- Kruger / Nicotra /Green Heck. General Notes: (i) The sound pressure of fans should not exceed 65-68 dB(A) at a distance of 3 meters for Normal-cum-Emergency Supply/Exhaust fans and sound pressure should not exceed 85 dB(A) at a distance of 3 meters for Emergency-only Supply/Exhaust. (ii) The Total Fan Efficiency > 70% for Normal-cum-Emergency Supply/Exhaust fans. (iii) Contractor / Equipment manufacturer to calculate total static pressure (TSP) in mm Wg by adding ESP & internal static pressure of the unit. TSP selected should be such that under all operating conditions, the designed ESP & CFM (duty parameter) is delivered. |  | 0 | 0 | Amended & Approved
Primarc Chambers | BLOCK | Ventilation | Ventilation & Pressurization | WO/PCH/PC01/36 | UNIVERSAL ENERGY SOLUTIONS PVT. LTD. | MOTORIZED FIRE & SMOKE DAMPERS - UL LISTED | Supply, installation, testing & commissioning of multi blade, motorised combined fire & smoke dampers with spring return actuator. The damper shall be of atleast 1.5 hr. fire rating. The damper shall be as per latest edition of CBRI tested as per UL 555. The damper shall be constructed out of 16G galvanised sheet steel. It shall be complete with control panel, actuator, sensor and inter-locking / wiring / connection. Dampers shall be as per approved shop drawings. The damper actuator shall be with a Potential Free NO/NC contact for BMS Compatiblity and ON/OFF type. The actuator shall provide open and close feedback to BMS System. |  | 0 | 0 | Approved
Primarc Chambers | BLOCK | Ventilation | Ventilation & Pressurization | WO/PCH/PC01/78 | UNIVERSAL ENERGY SOLUTIONS PVT. LTD. | ELECTRICAL PANELS | Supply, installation, testing and commissioning of 3.7 kW DOL Starter for Axial flow fans complete with 4P MCB as incommer, Contactor, O/L relay, ON-OFF-TRIP indication lamp, push bottom swich, auto/manual selecter swich and all accessories to complete the system. Provide pottential free contact with 24V relay for integrating with BMS and Fire Alarm System System. GENERAL NOTES: DOL STARTER PANEL | Nos | 2 | 35550 | Approved
Primarc Chambers | BLOCK | Ventilation | Ventilation & Pressurization | WO/PCH/PC01/36 | UNIVERSAL ENERGY SOLUTIONS PVT. LTD. | ELECTRICAL PANELS | Supply, installation, testing and commissioning of 3.7 kW DOL Starter for Axial flow fans complete with 4P MCB as incommer, Contactor, O/L relay, ON-OFF-TRIP indication lamp, push bottom swich, auto/manual selecter swich and all accessories to complete the system. Provide pottential free contact with 24V relay for integrating with BMS and Fire Alarm System System. GENERAL NOTES: DOL STARTER PANEL | Nos | 1 | 26500 | Approved
Primarc Chambers | BLOCK | Ventilation | Ventilation & Pressurization | WO/PCH/PC01/36 | UNIVERSAL ENERGY SOLUTIONS PVT. LTD. | a. | Location- Pressurization Fan, Air Qty in CFM- 10000, ESP in mm Wg- 20 KW/Ph/Class- 3.7/3/H; Fan Duty: Normal & Emergency Exhaust | Nos | 1 | 86670 | Approved
Primarc Chambers | BLOCK | Ventilation | Ventilation & Pressurization | WO/PCH/PC01/36 | UNIVERSAL ENERGY SOLUTIONS PVT. LTD. | b. | Charges for Fire Retardent Canvas with MS Flange, Factory Fabricated Transition Peice for above Axial Flow Fan | Set | 1 | 6908 | Approved
Primarc Chambers | BLOCK | Ventilation | Ventilation & Pressurization | WO/PCH/PC01/36 | UNIVERSAL ENERGY SOLUTIONS PVT. LTD. | b. | Actuators ON/OFF Type with controller | Nos | 0 | 10083 | Approved
Primarc Chambers | BLOCK | Ventilation | Ventilation & Pressurization | WO/PCH/PC01/36 | UNIVERSAL ENERGY SOLUTIONS PVT. LTD. | GI framing | Supply,installation and testing of GI framing to install the Grille & Louver constructed of GSS 22 swg and accessories to complete the system as following; | Nos | 0 | 0 | Approved
Primarc Chambers | BLOCK | Ventilation | Ventilation & Pressurization | WO/PCH/PC01/36 | UNIVERSAL ENERGY SOLUTIONS PVT. LTD. | a. | Sizes :400 mm x 1200 mm | Nos | 15 | 1330 | Approved
Primarc Chambers | BLOCK | Ventilation | Ventilation & Pressurization | WO/PCH/PC01/36 | UNIVERSAL ENERGY SOLUTIONS PVT. LTD. | b. | Size: 500 mm x 700 mm | Nos | 15 | 1037.5 | Approved
The Soul, Rajarhat | CLUB | Electrical | External Electrical | WO/HR01/CL07/4 | A B S Enterprise | Lift Fixing at Badminton & Basketball Court | Installation, Testing & Commissioning of Flood Light adjustable type (150W) as per drawing and direction of Engineer in-charge as required to complete in all respect..Location-Location-Badmiton & Basketball | Nos | 6 | 500 | Approved
Primarc Chambers | BLOCK | Ventilation | Ventilation & Pressurization | WO/PCH/PC01/78 | UNIVERSAL ENERGY SOLUTIONS PVT. LTD. | EXHAUST FANS (FIRE RATED) | Supply, Installation, Testing & Commissioning of Tube Axial Fan / Vane Axial Fan with impeller having adjustable pitch angle blades and complete with suitable motor & drive assembly. Motor shall also be suitable for Variable Speed drive & shall be high efficiency Class IE2. Motor shall be suitable for 415 ± 10% V, 3 Phase, 4 Wire, 50 ± 3%Hz electrical supply. Fans shall be AMCA Certified for Air (AMCA 210) & Sound (AMCA 300). All necessary vibration isolation system, mounting frames, hangers, supports, nuts & bolts & Fan to have safety wire mesh bird screen to be included. The complete fan assembly alongwith the motor & drive assembly shall be fire rated i.e. suitable to operate upto 250°C for 2 hours and meet the duty parameters. The fan assembly shall be EN-12101-3 or UL tested for High temperature (UL Power & smoke Ventilation listed) for a minimum of 250 Deg. Celsius for a minimum of 2 Hrs and should be UL or CE labelled. Make- Kruger / Nicotra /Green Heck. General Notes: (i) The sound pressure of fans should not exceed 65-68 dB(A) at a distance of 3 meters for Normal-cum-Emergency Supply/Exhaust fans and sound pressure should not exceed 85 dB(A) at a distance of 3 meters for Emergency-only Supply/Exhaust. (ii) The Total Fan Efficiency > 70% for Normal-cum-Emergency Supply/Exhaust fans. (iii) Contractor / Equipment manufacturer to calculate total static pressure (TSP) in mm Wg by adding ESP & internal static pressure of the unit. TSP selected should be such that under all operating conditions, the designed ESP & CFM (duty parameter) is delivered. |  | 0 | 0 | Approved
Primarc Chambers | BLOCK | Ventilation | Ventilation & Pressurization | WO/PCH/PC01/78 | UNIVERSAL ENERGY SOLUTIONS PVT. LTD. | MOTORIZED FIRE & SMOKE DAMPERS - UL LISTED | Supply, installation, testing & commissioning of multi blade, motorised combined fire & smoke dampers with spring return actuator. The damper shall be of atleast 1.5 hr. fire rating. The damper shall be as per latest edition of CBRI tested as per UL 555. The damper shall be constructed out of 16G galvanised sheet steel. It shall be complete with control panel, actuator, sensor and inter-locking / wiring / connection. Dampers shall be as per approved shop drawings. The damper actuator shall be with a Potential Free NO/NC contact for BMS Compatiblity and ON/OFF type. The actuator shall provide open and close feedback to BMS System. |  | 0 | 0 | Approved
Primarc Chambers | BLOCK | Ventilation | Ventilation & Pressurization | WO/PCH/PC01/78 | UNIVERSAL ENERGY SOLUTIONS PVT. LTD. | a. | Location- Corridoor Exhaust, Air Qty in CFM- 15000, ESP in mm Wg- 40 KW/Ph/Class- 7.5/3/H; Fan Duty: Normal & Emergency Exhaust | Nos | 2 | 84756 | Approved
Primarc Chambers | BLOCK | Ventilation | Ventilation & Pressurization | WO/PCH/PC01/78 | UNIVERSAL ENERGY SOLUTIONS PVT. LTD. | b. | Charges for Fire Retardent Canvas with MS Flange, Factory Fabricated Transition Peice for above Axial Flow Fan | Set | 2 | 6908 | Approved
Primarc Chambers | BLOCK | Ventilation | Ventilation & Pressurization | WO/PCH/PC01/78 | UNIVERSAL ENERGY SOLUTIONS PVT. LTD. | b. | Actuators ON/OFF Type with controller | Nos | 4 | 10083 | Approved
Primarc Chambers | BLOCK | Ventilation | Ventilation & Pressurization | WO/PCH/PC01/78 | UNIVERSAL ENERGY SOLUTIONS PVT. LTD. | GI framing | Supply,installation and testing of GI fabricated backdraft damper of 24 swg casing and 26 swg blade with supports complete with frame and necessary accessories. | Nos | 60 | 1283.25 | Approved
Primarc Chambers | BLOCK | Painting | Internal Painting | WO/PCH/PC01/79 | ARTISAN | Surface Preparation | Surface Preparation with grinding machine. | Sq.Ft. | 2123.62 | 4 | Approved
Primarc Chambers | BLOCK | Painting | Internal Painting | WO/PCH/PC01/79 | ARTISAN | Surface Preparation | Surface Preparation with grinding machine. | Sq.Ft. | 11210.87 | 4 | Approved
Primarc Chambers | COMMON INFRASTRUCTURE | Painting |  | WO/PCH/PC04/31 | ARTISAN | PU based paint | Supply & application of two coat epoxy based primer+ two coat PU based paint on the MS members at different locations. (Brand - Asian Paint, Spray finish) |  | 0 | 0 | Approved
Primarc Chambers | COMMON INFRASTRUCTURE | Painting |  | WO/PCH/PC04/31 | ARTISAN | Synthetic enamel paint | Supply & application of 2 coat epoxy based primer+ 2 coat synthetic enamel paint (Satin finish) on the MS members at different locations. Brand- Asian Paints, Roller finish. |  | 0 | 0 | Approved
Primarc Chambers | COMMON INFRASTRUCTURE | Painting |  | WO/PCH/PC04/31 | ARTISAN | DG Area MS Structure | Supply & application of two coat epoxy based primer+ two coat PU based paint of approved shade and make, on MS surface including scraping, sand papering, all materials, labours, tools & tackles, all lead & lifts at all level with all finishing work with all finishing work as per drawing & direction of Engineer-in-Charge. Location-DG Area MS Structure . Note: Material shall be applied after approval of EIC. RAL - 7043 | Sq.Ft. | 1738.28 | 67 | Approved
Primarc Chambers | COMMON INFRASTRUCTURE | Painting |  | WO/PCH/PC04/31 | ARTISAN | Front Main Gate | Supply & application of two coat epoxy based primer+ two coat PU based paint of approved shade and make, on MS surface including scraping, sand papering, all materials, labours, tools & tackles, all lead & lifts at all level with all finishing work with all finishing work as per drawing & direction of Engineer-in-Charge. Location-Front Main Gate . Note: Material shall be applied after approval of EIC. RAL - 7043 | Sq.Ft. | 327.8 | 67 | Approved
Primarc Chambers | COMMON INFRASTRUCTURE | Painting |  | WO/PCH/PC04/31 | ARTISAN | Surface preparation | Surface Preparation with grinding machine. | Sq.Ft. | 2066.09 | 4 | Approved
Primarc Chambers | COMMON INFRASTRUCTURE | Painting |  | WO/PCH/PC04/31 | ARTISAN | WTP Area MS Structure | Supply & application of 2 coats of Epoxy Primer & 2 Coats of Synthetic Enamel Paint of approved shade and make, on MS surface including scraping, sand papering, all materials, labours, tools & tackles, all lead & lifts at all level with all finishing work at WTP Area MS Structure as per direction of Engineer-in-Charge. Note: Material shall be applied after approval of EIC. RAL- 7043 | Sq.Ft. | 1333.93 | 20.7 | Approved
Primarc Chambers | COMMON INFRASTRUCTURE | Painting |  | WO/PCH/PC04/31 | ARTISAN | Old Marketing office Back Side Camo Screen | Supply & application of 2 coats of Epoxy Primer & 2 Coats of Synthetic Enamel Paint of approved shade and make, on MS surface including scraping, sand papering, all materials, labours, tools & tackles, all lead & lifts at all level with all finishing work at Old Marketing office Back Side Camo Screen as per direction of Engineer-in-Charge. Note: Material shall be applied after approval of EIC. RAL- 7043 | Sq.Ft. | 192.2 | 20.7 | Approved
Primarc Chambers | COMMON INFRASTRUCTURE | Painting |  | WO/PCH/PC04/31 | ARTISAN | Surface preparation | Surface Preparation with grinding machine. | Sq.Ft. | 1526.13 | 4 | Approved
CHANDANNAGAR COMMERCIAL | MAIN TOWER | Civil |  |  |  | Labour supply | Charges for Labour for misc. work as per direction of Engineer-in-Charge. | Nos |  |  | Approved
CHANDANNAGAR COMMERCIAL | MAIN TOWER | Civil | Sub & Super Structure Work | WO/GC01/GC01/8 | Arsh Realcon | Misc. Civil work | Misc. Civil work as per direction of Engineer-in-Charge. |  | 0 | 0 | Approved
CHANDANNAGAR COMMERCIAL | MAIN TOWER | Civil | Sub & Super Structure Work | WO/GC01/GC01/8 | Arsh Realcon | Idle Charges for JCB & Pocklain | Charges for idle JCB and Pocklain, including operator wages, and maintenance during periods of inactivity due to delays, work stoppage, or other site-related issues. The cost of idle labour during the same period, including wages and any associated overheads. Additionally, charges include the labour costs involved in remaking or reconstructing labor hutments affected by the downtime as per direction of Engineer-in-Charge. | Lump Sum | 1 | 200000 | Approved
CHANDANNAGAR COMMERCIAL | MAIN TOWER | Civil | Sub & Super Structure Work | WO/GC01/GC01/8 | Arsh Realcon | Material damage & Remaking Charges | Material damage & Remaking Charges |  | 0 | 0 | Approved
CHANDANNAGAR COMMERCIAL | MAIN TOWER | Civil | Sub & Super Structure Work | WO/GC01/GC01/8 | Arsh Realcon | Escalation for material and labour | Escalation charges for material and labour against the main civil work order (WO/GC01/GC01/2). Amount will be settled in the final bill against work order WO/GC01/GC01/2, upon the successful completion of the project. . | Lump Sum | 1 | 325000 | Approved
CHANDANNAGAR COMMERCIAL | MAIN TOWER | Civil | Sub & Super Structure Work | WO/GC01/GC01/8 | Arsh Realcon | Modification Civil work at Sub-structure | Modification work at Sub-structure due to drawing changes as per direction of Engineer-in-Charge. |  | 0 | 0 | Approved
CHANDANNAGAR COMMERCIAL | MAIN TOWER | Civil | Sub & Super Structure Work | WO/GC01/GC01/8 | Arsh Realcon | Supply of Labour. | Charges for Labour for misc. work as per direction of Engineer-in-Charge. | Nos | 116 | 550 | Approved
CHANDANNAGAR COMMERCIAL | MAIN TOWER | Civil | Sub & Super Structure Work | WO/GC01/GC01/8 | Arsh Realcon | Supply of Carpenter | Charges for Carpenter for misc. work as per direction of Engineer-in-Charge. | Nos | 1 | 600 | Approved
CHANDANNAGAR COMMERCIAL | MAIN TOWER | Civil | Sub & Super Structure Work | WO/GC01/GC01/8 | Arsh Realcon | Supply of Masson | Charges for Masson for misc. work as per direction of Engineer-in-Charge. | Nos | 24 | 600 | Approved
CHANDANNAGAR COMMERCIAL | MAIN TOWER | Civil | Sub & Super Structure Work | WO/GC01/GC01/8 | Arsh Realcon | Earthwork in Excavation - up to 1.5 M | All Charges for doing excavation in required profile in all type of soils in dry and wet condition for foundation or any other foundation of the proposed structure as per drawings or direction EIC including dismantling of foundation (if any) made with brick, PCC, RCC, dressing of side, bottom, ramming of bottom, dewatering, shoring, strutting, diverting underground sewer line, water line, electrical line (if any) barricading the area providing caution board maintaining required slopes including all labour, materials, machinery, tools & tackles for all lead & lift as per drawing and direction of Engineer-in-Charge. a) Depth up to 1.5m | Cum. | 256.543 | 204 | Approved
CHANDANNAGAR COMMERCIAL | MAIN TOWER | Civil | Sub & Super Structure Work | WO/GC01/GC01/8 | Arsh Realcon | Earthwork in Excavation - beyond 1.50m but up to 3.00m | All Charges for doing excavation in required profile in all type of soils in dry and wet condition for foundation or any other foundation of the proposed structure as per drawings or direction EIC including dismantling of foundation (if any) made with brick, PCC, RCC, dressing of side, bottom, ramming of bottom, dewatering, shoring, strutting, diverting underground sewer line, water line, electrical line (if any) barricading the area providing caution board maintaining required slopes including all labour, materials, machinery, tools & tackles for all lead & lift as per drawing and direction of Engineer-in-Charge. b) Depth 1.5m to 3.0m | Cum. | 168.796 | 272 | Approved
CHANDANNAGAR COMMERCIAL | MAIN TOWER | Civil | Sub & Super Structure Work | WO/GC01/GC01/8 | Arsh Realcon | Earthwork in Excavation - beyond 3.0m | All Charges for doing excavation in required profile in all type of soils in dry and wet condition for foundation or any other foundation of the proposed structure as per drawings or direction EIC including dismantling of foundation (if any) made with brick, PCC, RCC, dressing of side, bottom, ramming of bottom, dewatering, shoring, strutting, diverting underground sewer line, water line, electrical line (if any) barricading the area providing caution board maintaining required slopes including all labour, materials, machinery, tools & tackles for all lead & lift as per drawing and direction of Engineer-in-Charge. c) Depth 3.0m to 4.5m | Cum. | 27 | 310 | Approved
CHANDANNAGAR COMMERCIAL | MAIN TOWER | Civil | Sub & Super Structure Work | WO/GC01/GC01/8 | Arsh Realcon | Backfilling Excavated Earth | All Charges for doing backfilling of excavated pit, trench etc. with excavated earth in layer not exceeding 150mm in depth including watering, ramming, compaction and transportation of sand, all labour, materials, machinery, tools & tackles etc. for all lead & lift as per drawing and direction of Engineer-in-Charge. | Cum. | 450.046 | 155 | Approved
CHANDANNAGAR COMMERCIAL | MAIN TOWER | Civil | Sub & Super Structure Work | WO/GC01/GC01/8 | Arsh Realcon | Concreteing Work PCC (1:3:6) | All Charges for providing, mixing & laying 1:3:6 plain cement concrete (PCC) of required thickness below footings, rafts and also Grade slab, Toilet Drop slab filling & Parapet top as specified in the drawing at any level using 20 mm nominal size well-graded approved quality aggregate including vibrating / compacting, scaffolding as required establishing dewatering system by pumping / bailing out water, cleaning, preparing surfaces, junctions etc. including shuttering, curing complete as per direction of Engineer-in-Charge and technical specification. (Cement would be supplied by client but subjected to reconciliation) | Cum. | 1.17 | 5044 | Approved
CHANDANNAGAR COMMERCIAL | MAIN TOWER | Civil | Sub & Super Structure Work | WO/GC01/GC01/8 | Arsh Realcon | 250 mm thick Traditional Red Brick Work | All Charges for providing and laying 250mm thick brick masonry with clay bricks in cement mortar 1:6 adequately soaked in water before use etc., for foundation to plinth level including the cost of all labour, tools, tackles, scaffolding, curing etc. complete as per direction of Engineer-in-Charge and technical specification. (Cement would be supplied by the employer free of cost, but subjected to reconciliation). | Cum. | 0.527 | 6305 | Approved
CHANDANNAGAR COMMERCIAL | MAIN TOWER | Civil | Sub & Super Structure Work | WO/GC01/GC01/8 | Arsh Realcon | 200mm thick Fly Ash brick | All Charges for providing and laying 200mm thick Fly Ash brick masonry with mortar 1:6 adequately soaked in water before use etc., at any level including the cost of all labour, tools, tackles, scaffolding, curing etc. complete as per drawing & direction of Engineer-in-Charge and technical specification. (Cement would be supplied by the employer free of cost, but subjected to reconciliation). | Cum. | 1.74 | 6111 | Approved
CHANDANNAGAR COMMERCIAL | MAIN TOWER | Civil | Sub & Super Structure Work | WO/GC01/GC01/8 | Arsh Realcon | 100mm thick Fly Ash brick | All Charges for providing and laying 100mm thick Fly Ash brick masonry with mortar 1:4 adequately soaked in water before use etc., at any level including the cost of all labour, tools, tackles, scaffolding, curing etc. complete as per drawing & direction of Engineer-in-Charge and technical specification. (Cement would be supplied by the employer free of cost, but subjected to reconciliation). | Sq.Mtr. | 40.609 | 873 | Approved
CHANDANNAGAR COMMERCIAL | MAIN TOWER | Civil | Sub & Super Structure Work | WO/GC01/GC01/8 | Arsh Realcon | External Plaster 20mm Thick | All Charges for providing and applying plaster (to external wall) of 20mm. thick (12mm +8mm) with sand cement mortar (6 parts sand : 1 part cement) including rounding off or chamfering corners as directed and raking out joints or roughening of concrete surface, including threading nosing and drip course where necessary including steel scaffolding, curing, complete as per drawing, specification and direction of Engineer-in-Charge. (Cement & Recron to be provided by Employer but subject to reconciliation) | Sq.Mtr. | 5.348 | 369 | Approved
CHANDANNAGAR COMMERCIAL | MAIN TOWER | Civil | Sub & Super Structure Work | WO/GC01/GC01/8 | Arsh Realcon | Dismantling of RCC work | Charges for RCC dismantling all complete including cleaning all rubbish, lifting and staging as per direction of Engineer in charge. | Cum. | 3.534 | 4500 | Approved
CHANDANNAGAR COMMERCIAL | MAIN TOWER | Civil | Sub & Super Structure Work | WO/GC01/GC01/8 | Arsh Realcon | Steel Reinforcement | All Charges for fixing steel reinforcement (Tor Steel as per IS-1786, Fe 500) for RCC work including transporting, decoiling, straightening, removing loose rust, cutting, bending and placing for all profile and for all lead & lift at both sub & superstructure level and binding with 18 gauge annealed wire as per drawing and direction of Engineer-in-Charge. Payment of steel shall be made as per drawing and approved bar bending schedule with permissible laps and paid on the basis of the sectional weights of bar as per relevant I.S. Code. The rate shall include cost of binding wire, chairs, spacers, pins, cover blocks which will not be measured separately for payment. (Reinforcement would be supplied by the employer free of cost, but subjected to reconciliation). | MT | 7.934 | 9215 | Approved
CHANDANNAGAR COMMERCIAL | MAIN TOWER | Civil | Sub & Super Structure Work | WO/GC01/GC01/8 | Arsh Realcon | Dismantling of Brick Work | Charges for dismantling of 250mm thk. Clay B/W all complete including cleaning all rubbish, lifting and staging as per direction of Engineer in charge. | Cum. | 8.1 | 1050 | Approved
CHANDANNAGAR COMMERCIAL | MAIN TOWER | Civil | Sub & Super Structure Work | WO/GC01/GC01/8 | Arsh Realcon | Labour Hutment Remaking | All charges for remaking of labour hutment, including all costs for materials & labour for construction, installation, repair, and finishing works per direction of Engineer-in-Charge. | Lump Sum | 1 | 50000 | Approved
CHANDANNAGAR COMMERCIAL | MAIN TOWER | Civil | Sub & Super Structure Work | WO/GC01/GC01/8 | Arsh Realcon | Damage of Shuttering Material | All charges for damage of shuttering materials caused by work stoppage, This covers materials that have been rendered unusable or have deteriorated due to delays, prolonged exposure to weather, or other site conditions during halted construction activities. The charges also include handling, storage of the materials during the idle period. | Lump Sum | 1 | 80000 | Approved
CHANDANNAGAR COMMERCIAL | MAIN TOWER | Civil | Sub & Super Structure Work | WO/GC01/GC01/8 | Arsh Realcon | Rebar grouting-For 8mm dia | All charges for fixing reinforcement bars including drilling & chemical injection in the concrete surface as per direction of EIC & the chemical manufacturer's (Fischer-360S) specification . The rate shall be inclusive of all labour, material, scaffolding, gangway etc. involved for rebar grouting including rod cutting etc. i) For 8mm dia | Nos | 0 | 100 | Approved
CHANDANNAGAR COMMERCIAL | MAIN TOWER | Civil | Sub & Super Structure Work | WO/GC01/GC01/8 | Arsh Realcon | Rebar grouting-For 10mm dia | All charges for fixing reinforcement bars including drilling & chemical injection in the concrete surface as per direction of EIC & the chemical manufacturer's (Fischer-360S) specification . The rate shall be inclusive of all labour, material, scaffolding, gangway etc. involved for rebar grouting including rod cutting etc. i) For 10mm dia | Nos | 0 | 130 | Approved
CHANDANNAGAR COMMERCIAL | MAIN TOWER | Civil | Sub & Super Structure Work | WO/GC01/GC01/8 | Arsh Realcon | Rebar grouting-For 12mm dia | All charges for fixing reinforcement bars including drilling & chemical injection in the concrete surface as per direction of EIC & the chemical manufacturer's (Fischer-360S) specification . The rate shall be inclusive of all labour, material, scaffolding, gangway etc. involved for rebar grouting including rod cutting etc. i) For 12mm dia | Nos | 0 | 180 | Approved
CHANDANNAGAR COMMERCIAL | MAIN TOWER | Civil | Sub & Super Structure Work | WO/GC01/GC01/8 | Arsh Realcon | Rebar grouting-For 16mm dia | All charges for fixing reinforcement bars including drilling & chemical injection in the concrete surface as per direction of EIC & the chemical manufacturer's (Fischer-360S) specification . The rate shall be inclusive of all labour, material, scaffolding, gangway etc. involved for rebar grouting including rod cutting etc. i) For 16mm dia | Nos | 0 | 250 | Approved
CHANDANNAGAR COMMERCIAL | MAIN TOWER | Civil | Sub & Super Structure Work | WO/GC01/GC01/8 | Arsh Realcon | Rebar grouting-For 20mm dia | All charges for fixing reinforcement bars including drilling & chemical injection in the concrete surface as per direction of EIC & the chemical manufacturer's (Fischer-360S) specification . The rate shall be inclusive of all labour, material, scaffolding, gangway etc. involved for rebar grouting including rod cutting etc. i) For 20mm dia | Nos | 0 | 400 | Approved
CHANDANNAGAR COMMERCIAL | MAIN TOWER | Civil | Sub & Super Structure Work | WO/GC01/GC01/8 | Arsh Realcon | Supply of Labour | Charges for Labour (8 Hrs) for modification work at sub-structure as per direction of Engineer-in-Charge. | Nos | 54 | 500 | Approved
CHANDANNAGAR COMMERCIAL | MAIN TOWER | Civil | Sub & Super Structure Work | WO/GC01/GC01/8 | Arsh Realcon | Supply of Carpenter & Fitter | Charges for Carpentar & Fitter (8 Hrs) for modification work at sub-structure as per direction of Engineer-in-Charge. | Nos | 33.5 | 700 | Approved
CHANDANNAGAR COMMERCIAL | MAIN TOWER | Civil | Sub & Super Structure Work | WO/GC01/GC01/8 | Arsh Realcon | Supply of Earth Cutting Labour | Charges for Earth Cutting Labour (8Hrs) for modification work at sub-structure as per direction of Engineer-in-Charge. | Nos | 718.25 | 550 | Approved
CHANDANNAGAR COMMERCIAL | MAIN TOWER | Civil | Sub & Super Structure Work | WO/GC01/GC01/8 | Arsh Realcon | Supply of Masson | Charges for Masson (8Hrs) for modification work at sub-structure as per direction of Engineer-in-Charge. | Nos | 19 | 700 | Approved
CHANDANNAGAR COMMERCIAL | MAIN TOWER | Civil | Sub & Super Structure Work | WO/GC01/GC01/8 | Arsh Realcon | Supply of Santras | Charges for Santras (8Hrs) for modification work at sub-structure as per direction of Engineer-in-Charge. | Nos | 0 | 750 | Approved
CHANDANNAGAR COMMERCIAL | MAIN TOWER | Civil | Sub & Super Structure Work | WO/GC01/GC01/8 | Arsh Realcon | Hire Charges for Concrete Breaker | Hire Charges for Charges for Concrete Breaker for modification work at sub-structure as per direction of Engineer-in-Charge. | Days | 15 | 1000 | Approved
The Soul, Rajarhat | COMMON INFRASTRUCTURE | MS Catlink |  | WO/HR01/CIH01/108 | A.M. Enterprise | Expoxy Grouting | Epoxy grouting: Providing and Labour charges for cleaning of Kota inside of groove of 4 mm(W) X 20 mm(D) and applying and filling with 20 mm by approved epoxy grouting (MYKLATICRETE SP-100) material, joint width and joint depth with approved colour at Floor area including cost of lifting as per drawing and direction of Engineer-in-Charge. (Measurement shall be made on theoretical dimension as per drawing) | Rft | 629 | 23 | Approved
SOUTHWINDS PROJECT LLP (PHASE - III & IV) | BLOCK PHASE - IV | Civil |  | WO/SP34/BP4/19 | M.A Construction | Cost difference of Diesel | Charges for cost difference of Diesel (Oct'2022 to Mar'2024). | Ltrs. | 43996.13 | 16.5 | Approved
BHOPAL - COMMERCIAL | MARKETING | Consultancy Charges |  | WO/BPC/BPC4/3 | GROUP DCA LLP | Consultancy Charges | Design & Development Charges for Marketing Office of Retail Mall at Bhopal. (Approx. area: 3500-3600 Sq.Ft) | Lump Sum | 1 | 1500000 | Approved
The Ramdulari | COMMON INFRASTRUCTURE | Consultancy Charges | OTHER CONSLUTANTS | WO/RP/RP03/30 | Bureau Veritas India Private Ltd | Charges for Technical Audit for Construction-Site Safety | Charges for Technical Audit for Construction-Site Safety as per detailed work scope is attached in Annexure -Inclusive of travel and report preparation. charges. For the Month of September 2024 & December 2024 | Nos | 2 | 24000 | Approved
SOUTHWINDS PROJECT LLP (PHASE - III & IV) | COMMON INFRASTRUCTURE - PHASE III & IV | Consultancy Charges | OTHER CONSLUTANTS | WO/SP34/CI34/57 | Bureau Veritas India Private Ltd | Charges for Technical Audit for Construction-Site Safety | Charges for Technical Audit for Construction-Site Safety. |  | 0 | 0 | Approved
SOUTHWINDS PROJECT LLP (PHASE - III & IV) | COMMON INFRASTRUCTURE - PHASE III & IV | Consultancy Charges | OTHER CONSLUTANTS | WO/SP34/CI34/57 | Bureau Veritas India Private Ltd | Audit for Construction-Site Safety | Charges for Technical Audit for Construction -Site Safety as per work scope as attached in Annexure-I inclusive of travel charges. For The Month of September 2024 & December 2024.. | Head/Day | 6 | 10000 | Approved
SOUTHWINDS PROJECT LLP (PHASE - III & IV) | COMMON INFRASTRUCTURE - PHASE III & IV | Consultancy Charges | OTHER CONSLUTANTS | WO/SP34/CI34/57 | Bureau Veritas India Private Ltd | Report Preparation Charges | Report Preparation Charges. | Nos | 2 | 4000 | Approved
Primarc Chambers | OVERHEAD | In-house labour |  | WO/PCH/PC05/21 | Balaji Enterprise | Mason | Charges for Mason (Till 31st August, 2025) |  | 0 | 0 | Amended & Approved
Primarc Chambers | OVERHEAD | In-house labour |  | WO/PCH/PC05/21 | Balaji Enterprise | Helper | Charges for Helper (Till 31st August, 2025) |  | 0 | 0 | Amended & Approved
Primarc Chambers | OVERHEAD | In-house labour |  | WO/PCH/PC05/21 | Balaji Enterprise | a | Charges for Mason for misc. work 12 hrs/day at site as per requirement & direction of Engineer-in-Charge. | Nos. | 563 | 790 | Approved
Primarc Chambers | OVERHEAD | In-house labour |  | WO/PCH/PC05/21 | Balaji Enterprise | b | Charges for loading - unloading, transportation, hire charges for machinery work as per direction of Engineer-in-Charge. | Nos. | 563 | 31.6 | Approved
Primarc Chambers | OVERHEAD | In-house labour |  | WO/PCH/PC05/21 | Balaji Enterprise | a | Charges for Helper for misc. work 12 hrs/day at site as per requirement & direction of Engineer-in-Charge. | Nos. | 562 | 600 | Approved
Primarc Chambers | OVERHEAD | In-house labour |  | WO/PCH/PC05/21 | Balaji Enterprise | b | Charges for loading - unloading, transportation, hire charges for machinery work as per direction of Engineer-in-Charge. | Nos. | 562 | 24 | Approved
Primarc Chambers | COMMON INFRASTRUCTURE | Road Works |  | WO/PCH/PC04/32 | A.M. Enterprise | Laying of Pavit Tiles | Charges for laying (100X100X16)mm Pavit Tiles over average 35-45 mm cement: sand mortar in ratio 1:4, maintaining proper lines & levels & (3-4)mm space within individual tiles by means of pvc tile spacer, grouting the joints with polymer based with colour pigment (as approved by architect) forming a clear visible groove of (3-4)mm at top surface of all the joints including necessary tools and tackles, shifting materials from stack yard, curing, cleaning the tile surfaces with water, removing & shifting the balance wastage materials to designated place etc complete as per drawing and direction by EIC. (Measurements will be as per plan dimensions of the tiled surface) (Cement and Pavit tiles will be supplied by client on reconciliation basis, remaining will be under the scope of the contractor) (Location- Ground Floor Driveway Area) | Sq.Ft. | 18159 | 44 | Approved
Primarc Chambers | BLOCK | AC Ledge Works |  | WO/PCH/PC01/55 | ADA-METCON | Extra (AC ODU Platform at 1st - 4th Podium) (C1- C5) & (C4- C9) | Extra Item for Providing and Fixing of AC ODU Platform at 1st to 4th Podium (C1- C5 & C4-C9) all complete including all materials, tools & tackles, labours, cost of Red Oxide Primer, transportation and loading-unloading for all levels as per revised drawing, specification and direction of Engineer-in-Charge. (Only Chemical Anchor Fastener with Bolt to be provided by the Client but subject to reconciliation). | Kg | 2772 | 115 | Approved
The Ramdulari | BLOCK | Civil | Sub & Super Structure Work | WO/RP/RP02/45 | NAVKAAR ALUFORM SERVICES PRIVATE LIMITED | Redesign and optimization of aluminium shuttering | Redesign and optimization of aluminium shuttering work system & preparation of Shell & Shop/ Modulation drawing as per architecture drawing. | Sq.Mtr. | 2183 | 170 | Approved
The Ramdulari | BLOCK | Civil | Sub & Super Structure Work | WO/RP/RP02/45 | NAVKAAR ALUFORM SERVICES PRIVATE LIMITED | Aluminium panel modification/ Re fabrication. | Aluminium panel modification/ Re fabrication ( at your work shop/factory) and repairs which includes mig welding, wall tie notching, heavy & light weight cutting, hole filling, hole punching, Groove cutting & making of all types Special section (EB/MB/ECA/IC/LS/ANGULAR CUTTING/CC/STAIR CASE COVER etc including all man, machinery, consumables, with all tools and tackles etc as per approved drawing including supervision and BOM already provided by client.( Quantity consider 23.50 kg per sqm) with supervision at our RDP site as per aluform modulation drawing & BOM. | Kg | 16286 | 75 | Approved
Primarc Aadvika | COMMON INFRASTRUCTURE | Boundary Wall | Painting | WO/HW1/PHW2/7 | JAHANGIR ALAM ENTERPRISE | Weather shield coat paint (Non Texture) | Providing & Applying of One coat of Cementitious primer/Snowcem on plastered surface followed by One coat of Acrylic Primer & Two coat of Weather shield coat paint (Non Texture) using colour shade (Dark Grey to match with RAL Shade-7015) as approved by Architect/E.I.C at below mentioned location, including loading-unloading, scaffolding, lifting of the material & surface preparation with all materials & Labour etc. all complete as per drawing and direction of Engineer-in-Charge. Make: Approved Brand. (ICI/Berger/Asian Paint Location: i) Boundary Wall ii) Partition wall between Marketing office area iii) Security room external part Note : Colour shall be applied after approval of Engineer-in-Charge | Sq.Ft. | 23939.5 | 11.5 | Amended & Approved
SOUTHWINDS PROJECT LLP (PHASE - III & IV) | CLUB PHASE - III & IV | Window and Glazing |  | WO/SP34/CW34/5 | Vinayak Fabtech | MS Structure & Tensile Fabric Work at Club as per Drawing and direction of EIC. | MS Structure & Tensile Fabric Work at Club as per Drawing and direction of EIC. |  | 0 | 0 | Amended & Approved
SOUTHWINDS PROJECT LLP (PHASE - III & IV) | CLUB PHASE - III & IV | Window and Glazing |  | WO/SP34/CW34/5 | Vinayak Fabtech | MS structure | Supply, Design, fabrication & erection of MS structure for Tensile Fabric made with MS SHS Pipe 132 x 132 x 4.8 mm thk, 100 x 100 x 4 mm thk. and 91.5 x 91.5 x 4.5 mm thk. as per the Drawing Approved. MS structure duly painted with two coats Epoxy based Primer & PU based paint by spray. MS base Plate, Anchor Fastener, Cutting, Welding, bending, Transporting, Lifting to places and erection at all levels as per approved drawing and direction of Engineer-in-Charge. (Mode of measurement: As per actual weight of the Entire MS Structure including all small accessories in MS Weight) Consider Consumption of MS Member - 1.95 Kgs / Sq.Ft. MS Structure Brand - Neozone / Apollo or Approved Brand Primer & Paint Brand - Berger / Asian Paints. | Kgs | 6398.45 | 163 | Approved
SOUTHWINDS PROJECT LLP (PHASE - III & IV) | CLUB PHASE - III & IV | Window and Glazing |  | WO/SP34/CW34/5 | Vinayak Fabtech | Tensile Fabric | The top surface of structure shall be cladded with Mehler (Germany)/ Ferrari (France) Make tensile fabric, both side PVDF coated 902 Fabric, with using nut/bolts & hardware as per approved Drawing & direction of EIC. Fabric will be fixed with tensile mechanism, stainless steel rope wire, aluminium stripes and self-threaded screw. | Sq.Ft. | 3496.007 | 285 | Approved
Primarc Chambers | BLOCK | Painting | Internal Painting | WO/PCH/PC01/73 | GAZI PAINTS PRIVATE LIMITED | MS Paint (North side Front Glazing area) | Charges for supply & application of Two coats of Epoxy /Epilex Primer & Two Coats of Synthetic Enamel Paint (Satin Finish) on the MS members including scraping, sand papering, all materials, labours, tools & tackles, all led & lifts at all level with all finishing work at North side Front Glazing area as per direction of Engineer-in-Charge. Note: Material shall be applied after approval of Engineer-in-Charge. Brand: (Asian Paints) Colour code :- RAL-8302 Solemn Grey. | Sq.Ft. | 3021 | 31 | Approved
SOUTHWINDS PROJECT LLP (PHASE - III & IV) | CLUB PHASE - III & IV | Window and Glazing |  | WO/SP34/CW34/5 | Vinayak Fabtech | Loading - Unloading | Charges for loading - unloading, transportation, hire charges for machinery as per direction of Engineer-in-Charge | Lump Sum | 1 | 18086 | Approved
The Ramdulari | BLOCK | Civil | Sub & Super Structure Work | WO/RP/RP02/7 | RAJ TRIMURTI INFRAPROJECT PVT. LTD. | For 10mm dia. & 12mm Dia Rebar Grouting above Plinth | "For 10mm dia. & 12mm Dia Rebar Grouting above Plinth |  | 0 | 0 | Approved
The Ramdulari | BLOCK | Civil | Sub & Super Structure Work | WO/RP/RP02/7 | RAJ TRIMURTI INFRAPROJECT PVT. LTD. | 10mm dia | "Charges for fixing reinforcement bars including drilling & chemical injection in the concrete surface above plinth level as per the manufacturer's specification either Fischer or Hilti product. At least 10% of the reinforcement shall be tested by Pull Out test as per the instruction of Structural Consultant. The rate shall be inclusive of all labour, material, scaffolding, gangway etc. involved for rebar grouting however cost of reinforcement steel will be paid as per item. ---." For 10mm dia. (Reinforcement Steel & Cement Shall be supplied by Client subject to reconciliation) | Nos | 1368 | 95.25 | Approved
The Ramdulari | BLOCK | Civil | Sub & Super Structure Work | WO/RP/RP02/7 | RAJ TRIMURTI INFRAPROJECT PVT. LTD. | 12mm dia | "Charges for fixing reinforcement bars including drilling & chemical injection in the concrete surface above plinth level as per the manufacturer's specification either Fischer or Hilti product. At least 10% of the reinforcement shall be tested by Pull Out test as per the instruction of Structural Consultant. The rate shall be inclusive of all labour, material, scaffolding, gangway etc. involved for rebar grouting however cost of reinforcement steel will be paid as per item. ---" For 12mm dia . (Reinforcement Steel & Cement Shall be supplied by Client subject to reconciliation) | Nos | 634 | 119.25 | Approved
The Ramdulari | BLOCK | Civil | Sub & Super Structure Work | WO/RP/RP02/7 | RAJ TRIMURTI INFRAPROJECT PVT. LTD. | MS Plate Inserted into Beam for Increasing of Beam strenght | Charges of MS Plate Inserted into Beam for Increasing of Beam strength as per BOQ & Direction of EIC.(MS Plate Supplied by client subject to reconciliation) | Lump Sum | 1 | 350000 | Amended & Draft
The Ramdulari | BLOCK | Civil | Sub & Super Structure Work | WO/RP/RP02/7 | RAJ TRIMURTI INFRAPROJECT PVT. LTD. | Fiber Chicken Wire Mesh | Charges for providing and fixing of Fiber Chicken Wire Mesh at concrete and brickwork joint before applying inside plaster and as per the direction of EIC, at any floor and level as per drawing and direction of Engineer-in-Charge. | RMT | 4044 | 26.7 | Approved
Primarc Chambers | BLOCK | Electrical | DG Cost | WO/PCH/PC01/80 | OLYMPIA ENGINEERING | Obtain the approval of 1010 KVA D. G. Set | Obtain the approval of 1010 KVA D. G. Sets from Directorate of Electricity, WB, as per Indian Electricity rules 2010. | Nos | 1 | 50000 | Approved
SOUTHWINDS PROJECT LLP (PHASE - III & IV) | PRE-CONSTRUCTION PHASE - III & IV | Labour Hutment |  | WO/SP34/PC34/64 | ANIRBAN ENTERPRISE | Bamboo Macha Remaking as per drawing and direction of EIC | Breaking, Removing, Shifting and Remaking charges of Macha with bamboo structure including all consumables, tools & tackles as per drawing and direction of EIC. All material will be supplied by contactor. | Sq.Ft. | 6562.5 | 15 | Approved
Primarc Chambers | BLOCK | Flooring Work |  | WO/PCH/PC01/81 | SHAQUIB ENTERPRISES | Lift wall & Jamb Cladding work | Charges for Lift wall & Jamb Cladding work as per BOQ & direction of EIC. |  | 0 | 0 | Amended & Approved
Primarc Chambers | BLOCK | Flooring Work |  | WO/PCH/PC01/81 | SHAQUIB ENTERPRISES | Granite cladding | Charges for Fixing of Granite at Lift Facia, for all levels over a bed of 35-45 mm thick cement mortar (1:4) , joints filled with white cement slurry pigmented to match after acid washing including all finishing & Cleaning as per drawing and direction of Engineer-In-Charge. Granite & Cement will be supplied by Client. (Location- 1st to 14th Floor) | Sq.Ft. | 1244.3 | 58 | Approved
Primarc Chambers | BLOCK | Flooring Work |  | WO/PCH/PC01/81 | SHAQUIB ENTERPRISES | Chamfering & Polishing | Labour Charges for Chamfering & Polishing of Lift facia for all levels as per drawing and direction of Engineer-In-Charge. (Location- 1st to 14th Floor) | Rft | 1753.5 | 33 | Approved
Primarc Chambers | BLOCK | Flooring Work |  | WO/PCH/PC01/81 | SHAQUIB ENTERPRISES | Tiles cladding | Charges for Fixing of Tiles at Lift Facia at all levels over a bed of 25-45 mm thick cement mortar (1:4) ,after acid washing including all finishing & Cleaning in lift facia ,as per drawing and direction of Engineer-In-Charge. Tiles & Cement will be supplied by Client. (Location- 1st to 14th Floor) | Sq.Ft. | 3381 | 50 | Approved
SOUTHWINDS PROJECT LLP (PHASE - III & IV) | FINISHING PHASE - IV | External Painting |  | WO/SP34/FW4/44 | ARTISAN | Ultrafine Texture | Providing and Applying of one coat Alkali Block Primer followed by Ultrafine Texture (Roller Finish) and then two coats of Exterior Acrylic Paint at External Surface of the Building with approved colour as mentioned in the drawing including all scaffolding (Jhula Bhara/Gandola), lifting of the material, loading-unloading charges all complete as per direction of Engineer -in-Charge. Brand: ICI/Nerolac/Asian Paints , Location:- Elevation |  | 0 | 0 | Amended & Approved
SOUTHWINDS PROJECT LLP (PHASE - III & IV) | FINISHING PHASE - IV | External Painting |  | WO/SP34/FW4/44 | ARTISAN | For Block - 13 | For Block - 13 | Sq.Mtr. | 16172.71 | 228 | Approved
SOUTHWINDS PROJECT LLP (PHASE - III & IV) | FINISHING PHASE - IV | External Painting |  | WO/SP34/FW4/44 | ARTISAN | For Block - 14 (Part - 1 & 2) | For Block - 14 (Part - 1 & 2) | Sq.Mtr. | 22089.58 | 228 | Approved
SOUTHWINDS PROJECT LLP (PHASE - III & IV) | FINISHING PHASE - IV | External Painting |  | WO/SP34/FW4/44 | ARTISAN | For Block - 15 | For Block - 15 | Sq.Mtr. | 9918.41 | 228 | Approved
SOUTHWINDS PROJECT LLP (PHASE - III & IV) | FINISHING PHASE - IV | External Painting |  | WO/SP34/FW4/44 | ARTISAN | For Block - 16 | For Block - 16 | Sq.Mtr. | 8698.26 | 228 | Approved
SOUTHWINDS PROJECT LLP (PHASE - III & IV) | FINISHING PHASE - IV | External Painting |  | WO/SP34/FW4/44 | ARTISAN | Ultrafine Non Texture | Providing and Applying of one coat Alkali Block Primer followed by Ultrafine NonTexture (Roller Finish) and then two coats of Exterior Acrylic Paint at External Surface of the Building with approved colour as mentioned in the drawing including all scaffolding (Jhula Bhara/Gandola), lifting of the material, loading-unloading charges all complete as per direction of Engineer -in-Charge. Brand: ICI/Nerolac/Asian Paints , Location:- Elevation |  | 0 | 0 | Amended & Approved
SOUTHWINDS PROJECT LLP (PHASE - III & IV) | FINISHING PHASE - IV | External Painting |  | WO/SP34/FW4/44 | ARTISAN | For Block - 13 | For Block - 13 | Sq.Mtr. | 1083.43 | 110 | Approved
SOUTHWINDS PROJECT LLP (PHASE - III & IV) | FINISHING PHASE - IV | External Painting |  | WO/SP34/FW4/44 | ARTISAN | For Block - 14 (Part - 1 & 2) | For Block - 14 (Part - 1 & 2) | Sq.Mtr. | 1474.03 | 110 | Approved
SOUTHWINDS PROJECT LLP (PHASE - III & IV) | FINISHING PHASE - IV | External Painting |  | WO/SP34/FW4/44 | ARTISAN | For Block - 15 | For Block - 15 | Sq.Mtr. | 654.34 | 110 | Approved
SOUTHWINDS PROJECT LLP (PHASE - III & IV) | FINISHING PHASE - IV | External Painting |  | WO/SP34/FW4/44 | ARTISAN | For Block - 16 | For Block - 16 | Sq.Mtr. | 692.32 | 110 | Approved
SOUTHWINDS PROJECT LLP (PHASE - III & IV) | FINISHING PHASE - IV | External Painting |  | WO/SP34/FW4/44 | ARTISAN | Exterior Acrylic Emulsion Paint | Providing and Applying of two coats of Exterior Acrylic Emulsion Paint (Weather Coat) over two coats of cement based primer at External Surface with approved colour as mentioned in the drawing including all scaffolding, lifting, of the material, loading-unloading charges all complete as per direction of Engineer-in-charge. Brand : ICI/Nerolac/Asian Paints, Location: Balcony, Vent shaft |  | 0 | 0 | Amended & Approved
SOUTHWINDS PROJECT LLP (PHASE - III & IV) | FINISHING PHASE - IV | External Painting |  | WO/SP34/FW4/44 | ARTISAN | For Block - 13 | For Block - 13 | Sq.Mtr. | 2076.21 | 115 | Approved
SOUTHWINDS PROJECT LLP (PHASE - III & IV) | FINISHING PHASE - IV | External Painting |  | WO/SP34/FW4/44 | ARTISAN | For Block - 14 (Part - 1 & 2) | For Block - 14 (Part - 1 & 2) | Sq.Mtr. | 4346.07 | 115 | Approved
SOUTHWINDS PROJECT LLP (PHASE - III & IV) | FINISHING PHASE - IV | External Painting |  | WO/SP34/FW4/44 | ARTISAN | For Block - 15 | For Block - 15 | Sq.Mtr. | 1971.35 | 115 | Approved
SOUTHWINDS PROJECT LLP (PHASE - III & IV) | FINISHING PHASE - IV | External Painting |  | WO/SP34/FW4/44 | ARTISAN | For Block - 16 | For Block - 16 | Sq.Mtr. | 1715.46 | 115 | Approved
SOUTHWINDS PROJECT LLP (PHASE - III & IV) | FINISHING PHASE - IV | External Painting |  | WO/SP34/FW4/44 | ARTISAN | Epoxy primer with synthetic enamel paint at Balcony Railing, Fire Refuge Railing & Private Terrace Railing | Providing and applying of one coat Epoxy primer with two coats of synthetic enamel paint including scraping, sand papering with all finishing work at Balcony Railing & Fire Refuge Railing (Glossy Finish) as per direction of Engineer-in-Charge. Note: Material shall be applied after approval of Engineer-in-Charge. Brand: (Asian Paints/ICI/Berger) Location: Balcony Railing, Fire Refuge Railing for Block 13 to 16 and Private Terrace Railing Only for Block 14 |  | 0 | 0 | Approved
SOUTHWINDS PROJECT LLP (PHASE - III & IV) | FINISHING PHASE - IV | External Painting |  | WO/SP34/FW4/44 | ARTISAN | For Block - 13 | For Block - 13 | Sq.Ft. | 5801.35 | 15 | Approved
SOUTHWINDS PROJECT LLP (PHASE - III & IV) | FINISHING PHASE - IV | External Painting |  | WO/SP34/FW4/44 | ARTISAN | For Block - 14 (Part - 1 & 2) | For Block - 14 (Part - 1 & 2) | Sq.Ft. | 6826.59 | 15 | Approved
SOUTHWINDS PROJECT LLP (PHASE - III & IV) | FINISHING PHASE - IV | External Painting |  | WO/SP34/FW4/44 | ARTISAN | For Block - 15 | For Block - 15 | Sq.Ft. | 3022.59 | 15 | Approved
SOUTHWINDS PROJECT LLP (PHASE - III & IV) | FINISHING PHASE - IV | External Painting |  | WO/SP34/FW4/44 | ARTISAN | For Block - 16 | For Block - 16 | Sq.Ft. | 2638.76 | 15 | Approved
SOUTHWINDS PROJECT LLP (PHASE - III & IV) | FINISHING PHASE - IV | External Painting |  | WO/SP34/FW4/44 | ARTISAN | Epoxy primer with synthetic enamel paint at Balcony & Bed Room AC Ledge Railing | Providing and applying of one coat Epoxy primer with two coats of synthetic enamel paint including scraping, sand papering with all finishing work at AC Ledge Railing (Glossy finish) as per direction of Engineer-in-Charge. Note: Material shall be applied after approval of Engineer-in-Charge. Brand: (Asian Paints/ICI/Berger) Location: Balcony & Bed Room AC Ledge Railing |  | 0 | 0 | Approved
SOUTHWINDS PROJECT LLP (PHASE - III & IV) | FINISHING PHASE - IV | External Painting |  | WO/SP34/FW4/44 | ARTISAN | For Block - 13 | For Block - 13 | Sq.Ft. | 4068.67 | 15 | Approved
SOUTHWINDS PROJECT LLP (PHASE - III & IV) | FINISHING PHASE - IV | External Painting |  | WO/SP34/FW4/44 | ARTISAN | For Block - 14 (Part - 1 & 2) | For Block - 14 (Part - 1 & 2) | Sq.Ft. | 5011.4 | 15 | Approved
SOUTHWINDS PROJECT LLP (PHASE - III & IV) | FINISHING PHASE - IV | External Painting |  | WO/SP34/FW4/44 | ARTISAN | For Block - 15 | For Block - 15 | Sq.Ft. | 2167.51 | 15 | Approved
SOUTHWINDS PROJECT LLP (PHASE - III & IV) | FINISHING PHASE - IV | External Painting |  | WO/SP34/FW4/44 | ARTISAN | For Block - 16 | For Block - 16 | Sq.Ft. | 2234.35 | 15 | Approved
SOUTHWINDS PROJECT LLP (PHASE - III & IV) | FINISHING PHASE - IV | External Painting |  | WO/SP34/FW4/44 | ARTISAN | Epoxy primer with synthetic enamel paint at Handicap ramp railing/Ladders | Providing and applying of one coat epoxy primer with two coats of synthetic enamel paint of approved shade and brand over MS members including scraping, sand papering with all finishing work (Glossy finish) as per direction of Engineer-in-Charge. Brand: (Asian Paints/ICI/Berger), Location: Handicap ramp railing/Ladders |  | 0 | 0 | Approved
SOUTHWINDS PROJECT LLP (PHASE - III & IV) | FINISHING PHASE - IV | External Painting |  | WO/SP34/FW4/44 | ARTISAN | For Block - 13 | For Block - 13 | Sq.Ft. | 131.21 | 15 | Approved
SOUTHWINDS PROJECT LLP (PHASE - III & IV) | FINISHING PHASE - IV | External Painting |  | WO/SP34/FW4/44 | ARTISAN | For Block - 14 (Part - 1 & 2) | For Block - 14 (Part - 1 & 2) | Sq.Ft. | 328.74 | 15 | Approved
SOUTHWINDS PROJECT LLP (PHASE - III & IV) | FINISHING PHASE - IV | External Painting |  | WO/SP34/FW4/44 | ARTISAN | For Block - 15 | For Block - 15 | Sq.Ft. | 141.69 | 15 | Approved
SOUTHWINDS PROJECT LLP (PHASE - III & IV) | FINISHING PHASE - IV | External Painting |  | WO/SP34/FW4/44 | ARTISAN | For Block - 16 | For Block - 16 | Sq.Ft. | 127.76 | 15 | Approved
SOUTHWINDS PROJECT LLP (PHASE - III & IV) | FINISHING PHASE - IV | External Painting |  | WO/SP34/FW4/44 | ARTISAN | Epoxy primer with synthetic enamel paint at Vent shaft cover MS surfaces at Roof level (Plan area considered) | Providing and applying one coat of Epoxy primer with 02(two)coats of synthetic enamel paint of approved brand including scraping,sand papering with all finishing works on MS surfaces of vent shaft cover at roof top encloser as per direction of Engineer -in-Charge. Brand: (Asian Paints/ICI/Berger), Location:- Vent shaft cover MS surfaces at Roof level (Plan area considered) |  | 0 | 0 | Amended & Approved
SOUTHWINDS PROJECT LLP (PHASE - III & IV) | FINISHING PHASE - IV | External Painting |  | WO/SP34/FW4/44 | ARTISAN | For Block - 13 | For Block - 13 | Sq.Ft. | 805.86 | 15 | Approved
SOUTHWINDS PROJECT LLP (PHASE - III & IV) | FINISHING PHASE - IV | External Painting |  | WO/SP34/FW4/44 | ARTISAN | For Block - 14 (Part - 1 & 2) | For Block - 14 (Part - 1 & 2) | Sq.Ft. | 525.75 | 15 | Approved
SOUTHWINDS PROJECT LLP (PHASE - III & IV) | FINISHING PHASE - IV | External Painting |  | WO/SP34/FW4/44 | ARTISAN | For Block - 15 | For Block - 15 | Sq.Ft. | 378.12 | 15 | Approved
SOUTHWINDS PROJECT LLP (PHASE - III & IV) | FINISHING PHASE - IV | External Painting |  | WO/SP34/FW4/44 | ARTISAN | For Block - 16 | For Block - 16 | Sq.Ft. | 220.97 | 15 | Approved
SOUTHWINDS PROJECT LLP (PHASE - III & IV) | FINISHING PHASE - IV | External Painting |  | WO/SP34/FW4/44 | ARTISAN | Epoxy primer with synthetic enamel paint at Pergola of duplex, CFM at roof (Cross sectional area considered) | Providing and applying one coat of Epoxy primer with 02(two)coats of synthetic enamel paint of approved brand including scraping,sand papering with all finishing works on MS surfaces of vent shaft cover at roof top encloser as per direction of Engineer -in-Charge. Brand: (Asian Paints/ICI/Berger), Location:- Pergola of duplex, CFM at roof (Cross sectional area considered) |  | 0 | 0 | Amended & Approved
SOUTHWINDS PROJECT LLP (PHASE - III & IV) | FINISHING PHASE - IV | External Painting |  | WO/SP34/FW4/44 | ARTISAN | For Block - 13 | For Block - 13 | Sq.Ft. | 739.47 | 15 | Approved
SOUTHWINDS PROJECT LLP (PHASE - III & IV) | FINISHING PHASE - IV | External Painting |  | WO/SP34/FW4/44 | ARTISAN | For Block - 14 (Part - 1 & 2) | For Block - 14 (Part - 1 & 2) | Sq.Ft. | 254.69 | 15 | Approved
Primarc Chambers | BLOCK | Painting | Internal Painting | WO/PCH/PC01/82 | ARTISAN | Internal paint | Paint work as per B.O.Q & direction of EIC. Location- Podium, Ramp, Staircase- 1& 2, Lift Lobby & Corridor (6th to 14th Floor) |  | 0 | 0 | Amended & Approved
Primarc Chambers | BLOCK | Painting | Internal Painting | WO/PCH/PC01/82 | ARTISAN | PODIUM-1 to 4 (Inc: Ramp) from FFL to +1200MM HT Wall | Providing and applying of one coat of approved water base Primer followed by two coats of (ASIAN PAINT- APOCOLITE PREMIUM EMULSION GREY FLANNEL- 8331, Matt finish)over putty surface Paint with complete finish as per approved shade, up to the required height including all surfaces properly cleaned by water jetting and scrapping with hard coir brush prior to application of paint, rub down, clean, fill cracks and holes with approved filler with tool tackles & necessary scaffolding if required at wall as per direction of Engineer in charge. Make: Paint(Asian Paints) Location:PODIUM-1 to 4 (Inc: Ramp) from FFL to +1200MM HT Wall. Note: Material shall be applied after approval of Engineer-in-Charge. | Sq.Ft. | 12734.67 | 8.5 | Approved
Primarc Chambers | BLOCK | Painting | Internal Painting | WO/PCH/PC01/82 | ARTISAN | PODIUM-1 to 4 (Inc: Ramp) +1200MM Wall to Ceiling | "Providing and applying of one coat of approved water base Primer followed by two coats of (ASIAN PAINT- APOCOLITE PREMIUM EMULSION BRILLIANT WHITE- 0908) over putty surface.Paint with complete finish as per approved shade, up to the required height including all surfaces properly cleaned by water jetting and scrapping with hard coir brush prior to application of paint, rub down, clean, fill cracks and holes with approved filler with tool tackles if required at Ceiling as per direction of Engineer in charge. Make: Paint(Asian Paints) Location:PODIUM-1 to 4 (Inc: Ramp) +1200MM Wall to Ceiling. Note: Material shall be applied after approval of Engineer-in-Charge. | Sq.Ft. | 64144.5 | 10 | Approved
Primarc Chambers | BLOCK | Painting | Internal Painting | WO/PCH/PC01/82 | ARTISAN | CORRIDOOR WALL & PRESSURIZED LOBBY WALL. (6th Floor to 14th Floor) | Providing and applying of one coat of approved water base Primer followed by two coats of (ASIAN PAINT- APOCOLITE PREMIUM EMULSION GREY FLANNEL- 8331, Matt finish) over putty surface. Paint with complete finish as per approved shade, up to the required height including all surfaces properly cleaned by water jetting and scrapping with hard coir brush prior to application of paint, rub down, clean, fill cracks and holes with approved filler with tool tackles & necessary scaffolding if required at wall as per direction of Engineer in charge. Make: Paint(Asian Paints) Location: CORRIDOOR WALL & PRESSURIZED LOBBY WALL. (6th Floor to 14th Floor) Note: Material shall be applied after approval of Engineer-in-Charge. | Sq.Ft. | 20430.3 | 8.5 | Approved
Primarc Chambers | BLOCK | Painting | Internal Painting | WO/PCH/PC01/82 | ARTISAN | TOILET,CORRIDOOR& LIFT LOBBY & PRESSURIZED LOBBY CEILING" (6th Floor to 14th Floor) | "Providing and applying of one coat of approved water base Primer followed by two coats of (ASIAN PAINT- APOCOLITE PREMIUM EMULSION BRILLIANT WHITE- 0908)Paint with complete finish as per approved shade, up to the required height including all surfaces properly cleaned by water jetting and scrapping with hard coir brush prior to application of paint, rub down, clean, fill cracks and holes with approved filler with tool tackles & necessary scaffolding if required at Toilet Ceiling as per direction of Engineer in charge. Make: Paint(Asian Paints). Location: TOILET,CORRIDOOR& LIFT LOBBY & PRESSURIZED LOBBY CEILING" (6th Floor to 14th Floor) Note: Material shall be applied after approval of Engineer-in-Charge. | Sq.Ft. | 6858.7 | 10.5 | Approved
Primarc Chambers | BLOCK | Painting | Internal Painting | WO/PCH/PC01/82 | ARTISAN | STAIRCASE 1 &2 Wall and Ceiling (GFL Floor to 15th Floor) | "Providing and applying of one coat of approved water base Primer followed by two coats of (ASIAN PAINT- APOCOLITE PREMIUM EMULSION BRILLIANT WHITE- 0908) over putty surface. Paint with complete finish as per approved shade, up to the required height including all surfaces properly cleaned by water jetting and scrapping with hard coir brush prior to application of paint, rub down, clean, fill cracks and holes with approved filler with tool tackles if required at Ceiling as per direction of Engineer in charge. Make: Paint(Asian Paints). Location: STAIRCASE 1 &2 Wall and Ceiling (GFL Floor to 15th Floor) Note: Material shall be applied after approval of Engineer-in-Charge. | Sq.Ft. | 29376.56 | 10 | Approved
Primarc Chambers | BLOCK | Painting | Internal Painting | WO/PCH/PC01/82 | ARTISAN | D1- 1350 X 2400 mm- Office Door (6th Floor to 14th Floor) | "Charges for all surfaces properly cleaned by scraping with sandpaper, followed by putty fill-up and additional scraping if required. The process includes applying two coats of wood primer and two coats of synthetic enamel paint on door frames, mouldings, architraves, and lipping, as per the drawing and direction of the EIC, Colour (As approved) Brand: Asian Paints/AkzoNobel/Berger. Location: D1- 1350 X 2400 mm- Office Door frame (6th Floor to 14th Floor), Note: Material shall be applied after approval of Engineer-in-Charge. | Nos | 140 | 350 | Approved
Primarc Chambers | BLOCK | Painting | Internal Painting | WO/PCH/PC01/82 | ARTISAN | D5-2000 X 2400 mm - Office Door (12th Floor & 14th Floor) | "Charges for all surfaces properly cleaned by scraping with sandpaper, followed by putty fill-up and additional scraping if required. The process includes applying two coats of wood primer and two coats of synthetic enamel paint on door frames, mouldings, architraves, and lipping, as per the drawing and direction of the EIC, Colour (As approved) Brand: Asian Paints/AkzoNobel/Berger. Location: D5-2000 X 2400 mm - Office Door frame (12th Floor & 14th Floor) Note: Material shall be applied after approval of Engineer-in-Charge. | Nos | 2 | 350 | Approved
Primarc Chambers | BLOCK | Painting | Internal Painting | WO/PCH/PC01/82 | ARTISAN | D2-1200 X 2400 mm - Toilet Door (5th Floor to 14th Floor) | "Charges for all surfaces properly cleaned by scraping with sandpaper, followed by putty fill-up and additional scraping if required. The process includes applying two coats of wood primer and two coats of synthetic enamel paint on door frames, mouldings, architraves, and lipping, as per the drawing and direction of the EIC, Colour (As approved) Brand: Asian Paints/AkzoNobel/Berger. Location: D2-1200 X 2400 mm - Toilet Door frame (5th Floor to 14th Floor) Note: Material shall be applied after approval of Engineer-in-Charge. | Nos | 20 | 350 | Approved
Primarc Aadvika | PRE-CONSTRUCTION PHASE | Site Office | Civil and Finishing Work of Site Office | WO/HW1/PHW1/5 | DEEPSUN INDUSTRIAL CORPORATION | 250mm thk bricks work | All charges for Providing and erecting 250 mm thick brick work with 1st class Conventional bricks for walls of specified thickness in sand cement mortar (6 :1) including the cost of all material, labour, tools, tackles, scaffolding, curing etc. complete as per direction of Engineer-in-Charge and technical specification. | Cum. | 17.7 | 8200 | Approved
Primarc Aadvika | PRE-CONSTRUCTION PHASE | Site Office | Civil and Finishing Work of Site Office | WO/HW1/PHW1/5 | DEEPSUN INDUSTRIAL CORPORATION | 125mm thk brickwork | All charges for Providing and erecting 125 mm thick brick work with 1st class Conventional bricks for walls of specified thickness in sand cement mortar (4 :1) including the cost of all material, labour, tools, tackles, scaffolding, curing etc. complete as per direction of Engineer-in-Charge and technical specification. | Sq.Mtr. | 50.3 | 1100 | Approved
Primarc Aadvika | PRE-CONSTRUCTION PHASE | Site Office | Civil and Finishing Work of Site Office | WO/HW1/PHW1/5 | DEEPSUN INDUSTRIAL CORPORATION | Dismantling of existing brick wall 125 mm Thk | All charges for doing dismantling of brick work of 125 mm thick along with its plaster & other finishes to incorporate changes & revisions of drawings/design or as per drawing and direction of Engineer-in-Charge & also disposing full or part of the dismantled material & its debris at designated dump yard inside of the site premises as direction of Engineer-in-Charge. | Sq.Mtr. | 20.2 | 315 | Approved
Primarc Aadvika | PRE-CONSTRUCTION PHASE | Site Office | Civil and Finishing Work of Site Office | WO/HW1/PHW1/5 | DEEPSUN INDUSTRIAL CORPORATION | Dismantling of existing brick wall 250 mm Thk | All charges for doing dismantling of brick work of 250 mm thick along with its plaster & other finishes to incorporate changes & revisions of drawings/design or as per drawing and direction of Engineer-in-Charge & also disposing full or part of the dismantled material & its debris at designated dump yard inside of the site premises as direction of Engineer-in-Charge. | Cum. | 13.4 | 2500 | Approved
Primarc Aadvika | PRE-CONSTRUCTION PHASE | Site Office | Civil and Finishing Work of Site Office | WO/HW1/PHW1/5 | DEEPSUN INDUSTRIAL CORPORATION | Dismantle & Refixing of Existing asbestos | All charges for Dismantle & Re Fixing of Existing asbestos at roof including lifting to places and fixing with necessary arrangement as per drawing and direction of Engineer-in-Charge. Only Asbestos to be supplied by client, if existing asbestos are not in usable condition. | Sq.Mtr. | 181.6 | 440 | Amended & Approved
Primarc Aadvika | PRE-CONSTRUCTION PHASE | Site Office | Civil and Finishing Work of Site Office | WO/HW1/PHW1/5 | DEEPSUN INDUSTRIAL CORPORATION | Removal of existing plaster & rendering of the wall | Removal of existing plaster & rendering of the wall (both surface) including removal of accumulated debris at designated dump yard inside of the site premises as direction of Engineer-in-Charge. | Sq.Mtr. | 103.6 | 140 | Approved
Primarc Aadvika | PRE-CONSTRUCTION PHASE | Site Office | Civil and Finishing Work of Site Office | WO/HW1/PHW1/5 | DEEPSUN INDUSTRIAL CORPORATION | 12mm thick Internal plaster | All charges for Providing and applying internal plaster with sand and cement mortar including round off or chamfering of concrete surface, curing etc. complete as per direction of EIC - 12 mm thick sand cement mortar (6 parts sand: 1-part cement). | Sq.Mtr. | 479.3 | 245 | Approved
Primarc Aadvika | PRE-CONSTRUCTION PHASE | Site Office | Civil and Finishing Work of Site Office | WO/HW1/PHW1/5 | DEEPSUN INDUSTRIAL CORPORATION | 15mm thick Internal plaster | All charges for Providing and applying External plaster with sand and cement mortar including round off or chamfering of concrete surface, curing etc. complete as per direction of EIC - 15 mm thick sand cement mortar (6 parts sand: 1-part cement). | Sq.Mtr. | 95.7 | 270 | Approved
Primarc Aadvika | PRE-CONSTRUCTION PHASE | Site Office | Civil and Finishing Work of Site Office | WO/HW1/PHW1/5 | DEEPSUN INDUSTRIAL CORPORATION | PCC (1:2:4) | All charges for providing & laying M15 (1:2:4) plain cement concrete (PCC) of required thickness using 20 mm nominal size well-graded approved quality aggregate including vibrating / compacting as required , cleaning, preparing surfaces, junctions etc. including shuttering, curing complete as per drawing and direction of Engineer-in-Charge. Source of concrete will be RMC/SMC. Location: Floor | Cum. | 14.8 | 7800 | Approved
Primarc Aadvika | PRE-CONSTRUCTION PHASE | Site Office | Civil and Finishing Work of Site Office | WO/HW1/PHW1/5 | DEEPSUN INDUSTRIAL CORPORATION | Single layer BFS | All charges for providing and laying single brick flat soling of picked jhama bricks at required location including ramming dressing and bringing to proper level and filling joints with sand including all materials, labour, tools and plants etc. complete as per specification, drawing and direction of Engineering-in-Charge". Location: Floor | Sq.Mtr. | 103.9 | 480 | Approved
Primarc Aadvika | PRE-CONSTRUCTION PHASE | Site Office | Civil and Finishing Work of Site Office | WO/HW1/PHW1/5 | DEEPSUN INDUSTRIAL CORPORATION | Dismantling of existing floor | Dismantling of existing floor & removal of accumulated debris at designated dump yard inside of the site premises as direction of Engineer-in-Charge. including all labour, materials, machinery, tools & tackles to the entire satisfaction of EIC | Sq.Mtr. | 73.5 | 800 | Approved
Primarc Aadvika | PRE-CONSTRUCTION PHASE | Site Office | Civil and Finishing Work of Site Office | WO/HW1/PHW1/5 | DEEPSUN INDUSTRIAL CORPORATION | Door frame fixing | Labour charges for Door frame fixing including supply & fixing by Ms hold fast /Anchor fastener adjacent to Brick surface including concrete grouting with at any Level as per drawing and direction of Engineer-in-charge. Door frame to be supplied by client, but subjected to reconciliation. | Nos. | 10 | 750 | Approved
Primarc Aadvika | PRE-CONSTRUCTION PHASE | Site Office | Civil and Finishing Work of Site Office | WO/HW1/PHW1/5 | DEEPSUN INDUSTRIAL CORPORATION | RCC Lintel (125X150) | Providing & fixing of RCC Lintel (125X150) for 125 mm thick Brick work at any level including Cost of all labour, materials for Shuttering, Reinforcement (Fe 500) , RCC & machinery, tools & tackles to the entire satisfaction of EIC. Grade of Concrete M20. Reinforcement Detail as per attached Annexture-1. | RMT | 13.5 | 300 | Approved
Primarc Aadvika | PRE-CONSTRUCTION PHASE | Site Office | Civil and Finishing Work of Site Office | WO/HW1/PHW1/5 | DEEPSUN INDUSTRIAL CORPORATION | RCC Lintel (250x150) | Providing & fixing of RCC Lintel (250x150) for 250 mm thick Brick work at any level including Cost of all labour, materials for Shuttering, Reinforcement (Fe 500), RCC & machinery, tools & tackles to the entire satisfaction of EIC. Grade of Concrete M20. Reinforcement Detail as per attached Annexture-1. | RMT | 31.7 | 510 | Approved
Primarc Aadvika | PRE-CONSTRUCTION PHASE | Site Office | Civil and Finishing Work of Site Office | WO/HW1/PHW1/5 | DEEPSUN INDUSTRIAL CORPORATION | Anti-termite treatment | Anti-termite treatment to the bottom & sides of excavated earth& over the back filling , using chemical emulsion and treatment upto 500 mm from Ground level by admixing Imidacloprid 30.5 SC (1% concentration)with water by weight at the rate of 5 lts. Per sqm.(on bottom & side excavation ) & 7.5 lts. per sqm. ( on back filling ) complete in all respect including labour , material, tools & tackles at Ground Floor as per direction of Engineer-in-Charge. (Payment to be made on actual Plinth area) Make: Bayer (Premise) | Sq.Mtr. | 174.8 | 125 | Approved
SOUTHWINDS PROJECT LLP (PHASE - III & IV) | OVERHEAD PHASE - III & IV | AMC and Services |  | WO/SP34/OP34/40 | RELIABLE REFRIGERATION COMPANY | Comprehensive Annual Maintenance | Comprehensive Annual Maintenance Contract for Water Purifier Model: KENT ELITE PLUS NEW-50 litres ( KR2204039529) (Period: 07.10.2024 to 06.10.2025) | Nos | 1 | 11000 | Amended & Approved
The Ramdulari | PRE-CONSTRUCTION PHASE | Mechanical Equipment |  |  |  | Tower Crane Dismantling . | Charges of dismantling of Tower Crane Manually as per BOQ and direction of EIC. Dismantling Procedure: - 1.Dismantling of Counter weight 2.Dismantling Main Boom 3.Supported by 7ton capacity vertical by derrick & 5 ton capacity chain pulley. 4.Removed the all counter weight, counter zip & main boom. All the material should be dumped from Roof level to ground floor level as directed by Engineer- In Charge | Lump Sum |  |  | Submitted
The Ramdulari | PRE-CONSTRUCTION PHASE | Mechanical Equipment |  | WO/RP/RP01/49 | Madhabi Technical Service | Tower Crane Dismantling . | Tower Crane Dismantling . |  | 0 | 0 | Amended & Approved
The Ramdulari | PRE-CONSTRUCTION PHASE | Mechanical Equipment |  | WO/RP/RP01/49 | Madhabi Technical Service | Tower Crane Dismantling | Charges of dismantling of Tower Crane (Model -MCT85F5 F5) Self Climbing (Installed inside the lift well) Manually as per BOQ and direction of EIC. Dismantling Procedure: - 1.Dismantling of Counter weight 2.Dismantling Main Boom 3.Supported by 8ton capacity vertical by derrick & 5 ton capacity chain pulley. 4.Removed the all counter weight, counter zip & main boom. All the material should be dumped from Roof level to ground floor level at designated place as directed by Engineer- In Charge | Lump Sum | 1 | 195000 | Approved
The Ramdulari | PRE-CONSTRUCTION PHASE | Mechanical Equipment |  |  |  | Misc Charges | Charges for loading - unloading, transportation, hire charges for machinery as per direction of Engineer-in-Charge | Lump Sum |  |  | Approved
Primarc Aadvika | COMMON INFRASTRUCTURE | Consultancy Charges |  |  |  | Architectural consultancy service after construction. | Architectural consultancy service after construction as per annexure-4 scope of work services for residential Project at Howrah location | Sq.Ft. |  |  | Draft
Primarc Aadvika | COMMON INFRASTRUCTURE | Consultancy Charges | ARCHITECT | WO/HW1/PHW2/8 | SUKANYA & ASSOCIATES | Architectural consultancy services for pre-construction and during the sanctioning | Architectural consultancy service Pre construction & during sanction process as per annexure-1 scope of work services for residential Project at Howrah location | Sq.Ft. | 527845 | 5 | Approved
Primarc Aadvika | COMMON INFRASTRUCTURE | Consultancy Charges | ARCHITECT | WO/HW1/PHW2/8 | SUKANYA & ASSOCIATES | Architectural consultancy service during construction stage | Architectural consultancy service during construction stage as per annexure-2 scope of work services for residential Project at Howrah location | Sq.Ft. | 527845 | 3 | Approved
Primarc Aadvika | COMMON INFRASTRUCTURE | Consultancy Charges | ARCHITECT | WO/HW1/PHW2/8 | SUKANYA & ASSOCIATES | Architectural consultancy service for Rule 26a/b stage | Architectural consultancy service for Rule 26a/b stage as per annexure-3 scope of work services for residential Project at Howrah location | Sq.Ft. | 527845 | 1 | Approved
Primarc Aadvika | COMMON INFRASTRUCTURE | Consultancy Charges | ARCHITECT | WO/HW1/PHW2/8 | SUKANYA & ASSOCIATES | Architectural consultancy service after construction | Architectural consultancy service after construction as per annexure-4 scope of work services for residential Project at Howrah location | Sq.Ft. | 527845 | 1 | Approved
Primarc Aadvika | COMMON INFRASTRUCTURE | Consultancy Charges | ARCHITECT | WO/HW1/PHW2/8 | SUKANYA & ASSOCIATES | Charges for rework due to revisonS | Charges for reworking the entire set of drawings as per revisions required for sanctioning from various government authorities in accordance with the scope of work. | Sq.Ft. | 527845 | 1 | Approved
SOUTHWINDS PROJECT LLP (PHASE - III & IV) | MARKETING PHASE - III & IV | Marketing Office | POP & PUTTY Works | WO/SP34/MA34/24 | GAZI PAINTS PRIVATE LIMITED | Wall Putty on ceiling surface & Wall at Ground Floor Entrance Lobby of Block 13 | Wall Putty on ceiling surface & Wall at Ground Floor Entrance Lobby of Block 13 all complete as per drawing and direction of Engineer-in-Charge |  | 0 | 0 | Approved
SOUTHWINDS PROJECT LLP (PHASE - III & IV) | MARKETING PHASE - III & IV | Marketing Office | POP & PUTTY Works | WO/SP34/MA34/24 | GAZI PAINTS PRIVATE LIMITED | Wall Putty on ceiling surface at Gr floor area | Providing and Applying of 2mm thick Wall Putty on ceiling surface at Gr floor area including grinding & rendering the surface filling cracks etc & including all material, Labour, scaffolding etc all complete as per drawing and direction of Engineer-in-Charge | Sq.Ft. | 652.621 | 7 | Approved
SOUTHWINDS PROJECT LLP (PHASE - III & IV) | MARKETING PHASE - III & IV | Marketing Office | POP & PUTTY Works | WO/SP34/MA34/24 | GAZI PAINTS PRIVATE LIMITED | Putty with 2-3 mm thick to the wall | Charges for Providing and applying Putty with 2-3 mm thick to the wall including Scaffolding and all complete at all level as per drawing and direction of Engineer-in-Charge. | Sq.Ft. | 1558.057 | 6 | Approved
SOUTHWINDS PROJECT LLP (PHASE - III & IV) | FINISHING PHASE - IV | MLCP | Civil |  |  | Car shed made by MS Structure & Tensile fabric | Car shed made by MS Structure & Tensile fabric as per approved drawing and direction of Engineer-in-Charge. |  |  |  | Cancelled
SOUTHWINDS PROJECT LLP (PHASE - III & IV) | FINISHING PHASE - IV | MLCP | Civil |  |  | MS Structure | Supply, fabrication & erection of MS Structure Using MS SHS pipe of the size 150 x 150 x 6 mm, 50 x 50 x 3.5 mm thk, RHS 122 x 61 x 5.4 mm thk, 60 x 40 x 2.9 mm thk, as per Approved Drawing. The structure Shall be Coated with one coat of Epoxy primer & two coats of Synthetic PU Enamel Paint etc. MS base plate, anchor Fastener, cutting, welding & wastage, transportation, Lifting to places and erection at all levels as per approved drawing and direction of Engineer-in-Charge. MS Structure Brand - Neozone / Apollo or Approved Brand Primer & Paint Brand - Berger / Asian Paints. Car Park Slots 1) 18 Nos. 2) 03 nos. 3) 06 nos. 4) 04 nos. Total 31 Nos. | Kgs |  |  | Approved
SOUTHWINDS PROJECT LLP (PHASE - III & IV) | FINISHING PHASE - IV | MLCP | Civil |  |  | Tensile Fabric | The top surface of structure shall be cladded Mehler (Germany) Make tensile fabric, both side PVDF coated 902 Fabric, with using nut/bolts & hardware as per approved Drawing & direction of EIC. Fabric will be fixed with tensile mechanism, stainless steel wire rope, aluminum stripes and self-threaded screw. | Sq.Ft. |  |  | Approved
SOUTHWINDS PROJECT LLP (PHASE - III & IV) | FINISHING PHASE - IV | MLCP | Civil |  |  | Loading - Unloading | Charges for loading - unloading, transportation, hire charges for machinery as per direction of Engineer-in-Charge | Lump Sum |  |  | Approved
SOUTHWINDS PROJECT LLP (PHASE - III & IV) | MEP PHASE - IV | MLCP | Civil | WO/SP34/MW4/51 | Vinayak Fabtech | Car shed made by MS Structure & Tensile fabric | Car shed made by MS Structure & Tensile fabric as per approved drawing and direction of Engineer-in-Charge. |  | 0 | 0 | Amended & Approved
SOUTHWINDS PROJECT LLP (PHASE - III & IV) | MEP PHASE - IV | MLCP | Civil | WO/SP34/MW4/51 | Vinayak Fabtech | MS Structure | Supply, fabrication & erection of MS Structure Using MS SHS pipe of the size 150 x 150 x 6 mm, 50 x 50 x 3.5 mm thk, RHS 122 x 61 x 5.4 mm thk, 60 x 40 x 2.9 mm thk, as per Approved Drawing. The structure Shall be Coated with one coat of Epoxy primer & two coats of Synthetic PU Enamel Paint etc. MS base plate, anchor Fastener, cutting, welding & wastage, transportation, Lifting to places and erection at all levels as per approved drawing and direction of Engineer-in-Charge. MS Structure Brand - Neozone / Apollo or Approved Brand Primer & Paint Brand - Berger / Asian Paints. Car Park Slots 1) 18 Nos. 2) 03 nos. 3) 06 nos. 4) 04 nos. Total 31 Nos. | Kgs | 14001.682 | 160 | Approved
SOUTHWINDS PROJECT LLP (PHASE - III & IV) | MEP PHASE - IV | MLCP | Civil | WO/SP34/MW4/51 | Vinayak Fabtech | Tensile Fabric | The top surface of structure shall be cladded Mehler (Germany) Make tensile fabric, both side PVDF coated 902 Fabric, with using nut/bolts & hardware as per approved Drawing & direction of EIC. Fabric will be fixed with tensile mechanism, stainless steel wire rope, aluminum stripes and self-threaded screw. | Sq.Ft. | 5691.637 | 305 | Approved
SOUTHWINDS PROJECT LLP (PHASE - III & IV) | MEP PHASE - IV | MLCP | Civil | WO/SP34/MW4/51 | Vinayak Fabtech | Loading - Unloading | Charges for loading - unloading, transportation, hire charges for machinery as per direction of Engineer-in-Charge. | Lump Sum | 1 | 20000 | Approved
SOUTHWINDS PROJECT LLP (PHASE - III & IV) | MEP PHASE - IV | External Electrical | Civil | WO/SP34/MW4/52 | B P Enterprise | Electrical cable trench & MCP around Block - 13 | Electrical cable trench & MCP around Block - 13 as per B.O.Q & direction of EIC. |  | 0 | 0 | Amended & Approved
SOUTHWINDS PROJECT LLP (PHASE - III & IV) | MEP PHASE - IV | External Electrical | Civil | WO/SP34/MW4/52 | B P Enterprise | Excavation Lead up to 75 m | All charges for doing excavation in required profile in all type of soils in dry and wet condition with a lead of 75 m as directed for pond cutting or any other foundation of the proposed structure as per drawings or direction of Engineer-in-Charge including dismantling of foundation (if any) made with brick, PCC, RCC, dressing of side, bottom, ramming of bottom, dewatering, shoring, strutting, diverting underground sewer line, water line, electrical line (if any) barricading the area providing caution board maintaining required slopes including all labour, materials, machinery, tools & tackles for all lead & lift to the entire satisfaction of EIC | Cum. | 144.29 | 250 | Approved
SOUTHWINDS PROJECT LLP (PHASE - III & IV) | MEP PHASE - IV | External Electrical | Civil | WO/SP34/MW4/52 | B P Enterprise | Earth work in filling | Earth work in filling with earth obtained from excavation in layers not exceeding 250 mm including watering, ramming, etc., complete in all respect as per and direction of EIC. (payment to be made on the basis of measurement of finished quantity of work) | Cum. | 52.457 | 150 | Approved
SOUTHWINDS PROJECT LLP (PHASE - III & IV) | MEP PHASE - IV | External Electrical | Civil | WO/SP34/MW4/52 | B P Enterprise | PCC | Providing and laying 1:3:6 Cement concrete with 25mm & down screened and washed well graded stone chips excluding shuttering, consolidating complete in all respect as per drawing, specification and direction of EIC (Cement would be supplied by Employer free of cost, but subjected to reconciliation.) | Cum. | 14.035 | 5720 | Approved
SOUTHWINDS PROJECT LLP (PHASE - III & IV) | MEP PHASE - IV | External Electrical | Civil | WO/SP34/MW4/52 | B P Enterprise | RCC M25 / M20 | RCC M25 / M20 Providing and laying charges for M25 Grade of Concrete at all levels and excluding shuttering and reinforcement, including concrete pump, curing, vibrator with complete design of concrete mix as per IS code and relevant special publication, submission of job mix formula after preliminary mix design and testing of concrete cubes as per dir.of EIC | Cum. | 132.572 | 5885 | Approved
SOUTHWINDS PROJECT LLP (PHASE - III & IV) | MEP PHASE - IV | External Electrical | Civil | WO/SP34/MW4/52 | B P Enterprise | Shuttering | Hire & labour charges for Shuttering with centering & necessary staging upto necessary height using approved stout props, 12mm thick quality ply board shuttering, with required bracing for curved or straight fitting, fixing & striking out after completion of works(including bailing of water) complete as per drawing, specification and direction of EIC | Sq.Mtr. | 446.723 | 425 | Approved
SOUTHWINDS PROJECT LLP (PHASE - III & IV) | MEP PHASE - IV | External Electrical | Civil | WO/SP34/MW4/52 | B P Enterprise | Reinforcement | Labour Charges for fixing Reinforcement for reinforced cement concrete work from in all sorts of structures including distribution bars, stirrups, binding wire etc. Initial straightening and removal of loost rust (if necessary) cutting to requisite length, hooking & bending to correct shape , placing in proper position & binding with 16 gauge black annealed wire/welding as per relevant I.S. code in every intersection complete as per drawing, specification of EIC | Ton | 12.346 | 6000 | Approved
SOUTHWINDS PROJECT LLP (PHASE - III & IV) | MEP PHASE - IV | External Electrical | Civil | WO/SP34/MW4/52 | B P Enterprise | IPS flooring work of average 30mm-35 mm thickness | Charges for IPS flooring work of average 30mm-35 mm thickness using cement concrete 1:2:4 finished with floating coat of neat cement at the top of MCP foundations including all complete as per drawing and direction of EIC. (Location - MCP top layer) | Sq.Mtr. | 116.53 | 445 | Approved
SOUTHWINDS PROJECT LLP (PHASE - III & IV) | MEP PHASE - IV | External Electrical | Civil | WO/SP34/MW4/52 | B P Enterprise | Supply & Installation of well making | Charges for Supply & Making of Well, Earth cutting & Clay ring fixing etc all complete with all material & labour as per direction of Engineer-In-Charge. Wells dimensions of 750mm dia for 2400-2700mm depth & 600mm dia for 1200-1500mm depth to make it total 3300-3600mm depth overall. | Nos. | 30 | 7000 | Approved
BHOPAL - COMMERCIAL | PRE-CONSTRUCTION PHASE | Temp fencing wall & Gate |  | WO/BPC/BPC1/4 | M K Construction | Wall | Charges for constructing wall as per drawing and direction of EIC including Earthwork Excavation, Back filing, P.C.C, Brick Work with labour & materials charges and shifting of debris (if required) as per drawing and direction of Engineer-in-Charge. | RMT | 200 | 1050 | Approved
Primarc Aadvika | PRE-CONSTRUCTION PHASE | Borewell Installation |  | WO/HW1/PHW1/6 | D.S.P Pumps | Borewell Installation | Labour Charges for installation of 200 X 150 mm depth 90 mtrs Tube well: i) Structural Fittings ii) Pilot Boring & Sand Cheecking iii) Boring, Sinking & Lowering iv) Fitting pipe strainer & bottom plug. v) Development with air compressor (2 Day per Day 5 hrs) vi) Installation pump motor set vii) Gravel 3/16 size, cowdung, Bentonite powder & Transportation including Electrologing charges | Lump Sum | 2 | 90000 | Amended & Approved
Primarc Aadvika | PRE-CONSTRUCTION PHASE | Borewell Installation |  | WO/HW1/PHW1/6 | D.S.P Pumps | Additional bore | Charges for additional boring work (if required) beyond 90mtr depth | RMT | 0 | 700 | Approved
Primarc Aadvika | PRE-CONSTRUCTION PHASE | Borewell Installation |  | WO/HW1/PHW1/6 | D.S.P Pumps | Water testing (Chemical & bacteriological) | Charges for conducting Water testing for Chemical & Bacteriological and submission of test report as per direction of Engineer-In-Charge. | Lump Sum | 2 | 5000 | Approved
AARANYA | PRE-CONSTRUCTION PHASE | Borewell Installation |  | WO/PKB/PKB1/4 | D.S.P Pumps | Borewell Installation | Labour Charges for installation of 200 X 150 mm depth 90 mtrs Tube well: i) Structural Fittings ii) Pilot Boring & Sand Cheecking iii) Boring, Sinking & Lowering iv) Fitting pipe strainer & bottom plug. v) Development with air compressor (2 Day per Day 5 hrs) vi) Installation pump motor set vii) Gravel 3/16 size, cowdung, Bentonite powder & Transportation including Electrologing charges | Lump Sum | 1 | 90000 | Amended & Approved
AARANYA | PRE-CONSTRUCTION PHASE | Borewell Installation |  | WO/PKB/PKB1/4 | D.S.P Pumps | Water testing (Chemical & bacteriological) | Charges for conducting Water testing for Chemical & Bacteriological and submission of test report as per direction of Engineer-In-Charge. | Lump Sum | 1 | 5000 | Approved
Primarc Aadvika | COMMON INFRASTRUCTURE | Land Development |  | WO/HW1/PHW2/9 | DEEPSUN INDUSTRIAL CORPORATION | Hire charge for poclain | Hire charge for Poclain (EX-210) on Daily rental basis without fuel & including Operator, Tiffin Charges & maintenance. Fuel will be supplied by client. Working Hours: 8 Hours of working per day excluding 1 hours of tiffin | Days | 95 | 8000 | Approved
Primarc Aadvika | COMMON INFRASTRUCTURE | Land Development |  | WO/HW1/PHW2/9 | DEEPSUN INDUSTRIAL CORPORATION | Additional charges | Charges for additional work beyond an 8-hours workday | hrs. | 0 | 1000 | Approved
BHOPAL - COMMERCIAL | PRE-CONSTRUCTION PHASE | Temp fencing wall & Gate |  | WO/BPC/BPC1/3 | Capital Group of Company | Fencing Boundary wall | Dismantling & Refixing of Boundary wall as per dwg. & direction of EIC. |  | 0 | 0 | Approved
BHOPAL - COMMERCIAL | PRE-CONSTRUCTION PHASE | Temp fencing wall & Gate |  | WO/BPC/BPC1/3 | Capital Group of Company | Misc. Work | Charges for Loading Unloading as per direction of EIC | Lump Sum | 1 | 10500 | Approved
BHOPAL - COMMERCIAL | PRE-CONSTRUCTION PHASE | Temp fencing wall & Gate |  | WO/BPC/BPC1/3 | Capital Group of Company | a | All charges for Dismantling & Re Fixing of Existing Fence as marked up in drawing including digging, filling, lifting to places and fixing with necessary arrangement as per drawing and direction of Engineer-in-Charge. | Sq.Ft. | 10704.4 | 35 | Approved
BHOPAL - COMMERCIAL | PRE-CONSTRUCTION PHASE | Temp fencing wall & Gate |  | WO/BPC/BPC1/3 | Capital Group of Company | b | Supply and Erection of MS Work (if required) for boundary wall fencing. The rate is inclusive of all materials, tools and tackles, labour etc. all complete. | Kg | 2580.5 | 95 | Approved
BHOPAL - COMMERCIAL | PRE-CONSTRUCTION PHASE | Temp fencing wall & Gate |  | WO/BPC/BPC1/3 | Capital Group of Company | c | Providing & Fixing of J Hook Bolt With Nut And Washer | Nos | 510 | 9 | Approved
BHOPAL - RESIDENTIAL | PRE-CONSTRUCTION PHASE | Temp fencing wall & Gate |  | WO/BPR/BPR1/1 | Capital Group of Company | Fencing Boundary wall | Dismantling & Refixing of Boundary wall as per dwg. & direction of EIC. |  | 0 | 0 | Approved
BHOPAL - RESIDENTIAL | PRE-CONSTRUCTION PHASE | Temp fencing wall & Gate |  | WO/BPR/BPR1/1 | Capital Group of Company | Misc. Work | Charges for Loading Unloading as per direction of EIC | Lump Sum | 1 | 4500 | Approved
BHOPAL - RESIDENTIAL | PRE-CONSTRUCTION PHASE | Temp fencing wall & Gate |  | WO/BPR/BPR1/1 | Capital Group of Company | a | All charges for Dismantling & Re Fixing of Existing Fence as marked up in drawing including digging, filling, lifting to places and fixing with necessary arrangement as per drawing and direction of Engineer-in-Charge. | Sq.Ft. | 4587.6 | 35 | Approved
BHOPAL - RESIDENTIAL | PRE-CONSTRUCTION PHASE | Temp fencing wall & Gate |  | WO/BPR/BPR1/1 | Capital Group of Company | b | Supply and Erection of MS Work (if required) for boundary wall fencing. The rate is inclusive of all materials, tools and tackles, labour etc. all complete. | Kg | 1106 | 95 | Approved
BHOPAL - RESIDENTIAL | PRE-CONSTRUCTION PHASE | Temp fencing wall & Gate |  | WO/BPR/BPR1/1 | Capital Group of Company | c | Providing & Fixing of J Hook Bolt With Nut And Washer | Nos | 219 | 9 | Approved
SOUTHWINDS PROJECT LLP (PHASE - III & IV) | FINISHING PHASE - IV | Flooring Work |  | WO/SP34/FW4/45 | B P Enterprise | IPS Flooring work of average 40 mm thickness | Charges for IPS Flooring work of average 40 mm thickness using cement concrete 1:2:4 finished with floating coat of Net Cement on Treads, landing of stair case at all floor level all complete as per drawing and direction of EIC. |  | 0 | 0 | Approved
SOUTHWINDS PROJECT LLP (PHASE - III & IV) | FINISHING PHASE - IV | Flooring Work |  | WO/SP34/FW4/45 | B P Enterprise | Block - 16 | Block - 16 1) Stair - 1. 2) Stair - 2. 3) Fire Refuge, Meter Room & Server Room. | Sq.Mtr. | 643.67 | 500 | Approved
SOUTHWINDS PROJECT LLP (PHASE - III & IV) | FINISHING PHASE - IV | Flooring Work |  | WO/SP34/FW4/45 | B P Enterprise | MLCP | MLCP 1) Both Stair. 2) Fire Refuge, Meter Room & Server Room. | Sq.Mtr. | 273.935 | 500 | Approved
SOUTHWINDS PROJECT LLP (PHASE - III & IV) | FINISHING PHASE - IV | Flooring Work |  | WO/SP34/FW4/45 | B P Enterprise | Plaster work skirting and riser of avg 20-25 mm | Charges for plaster work skirting and riser of avg 20-25 mm thickness using cement mortar 1:4 finished with floating coat of neat cement all floor level all complete as per drawing and direction of EIC |  | 0 | 0 | Approved
SOUTHWINDS PROJECT LLP (PHASE - III & IV) | FINISHING PHASE - IV | Flooring Work |  | WO/SP34/FW4/45 | B P Enterprise | Block - 16 | Block - 16 1) Stair - 1. 2) Stair - 2. 3) Fire Refuge, Meter Room & Server Room. | Sq.Mtr. | 247.652 | 370 | Approved
SOUTHWINDS PROJECT LLP (PHASE - III & IV) | FINISHING PHASE - IV | Flooring Work |  | WO/SP34/FW4/45 | B P Enterprise | MLCP | MLCP 1) Both Stair. 2) Fire Refuge, Meter Room & Server Room. | Sq.Mtr. | 92.453 | 370 | Approved
SOUTHWINDS PROJECT LLP (PHASE - III & IV) | FINISHING PHASE - IV | Flooring Work |  | WO/SP34/FW4/45 | B P Enterprise | MS angle | All Charges for supply, fabrication, erection, fixing of MS angle (ISA 25X25X3) fixed with 03(Three) nos MS lugs (for each pieces of angle of nosing) made of 10 mm dia MS Round bar of minimum 50 mm length to act as nosing at the edges of the steps of staircase including drilling holes on the treads where angles needs to be fixed and then fixing the same by inserting 10 mm dia MS round bars into the holes and welding with the lugs attached with the angle including application of one coat of Red-oxide primer of approved brand on overall MS arrangement, at any floor level. The rate is inclusiveof all materials, tools and tackles, lead & lifts, transportation, line, levels etc. all complete as per drawing, specification and direction of EIC. Required scraped reinforcement will be supplied by client free of cost. |  | 0 | 0 | Approved
SOUTHWINDS PROJECT LLP (PHASE - III & IV) | FINISHING PHASE - IV | Flooring Work |  | WO/SP34/FW4/45 | B P Enterprise | Block - 16 | Block - 16 1) Stair - 1. 2) Stair - 2. 3) Fire Refuge, Meter Room & Server Room. | RMT | 1060.05 | 125 | Approved
SOUTHWINDS PROJECT LLP (PHASE - III & IV) | FINISHING PHASE - IV | Flooring Work |  | WO/SP34/FW4/45 | B P Enterprise | MLCP | MLCP 1) Both Stair. 2) Fire Refuge, Meter Room & Server Room. | RMT | 397.15 | 125 | Approved
SOUTHWINDS PROJECT LLP (PHASE - III & IV) | FINISHING PHASE - IV | Flooring Work |  | WO/SP34/FW4/46 | NEW L. N. CONSTRUCTION | IPS Flooring work of average 40 mm thickness | Charges for IPS Flooring work of average 40 mm thickness using cement concrete 1:2:4 finished with floating coat of Net Cement on Treads, landing of stair case at all floor level all complete as per drawing and direction of EIC |  | 0 | 0 | Approved
SOUTHWINDS PROJECT LLP (PHASE - III & IV) | FINISHING PHASE - IV | Flooring Work |  | WO/SP34/FW4/46 | NEW L. N. CONSTRUCTION | Block - 13 | Block - 13 1) Stair - 1. 2) Stair - 2. 3) Fire Refuge, Meter Room & Server Room. | Sq.Mtr. | 619.71 | 463.5 | Approved
SOUTHWINDS PROJECT LLP (PHASE - III & IV) | FINISHING PHASE - IV | Flooring Work |  | WO/SP34/FW4/46 | NEW L. N. CONSTRUCTION | Block - 14 (Part - 1) | Block - 14 (Part - 1) 1) Stair - 1. 2) Stair - 2. 3) Fire Refuge, Meter Room & Server Room. | Sq.Mtr. | 676.072 | 463.5 | Approved
SOUTHWINDS PROJECT LLP (PHASE - III & IV) | FINISHING PHASE - IV | Flooring Work |  | WO/SP34/FW4/46 | NEW L. N. CONSTRUCTION | Block - 14 (Part - 2) | Block - 14 (Part - 2) 1) Stair - 1. 2) Stair - 2. 3) Fire Refuge, Meter Room & Server Room. | Sq.Mtr. | 678.172 | 463.5 | Approved
SOUTHWINDS PROJECT LLP (PHASE - III & IV) | FINISHING PHASE - IV | Flooring Work |  | WO/SP34/FW4/46 | NEW L. N. CONSTRUCTION | Block - 15 | Block - 15 1) Stair - 1. 2) Stair - 2. 3) Fire Refuge, Meter Room & Server Room. | Sq.Mtr. | 666.403 | 463.5 | Approved
SOUTHWINDS PROJECT LLP (PHASE - III & IV) | FINISHING PHASE - IV | Flooring Work |  | WO/SP34/FW4/46 | NEW L. N. CONSTRUCTION | Plaster work skirting and riser of avg 20-25 mm | Charges for plaster work skirting and riser of avg 20-25 mm thickness using cement mortar 1:4 finished with floating coat of neat cement all floor level all complete as per drawing and direction of EIC. |  | 0 | 0 | Amended & Approved
SOUTHWINDS PROJECT LLP (PHASE - III & IV) | FINISHING PHASE - IV | Flooring Work |  | WO/SP34/FW4/46 | NEW L. N. CONSTRUCTION | Block -13 | Block -13 1) Stair - 1. 2) Stair - 2. 3) Fire Refuge, Meter Room & Server Room. | Sq.Mtr. | 249.93 | 450 | Approved
SOUTHWINDS PROJECT LLP (PHASE - III & IV) | FINISHING PHASE - IV | Flooring Work |  | WO/SP34/FW4/46 | NEW L. N. CONSTRUCTION | Block - 14 (Part - 1) | Block - 14 (Part - 1) 1) Stair - 1. 2) Stair - 2. 3) Fire Refuge, Meter Room & Server Room. | Sq.Mtr. | 250.288 | 450 | Approved
SOUTHWINDS PROJECT LLP (PHASE - III & IV) | FINISHING PHASE - IV | Flooring Work |  | WO/SP34/FW4/46 | NEW L. N. CONSTRUCTION | Block - 14 (Part - 2) | Block - 14 (Part - 2) 1) Stair - 1. 2) Stair - 2. 3) Fire Refuge, Meter Room & Server Room. | Sq.Mtr. | 254.109 | 450 | Approved
SOUTHWINDS PROJECT LLP (PHASE - III & IV) | FINISHING PHASE - IV | Flooring Work |  | WO/SP34/FW4/46 | NEW L. N. CONSTRUCTION | Block - 15 | Block - 15 1) Stair - 1. 2) Stair - 2. 3) Fire Refuge, Meter Room & Server Room. | Sq.Mtr. | 248.91 | 450 | Approved
SOUTHWINDS PROJECT LLP (PHASE - III & IV) | FINISHING PHASE - IV | Flooring Work |  | WO/SP34/FW4/46 | NEW L. N. CONSTRUCTION | MS angle | All Charges for supply, fabrication, erection, fixing of MS angle (ISA 25X25X3) fixed with 03(Three) nos MS lugs (for each pieces of angle of nosing) made of 10 mm dia MS Round bar of minimum 50 mm length to act as nosing at the edges of the steps of staircase including drilling holes on the treads where angles needs to be fixed and then fixing the same by inserting 10 mm dia MS round bars into the holes and welding with the lugs attached with the angle including application of one coat of Red-oxide primer of approved brand on overall MS arrangement, at any floor level. The rate is inclusiveof all materials, tools and tackles, lead & lifts, transportation, line, levels etc. all complete as per drawing, specification and direction of EIC. Required scraped reinforcement will be supplied by client free of cost.. |  | 0 | 0 | Approved
SOUTHWINDS PROJECT LLP (PHASE - III & IV) | FINISHING PHASE - IV | Flooring Work |  | WO/SP34/FW4/46 | NEW L. N. CONSTRUCTION | Block - 13 | Block - 13 1) Stair - 1. 2) Stair - 2. 3) Fire Refuge, Meter Room & Server Room. | RMT | 1012.45 | 175.1 | Approved
SOUTHWINDS PROJECT LLP (PHASE - III & IV) | FINISHING PHASE - IV | Flooring Work |  | WO/SP34/FW4/46 | NEW L. N. CONSTRUCTION | Block - 14 (Part - 1) | Block - 14 (Part - 1) 1) Stair - 1. 2) Stair - 2. 3) Fire Refuge, Meter Room & Server Room. | RMT | 1084.95 | 175.1 | Approved
SOUTHWINDS PROJECT LLP (PHASE - III & IV) | FINISHING PHASE - IV | Flooring Work |  | WO/SP34/FW4/46 | NEW L. N. CONSTRUCTION | Block - 14 (Part - 2) | Block - 14 (Part - 2) 1) Stair - 1. 2) Stair - 2. 3) Fire Refuge, Meter Room & Server Room. | RMT | 1112.15 | 175.1 | Approved
SOUTHWINDS PROJECT LLP (PHASE - III & IV) | FINISHING PHASE - IV | Flooring Work |  | WO/SP34/FW4/46 | NEW L. N. CONSTRUCTION | Block - 15 | Block - 15 1) Stair - 1. 2) Stair - 2. 3) Fire Refuge, Meter Room & Server Room. | RMT | 1060.05 | 175.1 | Approved
AARANYA | PRE-CONSTRUCTION PHASE | Test Pile |  | WO/PKB/PKB1/5 | GEO Piling Solutions | Mobilisation & demobilisation | All charges for Mobilisation & demobilisation of Rig, men and machinery to & from site including making of Kuccha Vat and all other incidental expenses. | Lump Sum | 1 | 30000 | Approved
AARANYA | PRE-CONSTRUCTION PHASE | Test Pile |  | WO/PKB/PKB1/5 | GEO Piling Solutions | 1 no. 500mm dia bored cast in situ piles | All charges for boring, Reinforcement cutting, bending, binding and placing of cages ,concreting and muck removal complete for 1 no. 500mm dia ( 24000 mm depth from EGL (Pile cut off Lvl/Testing Lvl is (-)1000mm from EGL)) & capacity-70 MT) below GL RCC bored Test Pile by DMC method excluding the cost of Steel (Grade Fe 500) & RMC (M30 grade cement concrete with minimum cement contents of 400 Kg/cum) in all conditions to carry safe working load not less than specified as per drawing and instruction of EIC. (Steel & RMC will be supplied by Client but subject to Reconciliation) | RMT | 24 | 700 | Approved
AARANYA | PRE-CONSTRUCTION PHASE | Test Pile |  | WO/PKB/PKB1/5 | GEO Piling Solutions | 2 nos. 600mm dia bored cast in situ piles | All charges for boring, Reinforcement cutting, bending, binding and placing of cages ,concreting and muck removal complete for 2 no. 600mm dia ( 37000 mm depth from EGL (Pile cut off Lvl/Testing Lvl is (-)1000mm from EGL)) & capacity-140 MT) below GL RCC bored Test Pile by DMC method excluding the cost of Steel (Grade Fe 500) & RMC (M30 grade cement concrete with minimum cement contents of 400 Kg/cum) in all conditions to carry safe working load not less than specified as per drawing and instruction of EIC. (Steel & RMC will be supplied by Client but subject to Reconciliation) | RMT | 74 | 810 | Approved
AARANYA | PRE-CONSTRUCTION PHASE | Test Pile |  | WO/PKB/PKB1/5 | GEO Piling Solutions | Charges for Static Load Test on Cast-in-situ Pile | Charges for Static Load Test on Cast-in-situ Piles (For 1 nos 500mm dia pile design Load -70 MT, Pile test load-175MT, Kentledge load-210 MT & for 2 nos 600mm dia Pile Design Load-140 MT, Pile Test load-350 MT, Kentledge load 420 MT) will be done by concrete blocks in accordance with IS Code of practice IS : 2911 (Part IV) for determining safe allowable Vertical load on pile including Mobilisation & De-mobilisation charges and preparation of Pile head & taking necessary readings and submitting two copies of reports etc. as per direction of Engineer in charge. | MT | 1050 | 1100 | Approved
Primarc Chambers | BLOCK | Window and Glazing |  | WO/PCH/PC01/30 | Annex Design Pvt. Ltd. | Aluminium Tube louver (50X150) | Aluminium Tube louver (50X150) Providing and fixing 50 x 150 x 2mm aluminium tube vertical Louver system (50mm front face) having 155mm clear distance duly Powder coated as per approved aluminium section with Brackets fixed to the Masonry / RC walls with necessary clamps, Angle bracket and anchor fasteners. The extruded aluminium section shall be powder coated of minimum 60 microns. Scaffolding is in Client Scope. | Sq.Ft. | 603.9 | 565 | Approved
Primarc Chambers | BLOCK | Flooring Work |  | WO/PCH/PC01/83 | B. S. Furniture | Wash Basin Counter (Toilet area) | Wash Basin Counter as per drawing and direction of EIC. |  | 0 | 0 | Amended & Approved
Primarc Chambers | BLOCK | Flooring Work |  | WO/PCH/PC01/83 | B. S. Furniture | Gents Toilet Wash Basin Counter | Providing and fixing of Basin counter made by 40 mm & 25mm MS- SHS and ISA 40*40*3 including 12 mm cement fibre board as covering material,Granite and all fittings with making of ""V"" Groove including v groove polish, Araldite,basin hole cutting, piller cock hole cutting and all related chemical for this item. as per approved drawing & direction of EIC. (Only cement , granite and fastener will be supplied by client. Shifting & lifting of all materials & machineries are in contractor's scope.) (Location - Gents Toilet -2250X650) | Nos | 9 | 15000 | Approved
Primarc Chambers | BLOCK | Flooring Work |  | WO/PCH/PC01/83 | B. S. Furniture | Ladies Toilet Wash Basin Counter | Providing and fixing of Basin counter made by 40 mm & 25 mm MS- SHS and ISA 40*40*3 including 12 mm cement fibre board as covering material,Granite and all fittings with making of ""V"" Groove including v groove polish, Araldite,basin hole cutting, piller cock hole cutting and all related chemical for this item. as per approved drawing & direction of EIC. (Only cement , granite and fastener will be supplied by client. Shifting & lifting of all materials & machineries are in contractor's scope.) (Location - Ladies Toilet -1050X650) | Nos | 9 | 10000 | Approved
Primarc Chambers | OVERHEAD | Security Expense |  | WO/PCH/PC05/22 | Martinet Facility Management Services Pvt. Ltd. | Providing Security Personnel | Additional Providing Two (02) Security Guard @12 hrs. daily basis for 30/31 days in a month including reliever, NH & management fees, from 1st Sep'2024 to 31st Dec'2024, | Head | 8 | 17623 | Approved
Primarc Aadvika | EXPERIENCE CENTER | Civil | Sub & Super Structure Work | WO/HW1/PHW3/2 | Ranjeet Kumar Singh | Cutting of Slab | Charges for cutting of slab (Depth 250-300mm) made of RCC and Brick Khoa topping including all labour, materials, machinery, tools & tackles to the entire satisfaction of EIC. | RMT | 20 | 1500 | Approved
AARANYA | COMMON INFRASTRUCTURE | Land Development | Pond Development |  |  | Silver sand filling | Filling of Pond-5 area as per dwg. and direction of EIC by silver sand, consolidating the same through saturation with water & ramming, etc. complete in all respect including the cost of supply of sand and as per direction of Engineer-in-Charge. | Cum. |  |  | Approved
Primarc Chambers | BLOCK | Water Proofing |  | WO/PCH/PC01/29 | AKJ Engineers Pvt. Ltd. | Roof (Business Center Top & Lift Lobby top) | Roof (Business Center Top & Lift Lobby top) | Sq.Ft. | 2973.7 | 56 | Approved
SOUTHWINDS PROJECT LLP (PHASE - III & IV) | PRE-CONSTRUCTION PHASE - III & IV | Mechanical Equipment |  | WO/SP34/PC34/65 | Madhabi Technical Service | Dismantling Passenger Hoist | Charges for Dismantling Passenger Hoist with necessary manpower and tools & tackles and as per direction of Engineer-in-Charge. only Hydra charges in client scope. |  | 0 | 0 | Approved
SOUTHWINDS PROJECT LLP (PHASE - III & IV) | PRE-CONSTRUCTION PHASE - III & IV | Mechanical Equipment |  | WO/SP34/PC34/65 | Madhabi Technical Service | Block - 13 | Block - 13 | RMT | 60.9 | 510 | Approved
SOUTHWINDS PROJECT LLP (PHASE - III & IV) | PRE-CONSTRUCTION PHASE - III & IV | Mechanical Equipment |  | WO/SP34/PC34/65 | Madhabi Technical Service | Block - 14 (Part - 1) | Block - 14 (Part - 1) | RMT | 60.1 | 510 | Approved
SOUTHWINDS PROJECT LLP (PHASE - III & IV) | PRE-CONSTRUCTION PHASE - III & IV | Mechanical Equipment |  | WO/SP34/PC34/65 | Madhabi Technical Service | Block - 14 (Part - 2) | Block - 14 (Part - 2) | RMT | 60.1 | 510 | Approved
SOUTHWINDS PROJECT LLP (PHASE - III & IV) | PRE-CONSTRUCTION PHASE - III & IV | Mechanical Equipment |  | WO/SP34/PC34/65 | Madhabi Technical Service | Block - 15 | Block - 15 | RMT | 60.1 | 510 | Approved
SOUTHWINDS PROJECT LLP (PHASE - III & IV) | PRE-CONSTRUCTION PHASE - III & IV | Mechanical Equipment |  | WO/SP34/PC34/65 | Madhabi Technical Service | Block - 16 | Block - 16 | RMT | 60.1 | 510 | Approved
SOUTHWINDS PROJECT LLP (PHASE - III & IV) | PRE-CONSTRUCTION PHASE - III & IV | Mechanical Equipment |  | WO/SP34/PC34/65 | Madhabi Technical Service | loading - unloading | Charges for loading - unloading, transportation, hire charges for machinery as per direction of Engineer-in-Charge | Lump Sum | 1 | 6147 | Approved
Primarc Aadvika | COMMON INFRASTRUCTURE | Landscaping | Hardscape | WO/HW1/PHW2/2 | DEEPSUN INDUSTRIAL CORPORATION | Saucer drain Fixing | Charges for fixing of Saucer Drain of specific sizes (300mmX300mmX100mm) along the periphery of road way or other designated places including necessary alignment. The rate is inclusive of the cost of Saucer Drain, joining two adjacent Saucer Drain using lean cement mortar, required manpower, all lead, lift, tools & tackle, carrying cost from stock yard to execution point, excluding laying PCC at the bottom of the Saucer Drain and as per drawing and direction of Engineer-in-Charge. | RMT | 152.8 | 800 | Approved
Primarc Aadvika | COMMON INFRASTRUCTURE | Landscaping | Hardscape | WO/HW1/PHW2/2 | DEEPSUN INDUSTRIAL CORPORATION | Polythene Sheet | All Charges for providing and laying 80 micron Polythene Sheet underneath of the PCC or other designated places as per drawing and direction of Engineer-in-Charge | Sq.Mtr. | 253.99 | 60 | Approved
Primarc Aadvika | COMMON INFRASTRUCTURE | Landscaping | Hardscape | WO/HW1/PHW2/2 | DEEPSUN INDUSTRIAL CORPORATION | Earth Disposal | Removal of filled earth/ sand/ moorum/ debris/ decomposed vegetations etc. from the designated area by manually or mechanically or by any other means as found suitable as per site condition, including taking out the earth out of site premises as directed by the EIC, all kind of lead & lift, labour, tools & tackles, safety measures, all complete as per specifications, drawings and direction of the engineer-in-charge | Cum. | 69.12 | 510 | Approved
Primarc Aadvika | COMMON INFRASTRUCTURE | Landscaping | Hardscape | WO/HW1/PHW2/2 | DEEPSUN INDUSTRIAL CORPORATION | Debrish Cleaning | Charges for clearing and removal of debris, construction waste, broken materials, scrap, and other unwanted substances from the specified area and taking out from the site premises an designated area as directed by the Engineer-in-Charge. | Sq.Mtr. | 33.6 | 270 | Approved
Primarc Aadvika | COMMON INFRASTRUCTURE | Landscaping | Hardscape | WO/HW1/PHW2/2 | DEEPSUN INDUSTRIAL CORPORATION | Brick work & PCC Dismantaling | Charges for Brick Work & PCC dismantling all complete including cleaning all rubbish, lifting and staging as per direction of Engineer in charge. | Cum. | 10.12 | 2500 | Approved
Primarc Aadvika | COMMON INFRASTRUCTURE | Landscaping | Hardscape | WO/HW1/PHW2/2 | DEEPSUN INDUSTRIAL CORPORATION | RCC Dismantling | Charges for RCC dismantling all complete including cleaning all rubbish, lifting and staging as per direction of Engineer in charge. | Cum. | 0.064 | 5000 | Approved
Primarc Aadvika | COMMON INFRASTRUCTURE | Landscaping | Hardscape | WO/HW1/PHW2/2 | DEEPSUN INDUSTRIAL CORPORATION | Placing and fixing of MS railing | Charges for the placing and fixing of MS railing, includes making of grooves, fixing with M25 concrete, ensuring proper alignment, line and level throughout the installation process, welding for leg extension (if required), handling, positioning and anchoring of the railing as per direction of Engineer in charge. | Nos | 17 | 900 | Approved
Primarc Aadvika | EXPERIENCE CENTER | Civil | Sub & Super Structure Work | WO/HW1/PHW3/1 | DEEPSUN INDUSTRIAL CORPORATION | 125mm brickwork | All charges for Providing and erecting 125 mm thick brick work with 1st class Conventional bricks for walls of specified thickness in sand cement mortar (4 :1) including the cost of all material, labour, tools, tackles, scaffolding, curing etc. complete as per direction of Engineer-in-Charge and technical specification. | Sq.Mtr. | 15.75 | 1100 | Approved
Primarc Aadvika | EXPERIENCE CENTER | Civil | Sub & Super Structure Work | WO/HW1/PHW3/1 | DEEPSUN INDUSTRIAL CORPORATION | Self Compacting Concrete | All charges for Providing & laying M25 grade self compacting concrete (excluding cost of shuttering & reinforcement ) at any levels and leads. Using 20 mm nominal size & down graded good quality aggregate as per design mix approved by PMC/Consultant including concrete pump, curing, scaffolding as required, cleaning, preparing surfaces, junctions etc. complete as per drawing , technical specification and direction of Engineer-in-Charge. Cement concrete should have an ultimate crushing strength of not less than 250 Kg/sq.cm for Grade M25 on 15cm X 15cm X 15cm cube at 28 days and source of concrete will be RMC. Location - Mezzanine Level Slab | Cum. | 7.25 | 10000 | Amended & Approved
Primarc Chambers | BLOCK | Plumbing/Sanitory | External Plumbing | WO/PCH/PC01/41 | Bdcon Engineers Pvt. Ltd. | 50NB for New borewell Line | 50NB for New borewell Line, Corporation water supply,sleeve Pipe for electrical. | RMT | 77.8 | 399 | Approved
Primarc Chambers | BLOCK | Plumbing/Sanitory | External Plumbing | WO/PCH/PC01/41 | Bdcon Engineers Pvt. Ltd. | 450 x 450 MM X ( 600-1000MM ) - ELV Pit | 450 x 450 MM X ( 600-1000MM ) - ELV Pit | Nos. | 2 | 7018 | Approved
Primarc Chambers | BLOCK | Plumbing/Sanitory | External Plumbing | WO/PCH/PC01/41 | Bdcon Engineers Pvt. Ltd. | 600 X 600 MM X upto 1000mm - ELV Pit | 600 X 600 MM X upto 1000mm - ELV Pit | Nos. | 4 | 8624 | Approved
Primarc Chambers | BLOCK | Plumbing/Sanitory | External Plumbing | WO/PCH/PC01/41 | Bdcon Engineers Pvt. Ltd. | 600 X 900 MM X upto (500-1000mm) - ELV Pit | 600 X 900 MM X upto (500-1000mm) - ELV Pit | Nos. | 1 | 9900 | Approved
Primarc Chambers | BLOCK | Plumbing/Sanitory | External Plumbing | WO/PCH/PC01/41 | Bdcon Engineers Pvt. Ltd. | 600 X 600 MM X (500mm - 1000mm) - Storm Pit | 600 X 600 MM X (500mm - 1000mm) - Storm Pit | Nos. | 3 | 8624 | Approved
Primarc Chambers | BLOCK | Plumbing/Sanitory | External Plumbing | WO/PCH/PC01/41 | Bdcon Engineers Pvt. Ltd. | 600 X 900 MM X (500mm to 1000mm )- Storm Pit | 600 X 900 MM X (500mm to 1000mm )- Storm Pit | Nos. | 5 | 9900 | Approved
Primarc Chambers | BLOCK | Plumbing/Sanitory | External Plumbing | WO/PCH/PC01/41 | Bdcon Engineers Pvt. Ltd. | 1200 X 1200 MM X (1500mm - 2000mm )- Master pit | 1200 X 1200 MM X (1500mm - 2000mm )- Master pit | Nos. | 1 | 23408 | Approved
Primarc Chambers | BLOCK | Plumbing/Sanitory | External Plumbing | WO/PCH/PC01/41 | Bdcon Engineers Pvt. Ltd. | 1200 X 1200 MM X 1500MM - Borewell Pit | 1200 X 1200 MM X 1500MM - Borewell Pit | Nos. | 0 | 22300 | Approved
Primarc Chambers | BLOCK | Plumbing/Sanitory | External Plumbing | WO/PCH/PC01/41 | Bdcon Engineers Pvt. Ltd. | 900 x 1000 X (500 mm to 1000 mm ) - VALVE CHAMBER | 900 x 1000 X (500 mm to 1000 mm ) - VALVE CHAMBER | Nos. | 1 | 14146 | Approved
Primarc Chambers | BLOCK | Plumbing/Sanitory | External Plumbing | WO/PCH/PC01/41 | Bdcon Engineers Pvt. Ltd. | 600 x 1200X (500 mm to 1000 mm ) - VALVE CHAMBER | 600 x 1200X (500 mm to 1000 mm ) - VALVE CHAMBER | Nos. | 1 | 11429 | Approved
Primarc Chambers | BLOCK | Plumbing/Sanitory | External Plumbing | WO/PCH/PC01/41 | Bdcon Engineers Pvt. Ltd. | 50MM DIA | 5OMM DIA | Nos. | 4 | 240 | Approved
Primarc Chambers | BLOCK | Plumbing/Sanitory | External Plumbing | WO/PCH/PC01/41 | Bdcon Engineers Pvt. Ltd. | Charges for laying, jointing, testing and commissioning laying the underground double wall corrugated pipe of HDPE SN 8 pipes with smooth internal and profiled external surface for non- pressure underground Sewerage pipe line as per ISO 21138-3 | Charges for laying, jointing, testing and commissioning laying the following diameters underground double wall corrugated pipe of HDPE SN 8 pipes with smooth internal and profiled external surface for non- pressure underground Sewerage pipe line as per ISO 21138-3 with suitable Snapfit coupler and rubber ’0' Ring for jointing in trenches for all depths ( up to invert level from FGL )and lengths to correct grades levels and alignment 6 adequate width of trench (minimum pipe 00 + 300 mm) including PCC concrete of 75 mm for bedding (1:3: 6) pipe supports 150 mm Silver sand filling along with compaction with water and 75mm thick encasing of the pipes wherever required (in every socket joint, 2 mtr. interval considering socket joint encasing), compacting the base before pcc work, disposing of surplus earth within the site premises (lead up to 0.5 km), backfilling work after completion of job, The rate is inclusive of bailing out of water during excavation and shoring work, testing and making good the leakages if any etc. as per directions of the Engineer-in-charge. (only pipe, fittings and cement would be supplied by the Employer free of cost, but subjected to reconciliation) 300mm dia STORM WATER PIPE LINE |  | 0 | 0 | Amended & Approved
Primarc Chambers | BLOCK | Plumbing/Sanitory | External Plumbing | WO/PCH/PC01/41 | Bdcon Engineers Pvt. Ltd. | Invert Lvl -Greater than 700 mm but Less than 1500 mm | Invert Lvl -Greater than 700 mm but Less than 1500 mm | RMT | 24.7 | 961 | Approved
Primarc Chambers | BLOCK | Plumbing/Sanitory | External Plumbing | WO/PCH/PC01/41 | Bdcon Engineers Pvt. Ltd. | Charges for laying, jointing, testing and commissioning laying the underground double wall corrugated pipe of HDPE SN 8 pipes with smooth internal and profiled external surface for non- pressure underground Sewerage pipe | Charges for laying, jointing, testing and commissioning laying the following diameters underground double wall corrugated pipe of HDPE SN 8 pipes with smooth internal and profiled external surface for non- pressure underground Sewerage pipe line as per ISO 21138-3 with suitable Snapfit coupler and rubber ’0' Ring for jointing in trenches for all depths ( up to invert level from FGL )and lengths to correct grades levels and alignment 6 adequate width of trench (minimum pipe 00 + 300 mm) including PCC concrete of 75 mm for bedding (1:3: 6) pipe supports 150 mm Silver sand filling along with compaction with water and 75mm thick encasing of the pipes wherever required (in every socket joint, 2 mtr. interval considering socket joint encasing), compacting the base before pcc work, disposing of surplus earth within the site premises (lead up to 0.5 km), backfilling work after completion of job, The rate is inclusive of bailing out of water during excavation and shoring work, testing and making good the leakages if any etc. as per directions of the Engineer-in-charge. (only pipe, fittings and cement would be supplied by the Employer free of cost, but subjected to reconciliation) 400mm dia STORM WATER PIPE LINE |  | 0 | 0 | Approved
Primarc Chambers | BLOCK | Plumbing/Sanitory | External Plumbing | WO/PCH/PC01/41 | Bdcon Engineers Pvt. Ltd. | Invert Lvl -Greater than 1000 mm but Less than 2000 mm | Invert Lvl -Greater than 1000 mm but Less than 2000 mm | RMT | 5.8 | 1153 | Approved
Primarc Chambers | BLOCK | Plumbing/Sanitory | External Plumbing | WO/PCH/PC01/41 | Bdcon Engineers Pvt. Ltd. | Labour charges for fitting ,fixing and testing the Brass Non return Valve with necessary fittings and fixing materials, complete as per the direction of EIC . | Labour charges for fitting ,fixing and testing the Brass Non return Valve with necessary fittings and fixing materials, complete as per the direction of EIC . |  | 0 | 0 | Approved
Primarc Chambers | BLOCK | Plumbing/Sanitory | External Plumbing | WO/PCH/PC01/41 | Bdcon Engineers Pvt. Ltd. | 50MM DIA | 50MM DIA | Nos. | 2 | 240 | Approved
SOUTHWINDS PROJECT LLP (PHASE - III & IV) | MEP PHASE - III | Rain Water Harvesting Tank |  | WO/SP34/MW34/21 | SHAHBAZ CONSTRUCTION | 100/125TH BRICK WORK WITH FLYASH BRICKS | 100/125TH BRICK WORK WITH FLYASH BRICKS ALL CHARGES FOR CONSTRUCTING 90/100/125MM THK. BRICK MASONRY IN CM 1:6 AT ALL LEVELS WITH FLYASH BRICKS OF REQUIRED SIZES AS PER MANUFACTURER'S GUIDANCE COMPLETE IN ALL RESPECT AND FOR ALL LEVELS INCLUDING V- GROOVE JOINTING ON BOTH FACES, AS PER DRAWING AND AS SPECIFIED IN RELEVANT IS CODES, NECESSARY CURING, SCAFFOLDING, STAGING, ALL LEADS AND LIFTS FROM ANY POINT TO ANY POINT INSIDE THE SITE IN ALL STRUCTURES SUCH AS WALLS / PILLARS / STUB / SUPPORTS / DRAINS ETC INCLUDING CLEANING OF ACCUMULATED DEBRIS AS PER DRAWING AND SPECIFICATIONS AND AS DIRECTED BY THE PROJECT MANAGER | Sq.Mtr. | 7.056 | 947 | Approved
SOUTHWINDS PROJECT LLP (PHASE - III & IV) | MEP PHASE - III | Rain Water Harvesting Tank |  | WO/SP34/MW34/21 | SHAHBAZ CONSTRUCTION | 200/250TH BRICK WORK WITH FLYASH BRICKS | 200/250TH BRICK WORK WITH FLYASH BRICKS ALL CHARGES FOR CONSTRUCTING 190/200/230/250MM THK. BRICK MASONRY IN CM 1:6 AT ALL LEVELS WITH FLYASH BRICKS OF REQUIRED SIZES AS PER MANUFACTURER'S GUIDANCE COMPLETE IN ALL RESPECT AND FOR ALL LEVELS INCLUDING V- GROOVE JOINTING ON BOTH FACES, AS PER DRAWING AND AS SPECIFIED IN RELEVANT IS CODES, NECESSARY CURING, SCAFFOLDING, STAGING, ALL LEADS AND LIFTS FROM ANY POINT TO ANY POINT INSIDE THE SITE IN ALL STRUCTURES SUCH AS WALLS / PILLARS / STUB / SUPPORTS / DRAINS ETC INCLUDING CLEANING OF ACCUMULATED DEBRIS AS PER DRAWING AND SPECIFICATIONS AND AS DIRECTED BY THE PROJECT MANAGER | Cum. | 0.111 | 7790 | Approved
SOUTHWINDS PROJECT LLP (PHASE - III & IV) | BLOCK PHASE - III | Civil | Sub & Super Structure Work | WO/SP34/BP34/4 | M.A Construction | RCC - SMC of M25 | RCC - SMC of M25 |  | 0 | 0 | Approved
SOUTHWINDS PROJECT LLP (PHASE - III & IV) | BLOCK PHASE - III | Civil | Sub & Super Structure Work | WO/SP34/BP34/4 | M.A Construction | Block - 11 | Block - 11 | Cum. | 66.262 | 1500 | Approved
SOUTHWINDS PROJECT LLP (PHASE - III & IV) | BLOCK PHASE - III | Civil | Sub & Super Structure Work | WO/SP34/BP34/4 | M.A Construction | Block - 12 | Block - 12 | Cum. | 37.498 | 1500 | Approved
AARANYA | COMMON INFRASTRUCTURE | Land Development | Pond Development | WO/PKB/PKB2/13 | DEEPSUN INDUSTRIAL CORPORATION | RCC dismantling | Charges for RCC dismantling all complete including cleaning all rubbish, lifting and staging as per direction of Engineer in charge. | Cum. | 29.35 | 3500 | Approved
AARANYA | COMMON INFRASTRUCTURE | Land Development | Pond Development | WO/PKB/PKB2/13 | DEEPSUN INDUSTRIAL CORPORATION | Bamboo fencing work | Charges for demarcation of pond boundary with Bamboo fencing including all labour,tools/tackles, supply of Bamboo, Nails, etc. complete in all respect and as per dwg. and direction of Engineer-in-Charge. | RMT | 1200 | 282 | Approved
AARANYA | COMMON INFRASTRUCTURE | Land Development | Pond Development | WO/PKB/PKB2/13 | DEEPSUN INDUSTRIAL CORPORATION | Manual excavation | All Charges for earth work in excavation (including lifting & shifting) manually, in all sorts of soil (including mixed soil, laterite or sandstone) including all labour, tools & tackles for all lead & lift to the entire satisfaction of EIC. | Cum. | 40 | 329 | Approved
AARANYA | COMMON INFRASTRUCTURE | Land Development | Pond Development | WO/PKB/PKB2/13 | DEEPSUN INDUSTRIAL CORPORATION | Supply of Silver Sand & Consolidating the same | Charges for Silver sand filling at Pond-5 area and consolidating the same through saturation with water & ramming, etc. complete in all respect including all labour,tools/tackles, machinery, supply of sand and as per dwg. and direction of Engineer-in-Charge. |  | 0 | 0 | Approved
AARANYA | COMMON INFRASTRUCTURE | Land Development | Pond Development | WO/PKB/PKB2/13 | DEEPSUN INDUSTRIAL CORPORATION | Earth Filling with machine | Charges for Earth Filling at Pond with machine by using excavated earth and consolidating the same & ramming, etc. complete in all respect including all labour,tools/tackles, machinery and as per dwg. and direction of Engineer-in-Charge. | Cum. | 258.31 | 141 | Approved
AARANYA | COMMON INFRASTRUCTURE | Land Development | Pond Development | WO/PKB/PKB2/13 | DEEPSUN INDUSTRIAL CORPORATION | Daily Labour | Charges for shifting of sand & earth manually with a lead of 70-80 meter, filling & compaction manually till the top of Bamboo fencing & manual dressing of pond banks for KMC inspection & cleaning wherever necessary including all labour, tools & tackles to the entire satisfaction of EIC. |  | 0 | 0 | Approved
AARANYA | COMMON INFRASTRUCTURE | Land Development | Pond Development | WO/PKB/PKB2/13 | DEEPSUN INDUSTRIAL CORPORATION | Charges for Supply of Silver Sand | Charges for Supply of Silver Sand | Cum. | 748.93 | 1589 | Approved
AARANYA | COMMON INFRASTRUCTURE | Land Development | Pond Development | WO/PKB/PKB2/13 | DEEPSUN INDUSTRIAL CORPORATION | Charges for labour,tools/tackles, machinery | Charges for labour,tools/tackles, machinery | Cum. | 748.93 | 667 | Approved
AARANYA | COMMON INFRASTRUCTURE | Land Development | Pond Development | WO/PKB/PKB2/13 | DEEPSUN INDUSTRIAL CORPORATION | Unskilled for 12 hrs | Unskilled for 12 hrs | Head | 676 | 1080 | Approved
The Ramdulari | BLOCK | Flooring Work |  | WO/RP/RP02/46 | SHAQUIB ENTERPRISES | Granite Work Planter & Windowsill | Granite Work Planter & Windowsill |  | 0 | 0 | Amended & Approved
The Ramdulari | BLOCK | Flooring Work |  | WO/RP/RP02/46 | SHAQUIB ENTERPRISES | Granite Sill | Charges for Providing and Fixing for Granite Stone 65mm Window Patty work with average 40-50mm thick Sand cement mortar (1:4) in proper line, level & plumb. The joints will be filled with matching pigment, araldite including all finishing & Cleaning as per drawing and direction of Engineer-In-Charge. (Only Granite Stone and Cement will be supplied by Client Subject to reconciliation.) (Rate including all required materials, labours, tools & tackles and necessary arrangements for the work. (Shifting & Lifting of all materials & machineries are in contractor's scope) Location: Window Sill (2nd to 25th Floor ) | Rft | 1284 | 52 | Approved
The Ramdulari | BLOCK | Flooring Work |  | WO/RP/RP02/46 | SHAQUIB ENTERPRISES | Window patty | Charges for Providing and Fixing charges for Granite Stone 200mm Window Patty with average 40-50mm thick Sand cement mortar (1:4) in proper line, level & plumb. The joints will be filled with matching pigment, araldite including all finishing & Cleaning as per drawing and direction of Engineer-In-Charge. Only Granite Stone and Cement will be supplied by Client Subject to reconciliation.) (Rate including all required materials, labours, tools & tackles and necessary arrangements for the work. (Shifting & Lifting of all materials & machineries are in contractor's scope) Location: Window Sill (2nd to 25th Floor ) | Rft | 1220 | 52 | Approved
The Ramdulari | BLOCK | Flooring Work |  | WO/RP/RP02/46 | SHAQUIB ENTERPRISES | Planter Top | Charges for Providing and Fixing charges for Granite Stone 150mm Patty Planter with average 40-50mm thick Sand cement mortar (1:4) in proper line, level & plumb. The joints will be filled with matching pigment, araldite including all finishing & Cleaning as per drawing and direction of Engineer-In-Charge. (Only Granite Stone and Cement will be supplied by Client Subject to reconciliation.) (Rate including all required materials, labours, tools & tackles and necessary arrangements for the work.)(Shifting & Lifting of all materials & machineries are in contractor's scope) Location: Planter (2nd to 26th Floor ) | Rft | 2386 | 52 | Approved
The Ramdulari | BLOCK | Flooring Work |  | WO/RP/RP02/46 | SHAQUIB ENTERPRISES | Planter Top | Charges for Providing and Fixing charges for Granite Stone 250mm to 300mm Planter Top work with average 40-50mm thick Sand cement mortar (1:4) in proper line, level & plumb. The joints will be filled with matching pigment, araldite including all finishing & Cleaning as per drawing and direction of Engineer-In-Charge. (Only Granite Stone and Cement will be supplied by Client Subject to reconciliation.) (Rate including all required materials, labours, tools & tackles and necessary arrangements for the work. (Shifting & Lifting of all materials & machineries are in contractor's scope) Location: Planter Top & Attached Balcony Planter (2nd to 26th Floor ) | Rft | 3504.5 | 52 | Approved
The Ramdulari | BLOCK | Flooring Work |  | WO/RP/RP02/46 | SHAQUIB ENTERPRISES | Planter Wall | Charges for Providing and Fixing charges for Granite Stone Planter Dado work with average 40-50mm thck Sand thick cement mortar (1:4), in proper line, level & plumb. The joints will be filled with matching pigment araldite including all finishing & Cleaning as per drawing and direction of Engineer-In-Charge. (Only Granite Stone and Cement will be supplied by Client Subject to reconciliation.) (Rate including all required materials, labours, tools & tackles and necessary arrangements for the work. (Shifting & Lifting of all materials & machineries are in contractor's scope) Location: Planter Dado & Attached Balcony Planter (2nd to 26th Floor ) | Sq.Ft. | 3496.5 | 57 | Approved
The Ramdulari | BLOCK | Flooring Work |  | WO/RP/RP02/46 | SHAQUIB ENTERPRISES | Half Moulding | Labour Charges for Granite Stone Half Moulding at planter & window sill as per drawing and direction of Engineer-in-charge | Rft | 9737.5 | 33 | Approved
The Ramdulari | BLOCK | Flooring Work |  | WO/RP/RP02/46 | SHAQUIB ENTERPRISES | Groove | Labour Charges Making 6mm Groove line at any floor and level as per drawing and direction of Engineer-in-Charge. | Rft | 4481 | 33 | Approved
The Ramdulari | BLOCK | Flooring Work |  | WO/RP/RP02/46 | SHAQUIB ENTERPRISES | Chipping | Charges for Deep Chipping (if Required) | Sq.Ft. | 7908.5 | 1.5 | Approved
The Soul, Rajarhat | MARKETING | Housekeeping |  | WO/HR01/MKT01/145 | Secura Infra Services Pvt. Ltd. | Housekeeping boy | Providing Housekeeping boy @10 hrs. daily basis for 26/27 days in a month Including NH & Management fees, Total Manpower = 02 nos, (from 1st Oct' 2024 to 31st Dec' 2024.) | Head | 6 | 15853 | Approved
The Ramdulari | BLOCK | Flooring Work |  | WO/RP/RP02/46 | SHAQUIB ENTERPRISES | Flooring Work | Flooring Work (Kota) at Service Lift Lobby |  | 0 | 0 | Amended & Approved
The Ramdulari | BLOCK | Flooring Work |  | WO/RP/RP02/46 | SHAQUIB ENTERPRISES | Tread & Landing | Fixing charges of Kota Stone at Floor at Service lift lobby for all levels over a bed of 20-30 mm thick cement mortar (1:4) joints filled with white cement slurry pigmented to match including polishing of Stair Kota Stone (if req.) in all levels , include finishing & Cleaning all complete as per drawing and direction of Engineer-In-Charge. (Only Kota & Cement will be supplied by the Client but subject to reconciliation.) (Rate including all required materials, labours, tools & tackles and necessary arrangements for the work. (Shifting & Lifting of all materials & machineries are in contractor's scope) Location: Service Lift Lobby. | Sq.Ft. | 1901 | 50 | Approved
The Ramdulari | BLOCK | Flooring Work |  | WO/RP/RP02/46 | SHAQUIB ENTERPRISES | Riser | Fixing charges of Kota Stone Skirting at Service lift lobby for all levels over a bed of 20-30 mm thick cement mortar (1:4) joints filled with white cement slurry pigmented to match after including polishing of Stair Kota (if req.), stone cutting, finishing & cleaning all complete as per drawing and direction of Engineer-In-Charge. (Only Kota & Cement will be supplied by the Client but subject to reconciliation.) (Rate including all required materials, labours, tools & tackles and necessary arrangements for the work. (Shifting & Lifting of all materials & machineries are in contractor's scope) Location: Service Lift Lobby. | Rft | 606.5 | 40 | Approved
The Ramdulari | BLOCK | Flooring Work |  | WO/RP/RP02/46 | SHAQUIB ENTERPRISES | Deep Chipping | Charges for Deep Chipping (if required) | Sq.Ft. | 1926.5 | 1.5 | Approved
The Ramdulari | BLOCK | Flooring Work |  | WO/RP/RP02/46 | SHAQUIB ENTERPRISES | Flooring Work | Flooring Work (Kota) at Service Stair |  | 0 | 0 | Amended & Approved
The Ramdulari | BLOCK | Flooring Work |  | WO/RP/RP02/46 | SHAQUIB ENTERPRISES | Landing & Trade | Fixing charges of Kota Stone at Tread and Landing portion of Stair for all levels over a bed of 20-30 mm thick cement mortar (1:4) joints filled with white cement slurry pigmented to match including polishing of Stair Kota Stone (if req.) in all levels , include finishing & Cleanning all complete as per drawing and direction of Engineer-In-Charge. (Only Kota & Cement will be supplied by the Client but subject to reconciliation. Shifting & Lifting of all materials & machineries are in contractor's scope) Location: Trade & Landing -Service Stair | Sq.Ft. | 6098 | 50 | Approved
The Ramdulari | BLOCK | Flooring Work |  | WO/RP/RP02/46 | SHAQUIB ENTERPRISES | Riser | Fixing charges of Kota Stone at Riser of Stair for all levels over a bed of 20-30 mm thick cement mortar (1:4) joints filled with white cement slurry pigmented to match after including polishing of Stair Kota (if req.), stone cutting, finishing & Cleaning all complete as per drawing and direction of Engineer-In-Charge. (Only Kota & Cement will be supplied by the Client but subject to reconciliation. (Rate including all required materials,labours,tools & tackles and necessary arrangements for the work.(Shifting & Lifting of all materials & machineries are in contractor's scope) Location: Riser | Rft | 3393 | 40 | Approved
The Ramdulari | BLOCK | Flooring Work |  | WO/RP/RP02/46 | SHAQUIB ENTERPRISES | Skirting | Fixing charges of Kota Stone at Skirting portion of Stair for all levels over a bed of 20-30 mm thick cement mortar (1:4) joints filled with white cement slurry pigmented to match after including polishing of Stair Kota (if req.), stone cutting, finishing & Cleaning all complete as per drawing and direction of Engineer-In-Charge. (Only Kota & Cement will be supplied by the Client but subject to reconciliation. (Rate including all required materials,labours,tools & tackles and necessary arrangements for the work.(Shifting & Lifting of all materials & machineries are in contractor's scope) Location: Skirting | Rft | 2004.5 | 40 | Approved
The Ramdulari | BLOCK | Flooring Work |  | WO/RP/RP02/46 | SHAQUIB ENTERPRISES | Groove | Labour charges for making of 5 MM Groove of Kota Stone in all levels as per drawing and direction of Engineer-In-Charge. (Shifting & Lifting of all materials & machineries are in contractor's scope) | Rft | 10194.5 | 15 | Approved
The Ramdulari | BLOCK | Flooring Work |  | WO/RP/RP02/46 | SHAQUIB ENTERPRISES | Half Moulding | Labour charges for Full Moulding of Kota Stone in all levels as per drawing and direction of Engineer-In-Charge. (Shifting & Lifting of all materials & machineries are in contractor's scope) | Rft | 5279 | 33 | Approved
The Ramdulari | BLOCK | Flooring Work |  | WO/RP/RP02/46 | SHAQUIB ENTERPRISES | Chipping | Charges for Deep Chipping (if Required) | Sq.Ft. | 7938.5 | 1.5 | Approved
The Ramdulari | BLOCK | Flooring Work |  |  |  | Flooring Work | Flooring Work (Granite) at Main Stair |  |  |  | Approved
The Ramdulari | BLOCK | Flooring Work |  |  |  | Trade & Landing | Fixing charges of Granite at Tread and Landing portion of Stair for all levels over a bed of 20-30 mm thick cement mortar (1:4) joints filled with white cement slurry pigmented to match including polishing of Stair Granite Stone (if req.) in all levels , include finishing & Cleanning all complete as per drawing and direction of Engineer-In-Charge. (Only Granite & Cement will be supplied by the Client but subject to reconciliation. Shifting & Lifting of all materials & machineries are in contractor's scope) Location: Trade & Landing -Main Stair Fixing charges of Granite at Tread and Landing portion of Stair for all levels over a bed of 20-30 mm thick cement mortar (1:4) joints filled with white cement slurry pigmented to match including polishing of Stair Granite Stone (if req.) in all levels , include finishing & Cleanning all complete as per drawing and direction of Engineer-In-Charge. (Only Granite & Cement will be supplied by the Client but subject to reconciliation. Shifting & Lifting of all materials & machineries are in contractor's scope) Location: Trade & Landing -Main Stair | Sq.Ft. |  |  | Approved
The Ramdulari | BLOCK | Flooring Work |  |  |  | Riser | Fixing charges of Granite Stone at Skirting portion of Stair for all levels over a bed of 20-30 mm thick cement mortar (1:4) joints filled with white cement slurry pigmented to match after including polishing of Stair Granite (if req.), stone cutting, finishing & Cleaning all complete as per drawing and direction of Engineer-In-Charge. (Only Granite & Cement will be supplied by the Client but subject to reconciliation. Shifting & Lifting of all materials & machineries are in contractor's scope) Location: Riser, Strip & Half landing Sill" | Rft |  |  | Approved
The Ramdulari | BLOCK | Flooring Work |  |  |  | Skirting | Fixing charges of Granite Stone at Skirting portion of Stair for all levels over a bed of 20-30 mm thick cement mortar (1:4) joints filled with white cement slurry pigmented to match after including polishing of Stair Granite (if req.), stone cutting, finishing & Cleaning all complete as per drawing and direction of Engineer-In-Charge. (Only Granite & Cement will be supplied by the Client but subject to reconciliation. Shifting & Lifting of all materials & machineries are in contractor's scope) Location: Riser, Strip & Half landing Sill" | Rft |  |  | Approved
The Ramdulari | BLOCK | Flooring Work |  |  |  | Moulding | Labour charges for Full Moulding of Granite Stone in all levels as per drawing and direction of Engineer-In-Charge. (Shifting & Lifting of all materials & machineries are in contractor's scope) | Rft |  |  | Approved
The Ramdulari | BLOCK | Flooring Work |  |  |  | Chipping (if Required) | Deep Charges for Deep Chipping (if Required) | Sq.Ft. |  |  | Approved
The Ramdulari | BLOCK | Flooring Work |  | WO/RP/RP02/46 | SHAQUIB ENTERPRISES | Flooring Work | Flooring Work (Granite) at Main Stair. |  | 0 | 0 | Amended & Approved
The Ramdulari | BLOCK | Flooring Work |  | WO/RP/RP02/46 | SHAQUIB ENTERPRISES | Trade & Landing | Fixing charges of Granite at Tread and Landing portion of Stair for all levels over a bed of 20-30 mm thick cement mortar (1:4) joints filled with white cement slurry pigmented to match including polishing of Stair Granite Stone (if req.) in all levels , include finishing & Cleaning all complete as per drawing and direction of Engineer-In-Charge. (Only Granite & Cement will be supplied by the Client but subject to reconciliation. Shifting & Lifting of all materials & machineries are in contractor's scope) Location: Trade & Landing -Main Stair Fixing charges of Granite at Tread and Landing portion of Stair for all levels over a bed of 20-30 mm thick cement mortar (1:4) joints filled with white cement slurry pigmented to match including polishing of Stair Granite Stone (if req.) in all levels , include finishing & Cleanning all complete as per drawing and direction of Engineer-In-Charge. (Only Granite & Cement will be supplied by the Client but subject to reconciliation. (Rate including all required materials,labours,tools & tackles and necessary arrangements for the work.(Shifting & Lifting of all materials & machineries are in contractor's scope) Location: Trade & Landing -Main Stair | Sq.Ft. | 6137.5 | 55 | Approved
The Ramdulari | BLOCK | Flooring Work |  | WO/RP/RP02/46 | SHAQUIB ENTERPRISES | Riser | Fixing charges of Granite Stone at Riser portion of Stair for all levels over a bed of 20-30 mm thick cement mortar (1:4) joints filled with white cement slurry pigmented to match after including polishing of Stair Granite (if req.), stone cutting, finishing & Cleaning all complete as per drawing and direction of Engineer-In-Charge. (Only Granite & Cement will be supplied by the Client but subject to reconciliation. (Rate including all required materials,labours,tools & tackles and necessary arrangements for the work.(Shifting & Lifting of all materials & machineries are in contractor's scope) Location: Stair Riser | Rft | 3430.5 | 50 | Approved
The Ramdulari | BLOCK | Flooring Work |  | WO/RP/RP02/46 | SHAQUIB ENTERPRISES | Skirting | Fixing charges of Granite Stone at Skirting portion of Stair for all levels over a bed of 20-30 mm thick cement mortar (1:4) joints filled with white cement slurry pigmented to match after including polishing of Stair Granite (if req.), stone cutting, finishing & Cleaning all complete as per drawing and direction of Engineer-In-Charge. (Only Granite & Cement will be supplied by the Client but subject to reconciliation. (Rate including all required materials,labours,tools & tackles and necessary arrangements for the work.(Shifting & Lifting of all materials & machineries are in contractor's scope) Location: Stair Skirting | Rft | 2005 | 50 | Approved
The Ramdulari | BLOCK | Flooring Work |  | WO/RP/RP02/46 | SHAQUIB ENTERPRISES | Groove | Labour charges for making of 5 MM Groove of Granite Stone in all levels as per drawing and direction of Engineer-In-Charge. (Shifting & Lifting of all materials & machineries are in contractor's scope) | Rft | 10276 | 15 | Approved
The Ramdulari | BLOCK | Flooring Work |  | WO/RP/RP02/46 | SHAQUIB ENTERPRISES | Moulding | Labour charges for Full Moulding of Granite Stone in all levels as per drawing and direction of Engineer-In-Charge. (Shifting & Lifting of all materials & machineries are in contractor's scope) | Rft | 5429.5 | 33 | Approved
The Ramdulari | BLOCK | Flooring Work |  | WO/RP/RP02/46 | SHAQUIB ENTERPRISES | Chipping (if Required) | Charges for Deep Chipping (if Required) | Sq.Ft. | 8540 | 1.5 | Approved
SOUTHWINDS PROJECT LLP (PHASE - III & IV) | OVERHEAD PHASE - III & IV | Pest Control |  | WO/SP34/OP34/4 | Secura Infra Services Pvt. Ltd. | Mosquito controll | Larvae Control Treatment Spraying Chemical (Sumilarv/Bilarv) 3 times in Month. Adult Mosquito Control Treatment i. Spraying Chemical (Malathion/Lamda Cyhalothrin) 09 times in Month. ii. Smoke Fogging (Cyphenothrin 5% EC/Deltamethrin 1.25% ULV) 09 times in Month. At Project Premises: 1..MA Construction Site Office 2. Labour Champ & security accomodation at MLCP area 3. Security posts at Main Gate Date – 01/11/2024-31/03/2025 | Months | 5 | 8500 | Approved
SOUTHWINDS PROJECT LLP (PHASE - III & IV) | BLOCK PHASE - III | Civil | Sub & Super Structure Work | WO/SP34/BP34/5 | SHARIQUE ENTERPRISE | Supply of Material for RCC-SMC of M25 | Supply of Material for RCC-SMC of M25 as per specification, drawing & direction of EIC. |  | 0 | 0 | Approved
Primarc Chambers | COMMON INFRASTRUCTURE | Grill / Steel Work |  | WO/PCH/PC04/27 | ADA-METCON | Roller and M.S Sliding wheel | Roller and M.S Sliding wheel for Gate as per B.O.Q & direction of EIC. |  | 0 | 0 | Amended & Approved
Primarc Chambers | COMMON INFRASTRUCTURE | Grill / Steel Work |  | WO/PCH/PC04/27 | ADA-METCON | M.S Sliding wheel | Charges for Providing, Fabrication & Erection of M.S Sliding wheel for Gate as per drawing and direction of Engineer-in-Charge. | Nos | 8 | 2200 | Approved
Primarc Chambers | COMMON INFRASTRUCTURE | Grill / Steel Work |  | WO/PCH/PC04/27 | ADA-METCON | Roller | Supply & erection of Roller (Nylon) as per direction of EIC. | Nos | 18 | 450 | Approved
Primarc Chambers | BLOCK | Water Proofing |  | WO/PCH/PC01/8 | Waterproof | Water Proofing at Basement Both Sides of Baffle Wall located Between EQT & SHT Tank | Water Proofing at Basement Both Sides of Baffle Wall located Between EQT & SHT Tank |  | 0 | 0 | Approved
Primarc Chambers | BLOCK | Water Proofing |  | WO/PCH/PC01/8 | Waterproof | Water Proofing at Basement Both Sides of Baffle Wall located Between EQT & SHT Tank | Water Proofing at Basement Both Sides of Baffle Wall located Between EQT & SHT Tank: 1.Surface Preparation: Cleaning the loose particle & surface. Cracks & depression or groove (if found) treatment will be done with Nitobond SBR Latex. The surface should be wetted well prior to application thoroughly with water to be in SSD condition. Typical mechanical properties of 1 : 3 cement sand mortar at W/C - 0.45 for control and W/C - 0.35 for mortar containing Nitobond SBR (Latex) ( 5 liters / 50 kg cement. Coverage: Slurry primer - approximately 4- 5 m2/ liter. 2.Water Proofing Coat: Providing and applying 2 coats of Brushbond RFX (High performance elastomeric cementitious coating) by brush with 40 GSM glass fiber mesh. The second coat of Brushbond RFX shall be applied as soon as the first coat has reached touch dry state. Average drying time is 4 to 6 hours at normal temperatures. Each of Brushbond RFX coating of will be 90 degree to each other. (Application will be done as per Manufacturer’s specification). Curing of the surface as instructed by manufactures. Ensure, the surface has no standing water during application and curing period. Finally, fine sieved sand will be sprinkled on the coated surface in tacky condition. Curing of the surface is instructed for 7 days. Coverage: (15kg + 5.088kg) pack will cover 12 – 14m2 with 1 mm thickness. " 3.Protective Plaster: Providing and laying protective plaster (~15mm thick) on the coated surface of retaining wall in 1:4 ratio (cement: sand) admixed with Fosroc Conplast WL @ 0.200 ltr./50 kg bag of cement, including curing work, all lead & fift of materials etc. all complete as per the specification & direction of Engineer in Charge. Consumption: 200 ml per 50 kg bag of cement. (Only Cement will be supplied by Client at free of cost, but subjected to reconciliation). | Sq.Mtr. | 32 | 350 | Approved
Primarc Chambers | BLOCK | Water Proofing |  | WO/PCH/PC01/8 | Waterproof | Grouting at all construction joints | Grouting at all construction joints, in inside face of retaining wall and old and new RCC wall junction, wherever required. Identifying the construction joints, followed by cleaning these areas by mechanical per means and cutting grooves (50 mm X 50 mm) along the construction joints, followed point by drilling holes and inserting PVC nozzles (12 mm diameter) at 500 mm c/c on ramp; @500mm c/c on retaining wall along the construction joints and injecting cement slurry admixed with Fosroc Cebex 100 @ 225 gm per bag of cement at a pressure of 2-2.5 kg/ sq. cm till refusal. Finally, the PVC nozzles mouth will be cut and sealed with polymer mortars followed by plaster mixed with integral water compound. all complete as per direction of manufacturer specification & direction of Engineer-in-Charge. Coverage: 50 kg cement and 225 g Fosroc Cebex 100 will give 36-57 ltrs. Yield, when used with a water: cement ratio of 0.40 to 0.45 (Only Cement will be supplied by Client, but subjected to reconciliation). | Nos | 181 | 70 | Approved
Primarc Chambers | BLOCK | Water Proofing |  | WO/PCH/PC01/8 | Waterproof | Neat Cement Punning | All charges for laying of 4 mm thick neat cement (cement consumption not more than 2.75 KG/SQM) inside or negative side wall & floor of all tanks on protective finish plaster with curing including tools tackles all complete as per direction of EIC (Only Cement will be supplied by client at free of cost but subjected to reconciliation) | Sq.Mtr. | 102 | 26.9 | Approved
SOUTHWINDS PROJECT LLP (PHASE - III & IV) | FINISHING PHASE - IV | Internal Painting |  | WO/SP34/FW4/47 | JAHANGIR ALAM ENTERPRISE | Internal Door primer | Charges for all surface cleaned by scraping with sand paper after surface preparation apply two coats of Oil Based wood primer both side including frame, Rabbet Door Architrave and Door Bidding at any floor levels all complete as per drawing and direction of EIC.The rate include filling of Door Shutter and Door Frame side Gap/ Putty filling in between door frame and Fastener Gap Internal Door. Primer: Wood Primer Brand: Asian Paints/Berger/AkzoNable Internal Door- 900mm X2150 mm , 885 X 2150 mm, Toilet Door - 750mmX2150mm, 735 X2150 mm. |  | 0 | 0 | Amended & Approved
SOUTHWINDS PROJECT LLP (PHASE - III & IV) | FINISHING PHASE - IV | Internal Painting |  | WO/SP34/FW4/48 | Madhuban International | Internal Door primer | Charges for all surface cleaned by scraping with sand paper after surface preparation apply two coats of Oil Based wood primer both side including frame, Rabbet Door Architrave and Door Bidding at any floor levels all complete as per drawing and direction of EIC.The rate include filling of Door Shutter and Door Frame side Gap/ Putty filling in between door frame and Fastener Gap Internal Door. Primer: Wood Primer Brand: Asian Paints/Berger/AkzoNable Internal Door- 900mm X2150 mm , 885 X 2150 mm, Toilet Door - 750mmX2150mm, 735 X2150 mm. |  | 0 | 0 | Amended & Approved
SOUTHWINDS PROJECT LLP (PHASE - III & IV) | FINISHING PHASE - IV | Internal Painting |  | WO/SP34/FW4/49 | GAZI PAINTS PRIVATE LIMITED | Internal Door primer | Charges for all surface cleaned by scraping with sand paper after surface preparation apply two coats of Oil Based wood primer both side including frame, Rabbet Door Architrave and Door Bidding at any floor levels all complete as per drawing and direction of EIC.The rate include filling of Door Shutter and Door Frame side Gap/ Putty filling in between door frame and Fastener Gap Internal Door. Primer: Wood Primer Brand: Asian Paints/Berger/AkzoNable Internal Door- 900mm X2150 mm , 885 X 2150 mm, Toilet Door - 750mmX2150mm, 735 X2150 mm. |  | 0 | 0 | Amended & Approved
SOUTHWINDS PROJECT LLP (PHASE - III & IV) | FINISHING PHASE - IV | Internal Painting |  | WO/SP34/FW4/47 | JAHANGIR ALAM ENTERPRISE | Block - 15 | Block - 15 | Nos. | 432 | 390 | Approved
SOUTHWINDS PROJECT LLP (PHASE - III & IV) | FINISHING PHASE - IV | Internal Painting |  | WO/SP34/FW4/47 | JAHANGIR ALAM ENTERPRISE | Block - 16 | Block - 16 | Nos. | 414 | 390 | Approved
SOUTHWINDS PROJECT LLP (PHASE - III & IV) | FINISHING PHASE - IV | Internal Painting |  | WO/SP34/FW4/47 | JAHANGIR ALAM ENTERPRISE | Main Door | "Charges for all surface properly cleaned by scrapping with sand paper after surface preparation two coat of Oil Based wood primer with two coat of synthetic enamel paint (Satin Finish) on door rabbits and shutter edge as per drawing(as sample approved) and direction of EIC Primer: Oil Based Wood Primer Paint : synthetic enamel paint (Satin Finish) Brand: Asian Paints/Berger/AkzoNable (Flat - Main Door - Size of Opening - 1100 mm X 2450 mm, 1085 X2450 mm)" |  | 0 | 0 | Amended & Approved
SOUTHWINDS PROJECT LLP (PHASE - III & IV) | FINISHING PHASE - IV | Internal Painting |  | WO/SP34/FW4/48 | Madhuban International | Main Door | "Charges for all surface properly cleaned by scrapping with sand paper after surface preparation two coat of Oil Based wood primer with two coat of synthetic enamel paint (Satin Finish) on door rabbits and shutter edge as per drawing(as sample approved) and direction of EIC Primer: Oil Based Wood Primer Paint : synthetic enamel paint (Satin Finish) Brand: Asian Paints/Berger/AkzoNable (Flat - Main Door - Size of Opening - 1100 mm X 2450 mm, 1085 X2450 mm)" |  | 0 | 0 | Amended & Approved
SOUTHWINDS PROJECT LLP (PHASE - III & IV) | FINISHING PHASE - IV | Internal Painting |  | WO/SP34/FW4/49 | GAZI PAINTS PRIVATE LIMITED | Main Door | "Charges for all surface properly cleaned by scrapping with sand paper after surface preparation two coat of Oil Based wood primer with two coat of synthetic enamel paint (Satin Finish) on door rabbits and shutter edge as per drawing(as sample approved) and direction of EIC Primer: Oil Based Wood Primer Paint : synthetic enamel paint (Satin Finish) Brand: Asian Paints/Berger/AkzoNable (Flat - Main Door - Size of Opening - 1100 mm X 2450 mm, 1085 X2450 mm)" |  | 0 | 0 | Amended & Approved
SOUTHWINDS PROJECT LLP (PHASE - III & IV) | FINISHING PHASE - IV | Internal Painting |  | WO/SP34/FW4/47 | JAHANGIR ALAM ENTERPRISE | Block - 15 | Block - 15 | Nos. | 90 | 415 | Approved
SOUTHWINDS PROJECT LLP (PHASE - III & IV) | FINISHING PHASE - IV | Internal Painting |  | WO/SP34/FW4/47 | JAHANGIR ALAM ENTERPRISE | Block - 16 | Block - 16 | Nos. | 72 | 415 | Approved
SOUTHWINDS PROJECT LLP (PHASE - III & IV) | FINISHING PHASE - IV | Internal Painting |  | WO/SP34/FW4/47 | JAHANGIR ALAM ENTERPRISE | Gr. fl. Door | "Charges for cleaning & preparation of the entire surface of the shutters including door frame surfaces with sand paper, supply and application of one coat of Oil Based wood primer followed by Two coats of synthetic enamel paint of approved brand and shade on entire surface of frame and shutter, all complete at all level as per approved drawing and direction of Engineer in charge.The rate include filling of Door Shutter and Door Frame side Gap/ Putty filling in between door frame and Fastener Gap Internal Door. Primer: Oil based Wood Primer Paint : synthetic enamel paint Brand: Asian Paints/Berger/AkzoNable Location: Ground Floor Internal Door- 900mm X2150 mm Toilet Door - 750mmX2150mm Stair Door- 1000mm X2150 mm/1100 X2150 mm". |  | 0 | 0 | Amended & Approved
SOUTHWINDS PROJECT LLP (PHASE - III & IV) | FINISHING PHASE - IV | Internal Painting |  | WO/SP34/FW4/48 | Madhuban International | Gr. fl. Door | "Charges for cleaning & preparation of the entire surface of the shutters including door frame surfaces with sand paper, supply and application of one coat of Oil Based wood primer followed by Two coats of synthetic enamel paint of approved brand and shade on entire surface of frame and shutter, all complete at all level as per approved drawing and direction of Engineer in charge.The rate include filling of Door Shutter and Door Frame side Gap/ Putty filling in between door frame and Fastener Gap Internal Door. Primer: Oil based Wood Primer Paint : synthetic enamel paint Brand: Asian Paints/Berger/AkzoNable Location: Ground Floor Internal Door- 900mm X2150 mm Toilet Door - 750mmX2150mm Stair Door- 1000mm X2150 mm/1100 X2150 mm". |  | 0 | 0 | Amended & Approved
SOUTHWINDS PROJECT LLP (PHASE - III & IV) | FINISHING PHASE - IV | Internal Painting |  | WO/SP34/FW4/49 | GAZI PAINTS PRIVATE LIMITED | Gr. fl. Door | "Charges for cleaning & preparation of the entire surface of the shutters including door frame surfaces with sand paper, supply and application of one coat of Oil Based wood primer followed by Two coats of synthetic enamel paint of approved brand and shade on entire surface of frame and shutter, all complete at all level as per approved drawing and direction of Engineer in charge.The rate include filling of Door Shutter and Door Frame side Gap/ Putty filling in between door frame and Fastener Gap Internal Door. Primer: Oil based Wood Primer Paint : synthetic enamel paint Brand: Asian Paints/Berger/AkzoNable Location: Ground Floor Internal Door- 900mm X2150 mm Toilet Door - 750mmX2150mm Stair Door- 1000mm X2150 mm/1100 X2150 mm". |  | 0 | 0 | Amended & Approved
SOUTHWINDS PROJECT LLP (PHASE - III & IV) | FINISHING PHASE - IV | Internal Painting |  | WO/SP34/FW4/47 | JAHANGIR ALAM ENTERPRISE | Block - 15 | Block - 15 | Nos. | 8 | 500 | Approved
SOUTHWINDS PROJECT LLP (PHASE - III & IV) | FINISHING PHASE - IV | Internal Painting |  | WO/SP34/FW4/47 | JAHANGIR ALAM ENTERPRISE | Block - 16 | Block - 16 | Nos. | 4 | 500 | Approved
SOUTHWINDS PROJECT LLP (PHASE - III & IV) | FINISHING PHASE - IV | Internal Painting |  |  |  | Internal Door primer. | Charges for all surface cleaned by scraping with sand paper after surface preparation apply two coats of Oil Based wood primer both side including frame, Rabbet Door Architrave and Door Bidding at any floor levels all complete as per drawing and direction of EIC.The rate include filling of Door Shutter and Door Frame side Gap/ Putty filling in between door frame and Fastener Gap Internal Door. Primer: Wood Primer Brand: Asian Paints/Berger/AkzoNable Internal Door- 900mm X2150 mm , 885 X 2150 mm, Toilet Door - 750mmX2150mm, 735 X2150 mm. |  |  |  | Cancelled
SOUTHWINDS PROJECT LLP (PHASE - III & IV) | FINISHING PHASE - IV | Internal Painting |  |  |  | Block - 13 | Block - 13 | Nos. |  |  | Approved
SOUTHWINDS PROJECT LLP (PHASE - III & IV) | FINISHING PHASE - IV | Internal Painting |  | WO/SP34/FW4/48 | Madhuban International | Block - 13 | Block - 13 | Nos. | 696 | 390 | Approved
SOUTHWINDS PROJECT LLP (PHASE - III & IV) | FINISHING PHASE - IV | Internal Painting |  | WO/SP34/FW4/49 | GAZI PAINTS PRIVATE LIMITED | Block - 14 (Part - 1) | Block - 14 (Part - 1) | Nos. | 521 | 375 | Approved
SOUTHWINDS PROJECT LLP (PHASE - III & IV) | FINISHING PHASE - IV | Internal Painting |  | WO/SP34/FW4/49 | GAZI PAINTS PRIVATE LIMITED | Block - 14 (Part - 2) | Block - 14 (Part - 2) | Nos. | 608 | 375 | Approved
SOUTHWINDS PROJECT LLP (PHASE - III & IV) | FINISHING PHASE - IV | Internal Painting |  | WO/SP34/FW4/48 | Madhuban International | Block - 13 | Block - 13 | Nos. | 108 | 415 | Approved
SOUTHWINDS PROJECT LLP (PHASE - III & IV) | FINISHING PHASE - IV | Internal Painting |  | WO/SP34/FW4/49 | GAZI PAINTS PRIVATE LIMITED | Block - 14 (Part - 1) | Block - 14 (Part - 1) | Nos. | 108 | 455 | Approved
SOUTHWINDS PROJECT LLP (PHASE - III & IV) | FINISHING PHASE - IV | Internal Painting |  | WO/SP34/FW4/49 | GAZI PAINTS PRIVATE LIMITED | Block - 14 (Part - 2) | Block - 14 (Part - 2) | Nos. | 126 | 455 | Approved
SOUTHWINDS PROJECT LLP (PHASE - III & IV) | FINISHING PHASE - IV | Internal Painting |  | WO/SP34/FW4/48 | Madhuban International | Block - 13 | Block - 13 | Nos. | 5 | 500 | Approved
SOUTHWINDS PROJECT LLP (PHASE - III & IV) | FINISHING PHASE - IV | Internal Painting |  | WO/SP34/FW4/49 | GAZI PAINTS PRIVATE LIMITED | Block - 14 (part - 1) | Block - 14 (part - 1) | Nos. | 2 | 600 | Approved
SOUTHWINDS PROJECT LLP (PHASE - III & IV) | FINISHING PHASE - IV | Internal Painting |  | WO/SP34/FW4/49 | GAZI PAINTS PRIVATE LIMITED | Block - 14 (part - 2) | Block - 14 (part - 2) | Nos. | 3 | 600 | Approved
SOUTHWINDS PROJECT LLP (PHASE - III & IV) | MEP PHASE - IV | Ventilation | Ventilation & Pressurization | WO/SP34/MW4/53 | UNIVERSAL ENERGY SOLUTIONS PVT. LTD. | EXHAUST FANS (FIRE RATED) | EXHAUST FANS (FIRE RATED) - Supply, Installation, Testing & Commissioning of Tube Axial Fan / Vane Axial Fan with impeller having adjustable pitch angle blades and complete with suitable motor & drive assembly. Motor shall also be suitable for Variable Speed drive & shall be high efficiency Class IE2. Motor shall be suitable for 415 ± 10% V, 3 Phase, 4 Wire, 50 ± 3%Hz electrical supply. Fans shall be AMCA Certified for Air (AMCA 210) & Sound (AMCA 300) for normal ventilation and only Air (AMCA 210) in case of fire only. All necessary vibration isolation system, mounting frames, hangers, supports, nuts & bolts & Fan to have safety wire mesh bird screen to be included. The complete fan assembly along with the motor & drive assembly shall be fire rated i.e. suitable to operate upto 250°C for 2 hours and meet the duty parameters. The fan assembly shall be EN-12101-3 or UL tested for High temperature (UL Power & smoke Ventilation listed) for a minimum of 250 Deg. Celsius for a minimum of 2 Hrs and should be UL or CE labelled. General Notes: The sound pressure of fans should not exceed 65-68 dB(A) at a distance of 3 meters for Normal-cum-Emergency Supply/Exhaust fans and sound pressure should not exceed 85 dB(A) at a distance of 3 meters for Emergency-only Supply/Exhaust. The Total Fan Efficiency > 70% for Normal-cum-Emergency Supply/Exhaust fans. Contractor / Equipment manufacturer to calculate total static pressure (TSP) in mm Wg by adding ESP & internal static pressure of the unit. TSP selected should be such that under all operating conditions, the designed ESP & CFM (duty parameter) is delivered. Location - Pump Room, Fan Duty: Normal & Emergency Exhaust of Parking Air Qty in CFM - 3500, ESP in mm Wg - 20, Approx KW/Ph/Class - 1.1/3/H |  | 0 | 0 | Approved
SOUTHWINDS PROJECT LLP (PHASE - III & IV) | MEP PHASE - IV | Ventilation | Ventilation & Pressurization | WO/SP34/MW4/53 | UNIVERSAL ENERGY SOLUTIONS PVT. LTD. | Pump Room | Pump Room | Nos. | 1 | 46863 | Approved
SOUTHWINDS PROJECT LLP (PHASE - III & IV) | MEP PHASE - IV | Ventilation | Ventilation & Pressurization | WO/SP34/MW4/53 | UNIVERSAL ENERGY SOLUTIONS PVT. LTD. | Price for Fire Retardent Canvas with MS Flange, Factory Fabricated Transition Peice for above Axial Flow Fan | Price for Fire Retardent Canvas with MS Flange, Factory Fabricated Transition Peice for above Axial Flow Fan | Set | 1 | 8987 | Approved
SOUTHWINDS PROJECT LLP (PHASE - III & IV) | MEP PHASE - IV | Ventilation | Ventilation & Pressurization | WO/SP34/MW4/53 | UNIVERSAL ENERGY SOLUTIONS PVT. LTD. | FRESH AIR FANS (FIRE RATED IF IN ENCLOSED SPACE) | FRESH AIR FANS (FIRE RATED IF IN ENCLOSED SPACE) - Supply, Installation, Testing & Commissioning of Tube Axial Fan / Vane Axial Fan with impeller having adjustable pitch angle blades and complete with suitable motor & drive assembly. Motor shall also be suitable for Variable Speed drive & shall be high efficiency Class IE2. Motor shall be suitable for 415 ± 10% V, 3 Phase, 4 Wire, 50 ± 3%Hz electrical supply. Fans shall be AMCA Certified for Air (AMCA 210) & Sound (AMCA 300). Total Fan Efficiency > 70%, FEG 71 as per AMCA. All necessary vibration isolation system, mounting frames, hangers, supports, nuts & bolts & Fan to have safety wire mesh bird screen to be included. The complete fan assembly alongwith the motor & drive assembly shall be fire rated i.e. suitable to operate upto 250°C for 2 hours and meet the duty parameters. The fan assembly shall be EN-12101-3 or UL tested for High temperature (UL Power & smoke Ventilation listed) for a minimum of 250 Deg. Celsius for a minimum of 2 Hrs and should be UL or CE labelled. General Notes: The sound pressure of fans should not exceed 65-68 dB(A) at a distance of 3 meters for Normal-cum-Emergency Supply/Exhaust fans and sound pressure should not exceed 85 dB(A) at a distance of 3 meters for Emergency-only Supply/Exhaust. The Total Fan Efficiency > 70% for Normal-cum-Emergency Supply/Exhaust fans. Contractor / Equipment manufacturer to calculate total static pressure (TSP) in mm Wg by adding ESP & internal static pressure of the unit. TSP selected should be such that under all operating conditions, the designed ESP & CFM (duty parameter) is delivered. Location - Pump Room, Fan Duty: Normal & Emergency Fresh Air Air Qty in CFM - 3200, ESP in mm Wg - 20, Approx KW/Ph/Class - 1.1/3/H |  | 0 | 0 | Approved
SOUTHWINDS PROJECT LLP (PHASE - III & IV) | MEP PHASE - IV | Ventilation | Ventilation & Pressurization | WO/SP34/MW4/53 | UNIVERSAL ENERGY SOLUTIONS PVT. LTD. | Pump Room | Pump Room | Nos. | 1 | 46863 | Approved
SOUTHWINDS PROJECT LLP (PHASE - III & IV) | MEP PHASE - IV | Ventilation | Ventilation & Pressurization | WO/SP34/MW4/53 | UNIVERSAL ENERGY SOLUTIONS PVT. LTD. | Price for Fire Retardent Canvas with MS Flange, Factory Fabricated Transition Peice for above Axial Flow Fan as requored. | Price for Fire Retardent Canvas with MS Flange, Factory Fabricated Transition Peice for above Axial Flow Fan as requored. | Set | 1 | 8987 | Approved
SOUTHWINDS PROJECT LLP (PHASE - III & IV) | MEP PHASE - IV | Ventilation | Ventilation & Pressurization | WO/SP34/MW4/53 | UNIVERSAL ENERGY SOLUTIONS PVT. LTD. | FRESH AIR FANS (NON-FIRE RATED) | FRESH AIR FANS (NON-FIRE RATED) - Supply, Installation, Testing & Commissioning of Tube Axial Fan / Vane Axial Fan with impeller having adjustable pitch angle blades and complete with suitable motor & drive assembly. Motor shall also be suitable for Variable Speed drive & shall be high efficiency Class IE2. Motor shall be suitable for 415 ± 10% V, 3 Phase, 4 Wire, 50 ± 3%Hz electrical supply. Fans shall be AMCA Certified for Air (AMCA 210) & Sound (AMCA 300). FEG 63 as per AMCA. All necessary vibration isolation system, mounting frames, hangers, supports, nuts & bolts & Fan to have safety wire mesh bird screen to be included. General Notes: The sound pressure of fans should not exceed 65-68 dB(A) at a distance of 3 meters for Normal-cum-Emergency Supply/Exhaust fans and sound pressure should not exceed 85 dB(A) at a distance of 3 meters for Emergency-only Supply/Exhaust. The Total Fan Efficiency > 70% for Normal-cum-Emergency Supply/Exhaust fans. Contractor / Equipment manufacturer to calculate total static pressure (TSP) in mm Wg by adding ESP & internal static pressure of the unit. TSP selected should be such that under all operating conditions, the designed ESP & CFM (duty parameter) is delivered. Location - Lift Lobby & Staircase Pressurization, Fan Duty: Liftwell Pressurization Air Qty in CFM - 18000, ESP in mm Wg - 35, KW/Ph/Class - 7.5/3/F |  | 0 | 0 | Approved
SOUTHWINDS PROJECT LLP (PHASE - III & IV) | MEP PHASE - IV | Ventilation | Ventilation & Pressurization | WO/SP34/MW4/53 | UNIVERSAL ENERGY SOLUTIONS PVT. LTD. | Lift Lobby | Lift Lobby | Nos. | 5 | 104259 | Approved
SOUTHWINDS PROJECT LLP (PHASE - III & IV) | MEP PHASE - IV | Ventilation | Ventilation & Pressurization | WO/SP34/MW4/53 | UNIVERSAL ENERGY SOLUTIONS PVT. LTD. | Staircase Pressurization | Staircase Pressurization | Nos. | 5 | 104259 | Approved
SOUTHWINDS PROJECT LLP (PHASE - III & IV) | MEP PHASE - IV | Ventilation | Ventilation & Pressurization | WO/SP34/MW4/53 | UNIVERSAL ENERGY SOLUTIONS PVT. LTD. | Price for Fire Retardent Canvas, with MS Flange, Factory Fabricated Transition, Cowl for above Axial Flow Fan as required. | Price for Fire Retardent Canvas, with MS Flange, Factory Fabricated Transition, Cowl for above Axial Flow Fan as required. | Set | 10 | 17761 | Approved
SOUTHWINDS PROJECT LLP (PHASE - III & IV) | MEP PHASE - IV | Ventilation | Ventilation & Pressurization | WO/SP34/MW4/53 | UNIVERSAL ENERGY SOLUTIONS PVT. LTD. | INLINE FANS | INLINE FANS - Supply, Installation, Testing & Commissioning of duct mounted / Cabinet-type Inline Fans for fresh / exhaust air as shown in drawings. Each fan shall be complete with motor, mounting flanges and all accessories required to complete the installation. The motor shall be suitable for 240±10% volts, 50 Hz, 1 phase, A.C. supply. General Notes: The sound pressure of fans should not exceed 65-68 dB(A) at a distance of 3 meters for Normal-cum-Emergency Supply/Exhaust fans and sound pressure should not exceed 85 dB(A) at a distance of 3 meters for Emergency-only Supply/Exhaust. The Total Fan Efficiency > 70% for Normal-cum-Emergency Supply/Exhaust fans. Contractor / Equipment manufacturer to calculate total static pressure (TSP) in mm Wg by adding ESP & internal static pressure of the unit. TSP selected should be such that under all operating conditions, the designed ESP & CFM (duty parameter) is delivered. Location - Ground Floor, Ground Floor & First Floor, Fan Duty: Normal Exhaust (Inline Type Fan) Air Qty in CFM - 450, 500 & 600, ESP in mm Wg - 16, 18 & 20 |  | 0 | 0 | Approved
SOUTHWINDS PROJECT LLP (PHASE - III & IV) | MEP PHASE - IV | Ventilation | Ventilation & Pressurization | WO/SP34/MW4/53 | UNIVERSAL ENERGY SOLUTIONS PVT. LTD. | Ground Floor | Ground Floor | Nos. | 0 | 7763 | Approved
SOUTHWINDS PROJECT LLP (PHASE - III & IV) | MEP PHASE - IV | Ventilation | Ventilation & Pressurization | WO/SP34/MW4/53 | UNIVERSAL ENERGY SOLUTIONS PVT. LTD. | Ground Floor | Ground Floor | Nos. | 0 | 9742 | Approved
SOUTHWINDS PROJECT LLP (PHASE - III & IV) | MEP PHASE - IV | Ventilation | Ventilation & Pressurization | WO/SP34/MW4/53 | UNIVERSAL ENERGY SOLUTIONS PVT. LTD. | First Floor | First Floor | Nos. | 0 | 9982 | Approved
SOUTHWINDS PROJECT LLP (PHASE - III & IV) | MEP PHASE - IV | Ventilation | Ventilation & Pressurization | WO/SP34/MW4/53 | UNIVERSAL ENERGY SOLUTIONS PVT. LTD. | Price for Fire Retardent Canvas Connection for above Fan. | Price for Fire Retardent Canvas Connection for above Fan. | Set | 0 | 1820 | Approved
SOUTHWINDS PROJECT LLP (PHASE - III & IV) | MEP PHASE - IV | Ventilation | Ventilation & Pressurization | WO/SP34/MW4/53 | UNIVERSAL ENERGY SOLUTIONS PVT. LTD. | EQUIPMENT SUPPORTS | EQUIPMENT SUPPORTS - Supply, Installation of Medium weight MS structure for supports of Ventilation Equipments. | Kgs | 0 | 152 | Approved
SOUTHWINDS PROJECT LLP (PHASE - III & IV) | MEP PHASE - IV | Ventilation | Ventilation & Pressurization | WO/SP34/MW4/53 | UNIVERSAL ENERGY SOLUTIONS PVT. LTD. | AIR DISTRIBUTION - Rectangular GSS Duct work | AIR DISTRIBUTION - Rectangular GSS Duct work, 'Supply, fabrication, Installation, testing and commissioning of site fabricated rectangular ducts using G.I Sheets (with 120 gsm galvanization). The price shall include flanges, supports, sealent (neoprene gasket), hangers, access door etc. Note :Minimum Billing quantity each aluminium item is 0.1sqmt and GI item is 0.2 sqmt. |  | 0 | 0 | Amended & Approved
SOUTHWINDS PROJECT LLP (PHASE - III & IV) | MEP PHASE - IV | Ventilation | Ventilation & Pressurization | WO/SP34/MW4/53 | UNIVERSAL ENERGY SOLUTIONS PVT. LTD. | Sheet Thickness - Toilet Exhaust Duct(26G), Max. Duct Size - ≤ 450 mm | Sheet Thickness - Toilet Exhaust Duct(26G), Max. Duct Size - ≤ 450 mm | Sq.Mtr. | 0 | 780 | Approved
SOUTHWINDS PROJECT LLP (PHASE - III & IV) | MEP PHASE - IV | Ventilation | Ventilation & Pressurization | WO/SP34/MW4/53 | UNIVERSAL ENERGY SOLUTIONS PVT. LTD. | Sheet Thickness - 24 gauge GSS (0.60mm), Max. Duct Size - ≤ 750 mm | Sheet Thickness - 24 gauge GSS (0.60mm), Max. Duct Size - ≤ 750 mm | Sq.Mtr. | 125 | 859 | Approved
SOUTHWINDS PROJECT LLP (PHASE - III & IV) | MEP PHASE - IV | Ventilation | Ventilation & Pressurization | WO/SP34/MW4/53 | UNIVERSAL ENERGY SOLUTIONS PVT. LTD. | Sheet Thickness - 22 gauge GSS (0.80mm), Max. Duct Size - 751-1500 mm | Sheet Thickness - 22 gauge GSS (0.80mm), Max. Duct Size - 751-1500 mm | Sq.Mtr. | 85 | 1149 | Approved
SOUTHWINDS PROJECT LLP (PHASE - III & IV) | MEP PHASE - IV | Ventilation | Ventilation & Pressurization | WO/SP34/MW4/53 | UNIVERSAL ENERGY SOLUTIONS PVT. LTD. | Sheet Thickness - 20 gauge GSS (1.00mm), Max. Duct Size - 1501-2100mm | Sheet Thickness - 20 gauge GSS (1.00mm), Max. Duct Size - 1501-2100mm | Sq.Mtr. | 0 | 1442 | Approved
SOUTHWINDS PROJECT LLP (PHASE - III & IV) | MEP PHASE - IV | Ventilation | Ventilation & Pressurization | WO/SP34/MW4/53 | UNIVERSAL ENERGY SOLUTIONS PVT. LTD. | AIR DISTRIBUTION - 'GRILL | AIR DISTRIBUTION - 'GRILL - 'Supply, installation, testing & balancing of fixed bar, extruded aluminium powder coated Supply Air / Return Air / Exhaust Air grilles, normal flow, 15Deg. one way deflection/0Deg with all sides flanged, and including Extruded Aluminum key operated volume control dampers. |  | 0 | 0 | Amended & Approved
SOUTHWINDS PROJECT LLP (PHASE - III & IV) | MEP PHASE - IV | Ventilation | Ventilation & Pressurization | WO/SP34/MW4/53 | UNIVERSAL ENERGY SOLUTIONS PVT. LTD. | 'Linear Grill | 'Linear Grill | Sq.Mtr. | 31.5 | 5712 | Approved
SOUTHWINDS PROJECT LLP (PHASE - III & IV) | MEP PHASE - IV | Ventilation | Ventilation & Pressurization | WO/SP34/MW4/53 | UNIVERSAL ENERGY SOLUTIONS PVT. LTD. | 'Toilet Exhaust Grill 150 x 150/200 x 150 | 'Toilet Exhaust Grill 150 x 150/200 x 150 | Nos. | 0 | 553 | Approved
SOUTHWINDS PROJECT LLP (PHASE - III & IV) | MEP PHASE - IV | Ventilation | Ventilation & Pressurization | WO/SP34/MW4/53 | UNIVERSAL ENERGY SOLUTIONS PVT. LTD. | AIR DISTRIBUTION - 'EXHAUST / FRESH AIR LOUVERS | AIR DISTRIBUTION - 'EXHAUST / FRESH AIR LOUVERS - 'Supply, installation, testing & commissioning Extruded aluminum exhaust air/fresh air louvers without GI Bird Screen as per specifications. The louvers shall be anodized aluminum as per apporval of the Architect and offering free area not less than 60% of gross face area. | Sq.Mtr. | 71.9 | 8671 | Amended & Approved
SOUTHWINDS PROJECT LLP (PHASE - III & IV) | MEP PHASE - IV | Ventilation | Ventilation & Pressurization | WO/SP34/MW4/53 | UNIVERSAL ENERGY SOLUTIONS PVT. LTD. | AIR DISTRIBUTION - 'MOTORIZED FIRE & SMOKE DAMPERS | AIR DISTRIBUTION - 'MOTORIZED FIRE & SMOKE DAMPERS - 'Supply, installation, testing & commissioning of multi blade, motorised combined fire & smoke dampers with spring return actuator. The damper shall be of atleast 1.5 hr. fire rating. The damper shall be as per latest edition of CBRI tested as per UL 555. The damper shall be constructed out of 16G galvanised sheet steel. It shall be complete with control panel, actuator, sensor and inter-locking / wiring / connection. Dampers shall be as per approved shop drawings. The damper actuator shall be with a Potential Free NO/NC contact for BMS Compatiblity and ON/OFF type. |  | 0 | 0 | Amended & Approved
SOUTHWINDS PROJECT LLP (PHASE - III & IV) | MEP PHASE - IV | Ventilation | Ventilation & Pressurization | WO/SP34/MW4/53 | UNIVERSAL ENERGY SOLUTIONS PVT. LTD. | 'Actuators ON/OFF Type with controller | 'Actuators ON/OFF Type with controller | Nos. | 95 | 10213 | Approved
SOUTHWINDS PROJECT LLP (PHASE - III & IV) | MEP PHASE - IV | Ventilation | Ventilation & Pressurization | WO/SP34/MW4/53 | UNIVERSAL ENERGY SOLUTIONS PVT. LTD. | AIR DISTRIBUTION - 'MOTORIZED DUCT DAMPERS | AIR DISTRIBUTION - 'MOTORIZED DUCT DAMPERS - 'Supply, installation, testing & commissioning of multi blade, motorised duct dampers with spring return actuator. The damper shall be constructed out of 16G galvanised sheet steel. It shall be complete with actuator and inter-locking / wiring / connection. Dampers shall be as per approved shop drawings. |  | 0 | 0 | Amended & Approved
SOUTHWINDS PROJECT LLP (PHASE - III & IV) | MEP PHASE - IV | Ventilation | Ventilation & Pressurization | WO/SP34/MW4/53 | UNIVERSAL ENERGY SOLUTIONS PVT. LTD. | 'Actuators ON/OFF Type with controller | 'Actuators ON/OFF Type with controller | Nos. | 0 | 10621 | Approved
SOUTHWINDS PROJECT LLP (PHASE - III & IV) | MEP PHASE - IV | Ventilation | Ventilation & Pressurization | WO/SP34/MW4/53 | UNIVERSAL ENERGY SOLUTIONS PVT. LTD. | AIR DISTRIBUTION - DUCT VOLUME CONTROL DAMPERS - MANUAL | AIR DISTRIBUTION - DUCT VOLUME CONTROL DAMPERS - MANUAL - 'Supply, installation, testing & commissioning of fan discharge / outlet GI duct dampers of 16G Casing and 18G Blade (with rest supports) GSS Construction complete with frame & necessary accessories. | Sq.Mtr. | 0 | 9575 | Amended & Approved
SOUTHWINDS PROJECT LLP (PHASE - III & IV) | MEP PHASE - IV | Ventilation | Ventilation & Pressurization | WO/SP34/MW4/53 | UNIVERSAL ENERGY SOLUTIONS PVT. LTD. | AIR DISTRIBUTION - 'BACK DRAFT DAMPER / GRAVITY DAMPERS | AIR DISTRIBUTION - 'BACK DRAFT DAMPER / GRAVITY DAMPERS - 'Supply, installation, testing & commissioning of fan discharge / outlet back draft dampers of 16G Casing and 22G Blade (with rest supports) GSS Construction complete with frame & necessary civil work for fixing. | Sq.Mtr. | 0 | 9325 | Amended & Approved
SOUTHWINDS PROJECT LLP (PHASE - III & IV) | MEP PHASE - IV | Ventilation | Ventilation & Pressurization | WO/SP34/MW4/53 | UNIVERSAL ENERGY SOLUTIONS PVT. LTD. | AIR DISTRIBUTION - COLLAR VOLUME CONTROL DAMPERS | AIR DISTRIBUTION - COLLAR VOLUME CONTROL DAMPERS |  | 0 | 0 | Approved
SOUTHWINDS PROJECT LLP (PHASE - III & IV) | MEP PHASE - IV | Ventilation | Ventilation & Pressurization | WO/SP34/MW4/53 | UNIVERSAL ENERGY SOLUTIONS PVT. LTD. | 'Supply, installation and testing of Aluminium construction opposed multi blade volume control dampers complete with bush, gears, shaft & manual operated. | 'Supply, installation and testing of Aluminium construction opposed multi blade volume control dampers complete with bush, gears, shaft & manual operated. | Sq.Mtr. | 1.5 | 5231 | Approved
SOUTHWINDS PROJECT LLP (PHASE - III & IV) | MEP PHASE - IV | Ventilation | Ventilation & Pressurization | WO/SP34/MW4/53 | UNIVERSAL ENERGY SOLUTIONS PVT. LTD. | 'Coller Damper for Toilet Exhaust Grill 150 x 150/200 x 150 | 'Coller Damper for Toilet Exhaust Grill 150 x 150/200 x 150 | Nos. | 0 | 512.5 | Approved
SOUTHWINDS PROJECT LLP (PHASE - III & IV) | MEP PHASE - IV | Ventilation | Ventilation & Pressurization | WO/SP34/MW4/53 | UNIVERSAL ENERGY SOLUTIONS PVT. LTD. | AIR DISTRIBUTION - Circular Volume Flow Limiter(VFL) as mechanical self powered volume flow limiter without external powe supply for the balancing volume flow rate in ventilation system complete with high quality plastic circular casing, optimised da | AIR DISTRIBUTION - Circular Volume Flow Limiter(VFL) as mechanical self powered volume flow limiter without external powe supply for the balancing volume flow rate in ventilation system complete with high quality plastic circular casing, optimised damper blade with low friction bearing. |  | 0 | 0 | Approved
SOUTHWINDS PROJECT LLP (PHASE - III & IV) | MEP PHASE - IV | Ventilation | Ventilation & Pressurization | WO/SP34/MW4/53 | UNIVERSAL ENERGY SOLUTIONS PVT. LTD. | Price inclusive VFL+Spigot+450mm L Round Duct for 75CFM Exhaust | Price inclusive VFL+Spigot+450mm L Round Duct for 75CFM Exhaust | Nos. | 0 | 4450 | Approved
SOUTHWINDS PROJECT LLP (PHASE - III & IV) | MEP PHASE - IV | Ventilation | Ventilation & Pressurization | WO/SP34/MW4/53 | UNIVERSAL ENERGY SOLUTIONS PVT. LTD. | AIR DISTRIBUTION - 'Supply, installation, testing & commissioning of GI Frame for fixing grill and louver made from of 16G GSS Construction. | AIR DISTRIBUTION - 'Supply, installation, testing & commissioning of GI Frame for fixing grill and louver made from of 16G GSS Construction. | Sq.Mtr. | 104.5 | 3295 | Approved
SOUTHWINDS PROJECT LLP (PHASE - III & IV) | MEP PHASE - IV | Ventilation | Ventilation & Pressurization | WO/SP34/MW4/53 | UNIVERSAL ENERGY SOLUTIONS PVT. LTD. | ELECTRICAL PANELS | ELECTRICAL PANELS - Supply, Installation, Testing, Comisioning of following cubicle type panels construcred from 2mm thick sheet steel for MCC Panel and 1.6mm thick for Starter Panel enclosed separate compartment for each feeeder or feeders, front operated, dust proof, lockable door, complete with all internal wiring, colour coading with ferruls, removal cable glands plate, bonding to earth and powder coated painting, all accessories and supporting structure. MS base frame, separate adequate cable alley for incomming and outgoing termination. All switch gear to have protection levels as specified. TPN bus bars shall be of Aluminium and shall be sleeved. Phase bus bars shall be rated at 20% higher and neutral bus bar shall be of 100% capacity. Minimum density of Aluminium bus bars for current carrying capacity shall be 1.0 amp per square mm. At Incommer shall be provide 230V/24V AC 50VA Transformer (with SMPS if required for DC power) for 24V power to Motorised Fire/Duct Damper, CO Sensor as required. GENERAL NOTES: FOR MCC PANEL & STARTER PANEL. a) Ics = Icu = 100% for the MCCB's, MPCB's & MCB's b) MCCB's shall be with extended rotary handle. c) Exact rating (Amps), Poles, Type, Short circuit rating is to be selected by the contractor as per load, fault and requirement. d) All communicable meters should be looped inside the panels and this loop has to be brought to one terminal point in the panel for connectivity. e) DOL Starter / Contactor with 2 NO + 2 NC Auxiliary contacts. f) Star-Delta starter / contactors / pneumatic timers with 2 NO + 2 NC Auxiliary contacts. g) All outgoing shall be provided with Stop / Manual /Auto selector switch to facilitate operation through BAS. All starters shall be provided with potential free Contact for Connections to Building Automation System anf Fire Inter Locking System. h) DOL Starter Comprising the Following for Each Feeder: i. 1 No. suitable rated TP + NL MCB/MCCB/ MPCB with suitable rating 3P contactor and SPP inbuilt O/L relay. ii. ON/OFF / Trip indication lamps. iii. ON/OFF Push buttons. iv. 2 Pole A/M Selector switch. i) Star Delta Starter Comprising the Following for Each Feeder: i. 1 No. suitable rated TP+NL MCB/MCCB/MCCB with Suitable rated 3P Contactors (Star, Delta & Run contactors) SPP inbuilt O/L relay. ii. Star-Delta Timer. iii. ON/OFF / Trip indication lamps. iv. ON/OFF Push buttons. |  | 0 | 0 | Approved
SOUTHWINDS PROJECT LLP (PHASE - III & IV) | MEP PHASE - IV | Ventilation | Ventilation & Pressurization | WO/SP34/MW4/53 | UNIVERSAL ENERGY SOLUTIONS PVT. LTD. | MCC PANEL FOR LIFT LOBBY & STAIRCASE PRESSURIZATION FAN | MCC PANEL FOR LIFT LOBBY & STAIRCASE PRESSURIZATION FAN - Supply, installation, testing & commissioning of MCC Panel(IP65) with following details for Axial Flow Fan for Lift Lobby & Staircase Pressurization: Incomer : 1 No. 80A, 25KA, TP, MCCB with Digital Volt and Ammeter with selecter swich and control MCB. R,Y,B Phase indication lamp & ON/Trip indication lamps with control MCB. Bus Bars: • 100A, TP, 25KA Outgoing STAR-DELTA Starter of rating 7.5Kw for Axial Flow Fan x 2Sets. The Panel as described above. | Nos. | 5 | 116412 | Approved
SOUTHWINDS PROJECT LLP (PHASE - III & IV) | MEP PHASE - IV | Ventilation | Ventilation & Pressurization | WO/SP34/MW4/53 | UNIVERSAL ENERGY SOLUTIONS PVT. LTD. | MCC PANEL FOR PUMP ROOM | MCC PANEL FOR PUMP ROOM - Supply, installation, testing & commissioning of MCC Panel(IP42) with following details for Axial Flow Fan for Lift & Staircase Pressurization: Incomer : 1 No. 32A, 25KA, TP, MCCB with Digital Volt and Ammeter with selecter swich and control MCB.R,Y,B Phase indication lamp & ON/Trip indication lamps with control MCB. Outgoing DOL Starter of rating 3.7/2.2/1.5/1.1/0.75 Kw for Axial Flow Fan - 2Sets. The Panel as described above | Nos. | 1 | 68421 | Approved
SOUTHWINDS PROJECT LLP (PHASE - III & IV) | MEP PHASE - IV | Ventilation | Ventilation & Pressurization | WO/SP34/MW4/53 | UNIVERSAL ENERGY SOLUTIONS PVT. LTD. | POWER CABLE | POWER CABLE - Supply, Installation, Testing & Comisioning of following sizes of XLPE insulated PVC sheathed multistrand copper conductor FRLS armoured cable of 1.1 KV grade on existing cable tray / surface including saddle, clamps etc. complete as required. as per specifications given in the tender. The Billing of cable tray separately in Item No. |  | 0 | 0 | Approved
SOUTHWINDS PROJECT LLP (PHASE - III & IV) | MEP PHASE - IV | Ventilation | Ventilation & Pressurization | WO/SP34/MW4/53 | UNIVERSAL ENERGY SOLUTIONS PVT. LTD. | 3C X 6 Sqmm armoured cable | 3C X 6 Sqmm armoured cable | RMT | 220 | 344 | Approved
SOUTHWINDS PROJECT LLP (PHASE - III & IV) | MEP PHASE - IV | Ventilation | Ventilation & Pressurization | WO/SP34/MW4/53 | UNIVERSAL ENERGY SOLUTIONS PVT. LTD. | 3C X 4 Sqmm armoured cable | 3C X 4 Sqmm armoured cable | RMT | 0 | 264 | Approved
SOUTHWINDS PROJECT LLP (PHASE - III & IV) | MEP PHASE - IV | Ventilation | Ventilation & Pressurization | WO/SP34/MW4/53 | UNIVERSAL ENERGY SOLUTIONS PVT. LTD. | 3C X 2.5 Sqmm armoured cable | 3C X 2.5 Sqmm armoured cable | RMT | 40 | 204 | Approved
SOUTHWINDS PROJECT LLP (PHASE - III & IV) | MEP PHASE - IV | Ventilation | Ventilation & Pressurization | WO/SP34/MW4/53 | UNIVERSAL ENERGY SOLUTIONS PVT. LTD. | 3C X 1.5 Sqmm armoured cable | 3C X 1.5 Sqmm armoured cable | RMT | 0 | 152 | Approved
SOUTHWINDS PROJECT LLP (PHASE - III & IV) | MEP PHASE - IV | Ventilation | Ventilation & Pressurization | WO/SP34/MW4/53 | UNIVERSAL ENERGY SOLUTIONS PVT. LTD. | CABLE TERMINATION | CABLE TERMINATION - Supplying and making end termination with brass/ss double compression glands and aluminium lugs for following size of PVC insulated and PVC sheathed/ XLPE copper conductor cable of 1.1 KV grade as required. |  | 0 | 0 | Approved
SOUTHWINDS PROJECT LLP (PHASE - III & IV) | MEP PHASE - IV | Ventilation | Ventilation & Pressurization | WO/SP34/MW4/53 | UNIVERSAL ENERGY SOLUTIONS PVT. LTD. | 4C/3C X 6 Sqmm armoured cable | 4C/3C X 6 Sqmm armoured cable | Nos. | 40 | 670 | Approved
SOUTHWINDS PROJECT LLP (PHASE - III & IV) | MEP PHASE - IV | Ventilation | Ventilation & Pressurization | WO/SP34/MW4/53 | UNIVERSAL ENERGY SOLUTIONS PVT. LTD. | 4C/3C X 4 Sqmm armoured cable | 4C/3C X 4 Sqmm armoured cable | Nos. | 0 | 623 | Approved
SOUTHWINDS PROJECT LLP (PHASE - III & IV) | MEP PHASE - IV | Ventilation | Ventilation & Pressurization | WO/SP34/MW4/53 | UNIVERSAL ENERGY SOLUTIONS PVT. LTD. | 3C X 2.5 Sqmm armoured cable | 3C X 2.5 Sqmm armoured cable | Nos. | 4 | 456 | Approved
SOUTHWINDS PROJECT LLP (PHASE - III & IV) | MEP PHASE - IV | Ventilation | Ventilation & Pressurization | WO/SP34/MW4/53 | UNIVERSAL ENERGY SOLUTIONS PVT. LTD. | 3C X 1.5 Sqmm armoured cable | 3C X 1.5 Sqmm armoured cable | Nos. | 0 | 456 | Approved
SOUTHWINDS PROJECT LLP (PHASE - III & IV) | MEP PHASE - IV | Ventilation | Ventilation & Pressurization | WO/SP34/MW4/53 | UNIVERSAL ENERGY SOLUTIONS PVT. LTD. | CABLE TRAY | CABLE TRAY - Supply Installation Testing Comisioning of 1.6 mm thick(upto 300mm) and 2.0mm thick(above 300mm) hot GI pre fabricated perforated/Lader cable trays(hot plated if exposed) in horizontal or vertical formation complete with duely painted MS structural supports and Necessary demarkation. |  | 0 | 0 | Approved
SOUTHWINDS PROJECT LLP (PHASE - III & IV) | MEP PHASE - IV | Ventilation | Ventilation & Pressurization | WO/SP34/MW4/53 | UNIVERSAL ENERGY SOLUTIONS PVT. LTD. | 150 mm wide x 25mm Height | 150 mm wide x 25mm Height | RMT | 0 | 428 | Approved
SOUTHWINDS PROJECT LLP (PHASE - III & IV) | MEP PHASE - IV | Ventilation | Ventilation & Pressurization | WO/SP34/MW4/53 | UNIVERSAL ENERGY SOLUTIONS PVT. LTD. | 200 mm wide x 25mm Height | 200 mm wide x 25mm Height | RMT | 0 | 631 | Approved
SOUTHWINDS PROJECT LLP (PHASE - III & IV) | MEP PHASE - IV | Ventilation | Ventilation & Pressurization | WO/SP34/MW4/53 | UNIVERSAL ENERGY SOLUTIONS PVT. LTD. | 300 mm wide x 50mm Height | 300 mm wide x 50mm Height | RMT | 0 | 1009 | Approved
SOUTHWINDS PROJECT LLP (PHASE - III & IV) | MEP PHASE - IV | Ventilation | Ventilation & Pressurization | WO/SP34/MW4/53 | UNIVERSAL ENERGY SOLUTIONS PVT. LTD. | 450 mm wide x 50mm Height | 450 mm wide x 50mm Height | RMT | 0 | 1376 | Approved
SOUTHWINDS PROJECT LLP (PHASE - III & IV) | MEP PHASE - IV | Ventilation | Ventilation & Pressurization | WO/SP34/MW4/53 | UNIVERSAL ENERGY SOLUTIONS PVT. LTD. | EARTHING | EARTHING - Supply Installation Testing comissioning of GI Earthing along with suitable clamp & acessories for HVAC Equipment . |  | 0 | 0 | Approved
SOUTHWINDS PROJECT LLP (PHASE - III & IV) | MEP PHASE - IV | Ventilation | Ventilation & Pressurization | WO/SP34/MW4/53 | UNIVERSAL ENERGY SOLUTIONS PVT. LTD. | 8 swg GI wire for earthing . | 8 swg GI wire for earthing . | RMT | 300 | 34 | Approved
SOUTHWINDS PROJECT LLP (PHASE - III & IV) | MEP PHASE - IV | HVAC Works |  | WO/SP34/MW4/54 | UNIVERSAL ENERGY SOLUTIONS PVT. LTD. | Refrigerant copper pipe - 1/4" | 1/4" - Supply, Laying & Testing of refrigerant copper pipe set of Liquid & Suction with nitrile rubber insulation through out the running length. Thickness of insulation should be 13 mm upto 15.9 mm copper pipe & 19 mm for above. Insulation will be Class O type. Pipe thickness will be as per specification. The piping shall be well supported at specific intervals with Clamps or anchor fasteners. |  | 0 | 0 | Amended & Approved
SOUTHWINDS PROJECT LLP (PHASE - III & IV) | MEP PHASE - IV | HVAC Works |  | WO/SP34/MW4/54 | UNIVERSAL ENERGY SOLUTIONS PVT. LTD. | Block - 13 | Block - 13 | RMT | 4074.83 | 310.46 | Approved
SOUTHWINDS PROJECT LLP (PHASE - III & IV) | MEP PHASE - IV | HVAC Works |  | WO/SP34/MW4/54 | UNIVERSAL ENERGY SOLUTIONS PVT. LTD. | Block - 14 (Part - 1 & 2) | Block - 14 (Part - 1 & 2) | RMT | 6114.15 | 310.46 | Approved
SOUTHWINDS PROJECT LLP (PHASE - III & IV) | MEP PHASE - IV | HVAC Works |  | WO/SP34/MW4/54 | UNIVERSAL ENERGY SOLUTIONS PVT. LTD. | Block - 15 | Block - 15 | RMT | 2414.34 | 310.46 | Approved
SOUTHWINDS PROJECT LLP (PHASE - III & IV) | MEP PHASE - IV | HVAC Works |  | WO/SP34/MW4/54 | UNIVERSAL ENERGY SOLUTIONS PVT. LTD. | Block - 16 | Block - 16 | RMT | 2511.18 | 310.46 | Approved
SOUTHWINDS PROJECT LLP (PHASE - III & IV) | MEP PHASE - IV | HVAC Works |  |  |  | Power cum Control cable | Supply, laying & testing of Power cum Control cable from indoor to outdoor unit with necessary fittings. Cabling shall be weatherproof type as most of the cable will be exposed to the atmosphere. Cabling shall be bundled properly and shall be neatly aligned with the refrigerant piping. Cabling shall be well supported at specific intervals with Clamps CABLE : 2.5 sqmm x 3 core flexible unarmound cable for power line | RMT |  |  | Cancelled
SOUTHWINDS PROJECT LLP (PHASE - III & IV) | MEP PHASE - IV | HVAC Works |  |  |  | Power cum Control cable | Supply, laying & testing of Power cum Control cable from indoor to outdoor unit with necessary fittings. Cabling shall be weatherproof type as most of the cable will be exposed to the atmosphere. Cabling shall be bundled properly and shall be neatly aligned with the refrigerant piping. Cabling shall be well supported at specific intervals with Clamps CABLE : 1.5 sqmm x 4 core flexible unarmound cable for our door indoor looping | RMT |  |  | Approved
Primarc Chambers | COMMON INFRASTRUCTURE | Boundary Wall |  | WO/PCH/PC04/34 | GAZI PAINTS PRIVATE LIMITED | Boundary Wall Paint | Boundary Wall Paint as per dwg. & direction of EIC. |  | 0 | 0 | Amended & Approved
Primarc Chambers | COMMON INFRASTRUCTURE | Boundary Wall |  | WO/PCH/PC04/34 | GAZI PAINTS PRIVATE LIMITED | Paint with one coat waterproofing primer and one coat alkali bloc primer | Entire work for providing and applying of one coat Waterproofing Agent and one coat alkali bloc primer followed by two coats of Ultra Durable Exterior Emulsion Paint- Apex Ultima Suprema at Boundary Wall with approved colour as mentioned in the drawing including grooves. Surface should be free from any loose paint , dust or grease, growths of fungus, algae or moss should be removed by wire brushing and water. For filling cracks up to 3mm use approved sealant. In case of dents and holes use wall putty or mix of white cement and fine sand in the ratio 1:3. All scaffolding,lifting of the material, loading- unloading charges, charges for crack filling along with material all finishes & complete as per direction & entire satisfaction of the Engineer-In-Charge. Brand: Asian Paints/Berger - (8308 Whispering Smoke) Location: Boundary Wall located at South, East & West Side [ FFL to +1M ]. | Sq.Ft. | 2784.63 | 16 | Approved
Primarc Chambers | COMMON INFRASTRUCTURE | Boundary Wall |  | WO/PCH/PC04/34 | GAZI PAINTS PRIVATE LIMITED | Paint with two coat alkali bloc primer | Entire work for providing and applying of two coat Alkali Bloc Primer followed by two coats of Ultra Durable Exterior Emulsion Paint- Apex Ultima Suprema at Boundary Wall with approved colour as mentioned in the drawing including grooves. Surface should be free from any loose paint , dust or grease, growths of fungus, algae or moss should be removed by wire brushing and water. For filling cracks up to 3mm use approved sealant. In case of dents and holes use wall putty or mix of white cement and fine sand in the ratio 1:3. All scaffolding,lifting of the material, loading- unloading charges, charges for crack filling along with material all finishes & complete as per direction & entire satisfaction of the Engineer-In-Charge. Brand: Asian Paints/Berger- (8308 Whispering Smoke) Location: Boundary Wall located at South, East & West Side [ From +1M to Top Coplar to other side EGL (applicable sides). | Sq.Ft. | 7724.9 | 16 | Approved
Primarc Chambers | COMMON INFRASTRUCTURE | Boundary Wall |  | WO/PCH/PC04/34 | GAZI PAINTS PRIVATE LIMITED | Texture Paint with two coat alkali bloc primer | Entire work for providing and applying of two coat Alkali Bloc Primer followed by Ultrafine texture (Roller Finish) at Boundary Wall with approved colour as mentioned in the drawing including grooves. Surface should be free from any loose paint , dust or grease, growths of fungus, algae or moss should be removed by wire brushing and water. For filling cracks up to 3mm use approved sealant. In case of dents and holes use wall putty or mix of white cement and fine sand in the ratio 1:3. All scaffolding,lifting of the material, loading- unloading charges, charges for crack filling along with material all finishes & complete as per direction & entire satisfaction of the Engineer-In-Charge. Brand: Asian Paints/Berger- (8302 Solemn Grey) Location: Security Room external walls and both sides of the Front Boundary wall (excluding the top coplar). | Sq.Ft. | 239.6 | 22 | Approved
Primarc Chambers | COMMON INFRASTRUCTURE | Boundary Wall |  | WO/PCH/PC04/34 | GAZI PAINTS PRIVATE LIMITED | Paint with two coat alkali bloc primer | Entire work for providing and applying of two coat Alkali Bloc Primer two coats of Ultra Durable Exterior Emulsion Paint- Apex Ultima Suprema at Boundary Wall with approved colour as mentioned in the drawing including grooves. Surface should be free from any loose paint , dust or grease, growths of fungus, algae or moss should be removed by wire brushing and water. For filling cracks up to 3mm use approved sealant. In case of dents and holes use wall putty or mix of white cement and fine sand in the ratio 1:3. All scaffolding,lifting of the material, loading- unloading charges, charges for crack filling along with material all finishes & complete as per direction & entire satisfaction of the Engineer-In-Charge. Brand: Asian Paints/Berger - (8302 Solemn Grey) Location: Boundary Wall located at Front Side [ Top coplar only ]. | Sq.Ft. | 0 | 16 | Approved
The Ramdulari | BLOCK | Painting | External Painting | WO/RP/RP02/47 | ARTISAN | External Painting | External Painting |  | 0 | 0 | Amended & Approved
The Ramdulari | BLOCK | Painting | External Painting | WO/RP/RP02/47 | ARTISAN | Exterior Paint | Providing and applying Stone Coating Texture with Protective Clear Lacquer Finish on exterior surfaces, inclusive of all preparatory work, material applications, safety measures, and joint treatments, as directed by the Engineer-in-Charge (EIC). Scope of Work: 1. Surface Preparation: o Set up green safety nets to prevent dust dispersion and protect surrounding areas. o Clean the entire surface to remove dust, loose particles, and contaminants. o Prepare the surface using a grinding machine with wheel,diamond,wires etc to achieve a smooth base for coatings. o Inspect each floor joint and fill it with coarse putty, followed by grinding with a Hilti machine to ensure seamless levelling, as required and directed by the EIC. 2. Putty Application: o Apply one coat of Coarse Putty to fill surface imperfections, address joint issues, and provide a uniform base. o Follow with one coat of Fine Putty to smooth the surface, creating an even foundation for the texture coating. 3. Basecoat Application: o Apply Two coat of Damp Stop Elastro Primer (Coverage 44 Sqft/Litre) as a basecoat to improve adhesion and enhance the longevity of the finishing layers. 4. Stone Coating Texture Application: o Apply two coats of Stone Coating Texture (Coverage 3 Sqft/Kg) using a spray applicator to achieve the specified texture and finish. 5. Protective Clear Lacquer Finish: o Apply one coat of Exterior Acrylic Clear Lacquer (Coverage 80 Sqft/Litre) (spray finish) to protect the surface, providing durability and enhancing the overall aesthetic. 6. Safety Protocols and Environmental Protection: o Ensure proper use of PPE (personal protective equipment) for all workers, including dust masks, goggles, gloves, and safety harnesses if required. o Install green netting around the work area to contain dust and debris during grinding and spraying. o Ensure safe handling and storage of materials according to manufacturer guidelines, as well as site cleanliness and safety throughout the project. (Rate including all required materials, labours, tools & tackles and necessary arrangements for the work. (Shifting & Lifting of all materials & machineries are in contractor's scope) (Green Net & Props Supplied By Client) MAKE:- BERGER LOCATION- 2ND TO ABOVE ROOF | Sq.Ft. | 120000 | 78 | Approved
The Ramdulari | BLOCK | Painting | External Painting | WO/RP/RP02/47 | ARTISAN | Bamboo Structure | Making of Bamboo Scaffolding at front area,right side refuse area and left side balcony area.Making of Bamboo Scaffolding at front area,right side refuse area and left side balcony area. | Lump Sum | 1 | 500000 | Approved
The Ramdulari | PRE-CONSTRUCTION PHASE | Mechanical Equipment |  | WO/RP/RP01/49 | Madhabi Technical Service | Tower Crane Shifting from The Ramdulari Park to Kasba Site | Charges of Tower Crane (with all accessories) Shifting from The Ramdulari Park to Kasba Site Through teller or others vehicle including loading & unloading with hydra charges and place to designated area as directed by Engineer- In Charge. During shifting time that the materials are properly stored so that no damage occurs, and that there is no damage to the tower crane as well and Workers must also ensure that they follow safety protocols while working, so that no accidents or injuries occur. | Lump Sum | 1 | 124000 | Approved
The Ramdulari | PRE-CONSTRUCTION PHASE | Mechanical Equipment |  | WO/RP/RP01/49 | Madhabi Technical Service | Misc Charges | Charges for loading - unloading, transportation, hire charges for machinery as per direction of Engineer-in-Charge | Lump Sum | 1 | 12760 | Approved
SOUTHWINDS PROJECT LLP (PHASE - III & IV) | MEP PHASE - IV | HVAC Works |  | WO/SP34/MW4/54 | UNIVERSAL ENERGY SOLUTIONS PVT. LTD. | Refrigerant copper pipe - 3/8" | 3/8" - Supply, Laying & Testing of refrigerant copper pipe set of Liquid & Suction with nitrile rubber insulation through out the running length. Thickness of insulation should be 13 mm upto 15.9 mm copper pipe & 19 mm for above. Insulation will be Class O type. Pipe thickness will be as per specification. The piping shall be well supported at specific intervals with Clamps or anchor fasteners. |  | 0 | 0 | Amended & Approved
SOUTHWINDS PROJECT LLP (PHASE - III & IV) | MEP PHASE - IV | HVAC Works |  | WO/SP34/MW4/54 | UNIVERSAL ENERGY SOLUTIONS PVT. LTD. | Block - 13 | Block - 13 | RMT | 1409.52 | 404.62 | Approved
SOUTHWINDS PROJECT LLP (PHASE - III & IV) | MEP PHASE - IV | HVAC Works |  | WO/SP34/MW4/54 | UNIVERSAL ENERGY SOLUTIONS PVT. LTD. | Block - 14 (Part - 1 & 2) | Block - 14 (Part - 1 & 2) | RMT | 1981.89 | 404.62 | Approved
SOUTHWINDS PROJECT LLP (PHASE - III & IV) | MEP PHASE - IV | HVAC Works |  | WO/SP34/MW4/54 | UNIVERSAL ENERGY SOLUTIONS PVT. LTD. | Block - 15 | Block - 15 | RMT | 845.1 | 404.62 | Approved
SOUTHWINDS PROJECT LLP (PHASE - III & IV) | MEP PHASE - IV | HVAC Works |  | WO/SP34/MW4/54 | UNIVERSAL ENERGY SOLUTIONS PVT. LTD. | Block - 16 | Block - 16 | RMT | 810.09 | 404.62 | Approved
SOUTHWINDS PROJECT LLP (PHASE - III & IV) | MEP PHASE - IV | HVAC Works |  | WO/SP34/MW4/54 | UNIVERSAL ENERGY SOLUTIONS PVT. LTD. | Refrigerant copper pipe - 1/2" | 1/2" - Supply, Laying & Testing of refrigerant copper pipe set of Liquid & Suction with nitrile rubber insulation through out the running length. Thickness of insulation should be 13 mm upto 15.9 mm copper pipe & 19 mm for above. Insulation will be Class O type. Pipe thickness will be as per specification. The piping shall be well supported at specific intervals with Clamps or anchor fasteners. |  | 0 | 0 | Amended & Approved
SOUTHWINDS PROJECT LLP (PHASE - III & IV) | MEP PHASE - IV | HVAC Works |  | WO/SP34/MW4/54 | UNIVERSAL ENERGY SOLUTIONS PVT. LTD. | Block - 13 | Block - 13 | RMT | 4074.83 | 506.24 | Approved
SOUTHWINDS PROJECT LLP (PHASE - III & IV) | MEP PHASE - IV | HVAC Works |  | WO/SP34/MW4/54 | UNIVERSAL ENERGY SOLUTIONS PVT. LTD. | Block - 14 (Part - 1 & 2) | Block - 14 (Part - 1 & 2) | RMT | 6114.15 | 506.24 | Approved
SOUTHWINDS PROJECT LLP (PHASE - III & IV) | MEP PHASE - IV | HVAC Works |  | WO/SP34/MW4/54 | UNIVERSAL ENERGY SOLUTIONS PVT. LTD. | Block - 15 | Block - 15 | RMT | 2414.34 | 506.24 | Approved
SOUTHWINDS PROJECT LLP (PHASE - III & IV) | MEP PHASE - IV | HVAC Works |  | WO/SP34/MW4/54 | UNIVERSAL ENERGY SOLUTIONS PVT. LTD. | Block - 16 | Block - 16 | RMT | 2511.18 | 506.24 | Approved
SOUTHWINDS PROJECT LLP (PHASE - III & IV) | MEP PHASE - IV | HVAC Works |  | WO/SP34/MW4/54 | UNIVERSAL ENERGY SOLUTIONS PVT. LTD. | Refrigerant copper pipe - 5/8" | 5/8" - Supply, Laying & Testing of refrigerant copper pipe set of Liquid & Suction with nitrile rubber insulation through out the running length. Thickness of insulation should be 13 mm upto 15.9 mm copper pipe & 19 mm for above. Insulation will be Class O type. Pipe thickness will be as per specification. The piping shall be well supported at specific intervals with Clamps or anchor fasteners. |  | 0 | 0 | Amended & Approved
SOUTHWINDS PROJECT LLP (PHASE - III & IV) | MEP PHASE - IV | HVAC Works |  | WO/SP34/MW4/54 | UNIVERSAL ENERGY SOLUTIONS PVT. LTD. | Block - 13 | Block - 13 | RMT | 1409.52 | 702.03 | Approved
SOUTHWINDS PROJECT LLP (PHASE - III & IV) | MEP PHASE - IV | HVAC Works |  | WO/SP34/MW4/54 | UNIVERSAL ENERGY SOLUTIONS PVT. LTD. | Block - 14 (Part - 1 & 2) | Block - 14 (Part - 1 & 2) | RMT | 1981.89 | 702.03 | Approved
SOUTHWINDS PROJECT LLP (PHASE - III & IV) | MEP PHASE - IV | HVAC Works |  | WO/SP34/MW4/54 | UNIVERSAL ENERGY SOLUTIONS PVT. LTD. | Block - 15 | Block - 15 | RMT | 845.1 | 702.03 | Approved
SOUTHWINDS PROJECT LLP (PHASE - III & IV) | MEP PHASE - IV | HVAC Works |  | WO/SP34/MW4/54 | UNIVERSAL ENERGY SOLUTIONS PVT. LTD. | Block - 16 | Block - 16 | RMT | 810.09 | 702.03 | Approved
SOUTHWINDS PROJECT LLP (PHASE - III & IV) | MEP PHASE - IV | HVAC Works |  | WO/SP34/MW4/54 | UNIVERSAL ENERGY SOLUTIONS PVT. LTD. | Power cum Control cable | Supply, laying & testing of Power cum Control cable from indoor to outdoor unit with necessary fittings. Cabling shall be weatherproof type as most of the cable will be exposed to the atmosphere. Cabling shall be bundled properly and shall be neatly aligned with the refrigerant piping. Cabling shall be well supported at specific intervals with Clamps CABLE : 2.5 sqmm x 3 core flexible unarmound cable for power line |  | 0 | 0 | Approved
SOUTHWINDS PROJECT LLP (PHASE - III & IV) | MEP PHASE - IV | HVAC Works |  | WO/SP34/MW4/54 | UNIVERSAL ENERGY SOLUTIONS PVT. LTD. | Block - 13 | Block - 13 | RMT | 6074.75 | 110 | Approved
SOUTHWINDS PROJECT LLP (PHASE - III & IV) | MEP PHASE - IV | HVAC Works |  | WO/SP34/MW4/54 | UNIVERSAL ENERGY SOLUTIONS PVT. LTD. | Block - 14 (Part - 1 & 2) | Block - 14 (Part - 1 & 2) | RMT | 9111.24 | 110 | Approved
SOUTHWINDS PROJECT LLP (PHASE - III & IV) | MEP PHASE - IV | HVAC Works |  | WO/SP34/MW4/54 | UNIVERSAL ENERGY SOLUTIONS PVT. LTD. | Block - 15 | Block - 15 | RMT | 3669.84 | 110 | Approved
SOUTHWINDS PROJECT LLP (PHASE - III & IV) | MEP PHASE - IV | HVAC Works |  | WO/SP34/MW4/54 | UNIVERSAL ENERGY SOLUTIONS PVT. LTD. | Block - 16 | Block - 16 | RMT | 3688.47 | 110 | Approved
SOUTHWINDS PROJECT LLP (PHASE - III & IV) | MEP PHASE - IV | HVAC Works |  | WO/SP34/MW4/54 | UNIVERSAL ENERGY SOLUTIONS PVT. LTD. | Power cum Control cable | Supply, laying & testing of Power cum Control cable from indoor to outdoor unit with necessary fittings. Cabling shall be weatherproof type as most of the cable will be exposed to the atmosphere. Cabling shall be bundled properly and shall be neatly aligned with the refrigerant piping. Cabling shall be well supported at specific intervals with Clamps CABLE : 1.5 sqmm x 4 core flexible unarmound cable for our door indoor looping |  | 0 | 0 | Approved
SOUTHWINDS PROJECT LLP (PHASE - III & IV) | MEP PHASE - IV | HVAC Works |  | WO/SP34/MW4/54 | UNIVERSAL ENERGY SOLUTIONS PVT. LTD. | Block - 13 | Block - 13 | RMT | 6074.75 | 130 | Approved
SOUTHWINDS PROJECT LLP (PHASE - III & IV) | MEP PHASE - IV | HVAC Works |  | WO/SP34/MW4/54 | UNIVERSAL ENERGY SOLUTIONS PVT. LTD. | Block - 14 (Part - 1 & 2) | Block - 14 (Part - 1 & 2) | RMT | 9111.24 | 130 | Approved
SOUTHWINDS PROJECT LLP (PHASE - III & IV) | MEP PHASE - IV | HVAC Works |  | WO/SP34/MW4/54 | UNIVERSAL ENERGY SOLUTIONS PVT. LTD. | Block - 15 | Block - 15 | RMT | 3669.84 | 130 | Approved
SOUTHWINDS PROJECT LLP (PHASE - III & IV) | MEP PHASE - IV | HVAC Works |  | WO/SP34/MW4/54 | UNIVERSAL ENERGY SOLUTIONS PVT. LTD. | Block - 16 | Block - 16 | RMT | 3688.47 | 130 | Approved
AARANYA | PRE-CONSTRUCTION PHASE | Labour Hutment |  | WO/PKB/PKB1/7 | ANIRBAN ENTERPRISE | Temporary shed with bamboo framework | All charges for supply and making of temporary shed with bamboo framework with vertical bamboo posts inserted a minimum of 600mm into the soil, peripheral vertical bamboo posts @ 1500mm c/c, horizontal bamboo support @ 1500 c/c, Height 3.00 meters at the edges and 4.50 meters at the center, forming a dual-sloped roof, necessary supports at the middle areas as required, roof covering with CGI sheets, Includes all materials, labor, tools and tackles required for completion of the work at the designated area as per direction of Engineer-in-Charge. (Only CGI Sheet will be supplied by client). | Sq.Ft. | 18100 | 33 | Amended & Approved
Primarc Chambers | COMMON INFRASTRUCTURE | Boundary Wall |  | WO/PCH/PC04/34 | GAZI PAINTS PRIVATE LIMITED | Rectification work | Rectification work of Staircase area as per BOQ & direction of EIC. |  | 0 | 0 | Approved
Primarc Chambers | COMMON INFRASTRUCTURE | Boundary Wall |  | WO/PCH/PC04/34 | GAZI PAINTS PRIVATE LIMITED | Skilled | Supply of Skilled labour (Putty by Pata finishing) Working Hours: 7 to 8 H | Nos | 35 | 800 | Approved
Primarc Chambers | COMMON INFRASTRUCTURE | Boundary Wall |  | WO/PCH/PC04/34 | GAZI PAINTS PRIVATE LIMITED | Unskilled | Supply of Unskilled labour (Putty Helper) Working Hours: 7 to 8 H | Nos | 25 | 500 | Approved
Primarc Chambers | COMMON INFRASTRUCTURE | Boundary Wall |  | WO/PCH/PC04/34 | GAZI PAINTS PRIVATE LIMITED | Gypsum & Putty | Supply of Putty & Gypsum of Approved make | Kg | 475 | 20 | Approved
The Ramdulari | OVERHEAD | In-house labour |  | WO/RP/RP04/13 | Balaji Enterprise | Unskilled labour (Dec'24 to Apr,25) | Charges of Unskilled labour for misc work as per direction of EIC. Time Period: Dec'24 to Apr,25 (Revised Rate From Dec'24) |  | 0 | 0 | Amended & Approved
The Ramdulari | OVERHEAD | In-house labour |  | WO/RP/RP04/13 | Balaji Enterprise | Unskilled labour | Charges of Unskilled Labour for misc work at Site as per requirement & direction of EIC. Daily Time Schedule-6AM-6PM(12Hrs) 10:15 hours working time & 1hr 45mins of break time (Breakfast- 8AM-8.45AM & Lunch-1PM-2PM) | Nos | 763.5 | 480 | Approved
The Ramdulari | OVERHEAD | In-house labour |  | WO/RP/RP04/13 | Balaji Enterprise | loading - unloading | Charges for loading - unloading, transportation, hire charges for machinery work as per direction of Engineer-in-Charge. | Nos | 763.5 | 19.2 | Approved
Primarc Chambers | COMMON INFRASTRUCTURE | Civil | Misc Civil Work | WO/PCH/PC04/35 | NEW L. N. CONSTRUCTION | Misc. civil work | Misc. civil work at site |  | 0 | 0 | Approved
Primarc Chambers | COMMON INFRASTRUCTURE | Civil | Misc Civil Work | WO/PCH/PC04/35 | NEW L. N. CONSTRUCTION | Cable trench cover openings | Labour charges for providing 75mmx 75mm Slot Making at Cable trench Cover Openings [ Only Slot making will be done by Contractor ] |  | 0 | 0 | Approved
Primarc Chambers | COMMON INFRASTRUCTURE | Civil | Misc Civil Work | WO/PCH/PC04/35 | NEW L. N. CONSTRUCTION | RCC | Charges for providing, mixing and laying in position of Reinforced Cement Concrete of M20 Grade.( Steel & Cement will be supplied by Client but subject to reconciliation). | Cum. | 16.71 | 6832 | Approved
Primarc Chambers | COMMON INFRASTRUCTURE | Civil | Misc Civil Work | WO/PCH/PC04/35 | NEW L. N. CONSTRUCTION | Shuttering | All charges for providing, fabricating, erecting and fixing in position plained timber, plywood centering and shuttering true to line and level, including steel propping, staging, shuttering removal, applying shuttering oil, including required bracing, chamfering corners (of exposed edges) of beams, columns, walls etc. completeas per drawing and direction of Engineer-in-Charge. Rate shall also include removal and dismantling the aforesaid assembly after specified period complete at all depths and leads for all items, at all levels. | Sq.Mtr. | 57.9 | 470.4 | Approved
Primarc Chambers | COMMON INFRASTRUCTURE | Civil | Misc Civil Work | WO/PCH/PC04/35 | NEW L. N. CONSTRUCTION | Reinforcement work | All charges for fixing steel reinforcement (Tor Steel as per IS-1786, Fe 500) for RCC work including transporting, decoiling, straightening, removing loose rust, cutting, bending and placing for all profile and for all lead & lift till Plinth level and binding with 18 gauge annealed wire as per drawing and direction of Engineer-in-Charge. Payment of steel shall be made as per drawing and approved bar bending schedule with permissible laps and paid on the basis of the sectional weights of bar as per relevant I.S. Code. The rate shall include cost of binding wire, chairs, spacers, pins, cover blocks which will not be measured separately for payment. (Reinforcement would be supplied by the client free of cost, but subjected to reconciliation) | MT | 0.86 | 8153.6 | Approved
Primarc Chambers | COMMON INFRASTRUCTURE | Civil | Misc Civil Work | WO/PCH/PC04/35 | NEW L. N. CONSTRUCTION | Dismantling | Entire work for dismantling of AAC Block as per the requirement including all tools & tackles, labours all complete as per the direction and entire satisfaction of the Technical head/EIC | Cum. | 4.76 | 1680 | Approved
Primarc Chambers | COMMON INFRASTRUCTURE | Civil | Misc Civil Work | WO/PCH/PC04/35 | NEW L. N. CONSTRUCTION | PCC | All charges for providing & laying 1:3:6 plain cement concrete (PCC) of required thickness at all levels using 20 mm nominal size well-graded approved quality aggregate including vibrating / compacting, scaffolding as required establishing curing complete as per drawing and direction of Engineer-in-Charge.( Cement will be supplied by Client but subject to reconciliation ) | Cum. | 7.19 | 7112 | Approved
Primarc Chambers | COMMON INFRASTRUCTURE | Civil | Misc Civil Work | WO/PCH/PC04/35 | NEW L. N. CONSTRUCTION | IPS flooring | Labour Charges for providing & laying Avg 50mm thick ips flooring at all levels all charges with cement concrete of mix 1:2:4.( Cement and Sika Chapdur will be supplied by Client but subject to reconciliation) | Sq.Mtr. | 159.84 | 520.8 | Approved
Primarc Chambers | COMMON INFRASTRUCTURE | Civil | Misc Civil Work | WO/PCH/PC04/35 | NEW L. N. CONSTRUCTION | AAC block filling | Labour Charges for laying AAC Block Filling [200mm thk] and the joints to be filled with 1:6 cement sand mortar.( AAC Blocks,Cement will be supplied by Client but subject to reconciliation) | Cum. | 11.65 | 3050 | Approved
Primarc Chambers | COMMON INFRASTRUCTURE | Civil | Misc Civil Work | WO/PCH/PC04/35 | NEW L. N. CONSTRUCTION | BFS | Charges for providing & fixing for SINGLE LAYER BRICK FLAT SOLING including preparation of soil / sand filling bed and filling the joints with available sand / earth, watering etc. complete as per drawing, specification & as directed by E-I-C inclduing all materials, tools & tackles, labours all finishes and complete. | Sq.Mtr. | 14.1 | 470.4 | Approved
Primarc Chambers | COMMON INFRASTRUCTURE | Civil | Misc Civil Work | WO/PCH/PC04/35 | NEW L. N. CONSTRUCTION | 90/100/125TH BRICK WORK | All charges for providing & constructing 125mm thk.red brick masonry in cm 1:4 at ground floor levels ( Cement will be supplied by Client but subject to reconciliation ) | Sq.Mtr. | 11.01 | 934.08 | Approved
Primarc Chambers | COMMON INFRASTRUCTURE | Civil | Misc Civil Work | WO/PCH/PC04/35 | NEW L. N. CONSTRUCTION | 200/250TH BRICK WORK | All charges for providing & constructing 200-250mm thk. Red brick masonry with 1:6 at all levels ( Cement will be supplied by Client but subject to reconciliation ) | Cum. | 4.3 | 8001.28 | Approved
Primarc Chambers | COMMON INFRASTRUCTURE | Civil | Misc Civil Work | WO/PCH/PC04/35 | NEW L. N. CONSTRUCTION | Excavation (Manual) | Manual Earthwork in Excavation in all types of soil[ From EGL to -1.2m ]All charges for doing excavation in required profile in all type of soils in dry and wet condition for Lamp post, pile cap or any other foundation of the proposed structure as per drawings or direction of EIC. | Cum. | 6.79 | 310 | Approved
Primarc Chambers | COMMON INFRASTRUCTURE | Civil | Misc Civil Work | WO/PCH/PC04/35 | NEW L. N. CONSTRUCTION | Bolt | Labour Charges for Fixing of template and 'J' Bolt [4 nos - 16mm dia, 500mm long ] - Fixing of one no. 250mm x 250mm Template with 4 no.bolt per lamp Post. [ Bolt nos= 4x 16 = 64 nos, Template no.= 16]( Template, 'J' bolt will be supplied by Client but subject to reconciliation) | Nos | 16 | 45 | Approved
Primarc Chambers | COMMON INFRASTRUCTURE | Civil | Misc Civil Work | WO/PCH/PC04/35 | NEW L. N. CONSTRUCTION | Groove making | Labour Charges for doing 'V' Groove line ( above 10 mm wide and 10 mm deep) in plaster surface at any floor and level as per drawing and direction of Engineer-in-Charge. | RMT | 62.25 | 45 | Approved
Primarc Chambers | COMMON INFRASTRUCTURE | Civil | Misc Civil Work | WO/PCH/PC04/35 | NEW L. N. CONSTRUCTION | Plaster with neat cement | Labour Charges for doing (1:4) Plaster with Neat cement finish (2.75kg/Sqm). ( Cement will be supplied by Client but subject to reconciliation ) | Sq.Mtr. | 0 | 268.4 | Approved
Primarc Chambers | COMMON INFRASTRUCTURE | Civil | Misc Civil Work | WO/PCH/PC04/35 | NEW L. N. CONSTRUCTION | M25 grade Reinforced cement concrete | All charges for laying M25 grade reinforced cement concrete ( RMC supplied by Client but subject to reconciliation ) | Cum. | 14.025 | 1157 | Approved
Primarc Chambers | COMMON INFRASTRUCTURE | Civil | Misc Civil Work | WO/PCH/PC04/35 | NEW L. N. CONSTRUCTION | Backfilling by good quality of filling sand free | All charges for doing silver sand of DG foundation area. by good quality of filling sand free (from silt, clay, mica, soil) in layer not exceeding 250mm in depth including watering, ramming, compaction and transportation of sand, all labour, materials, machinery, tools & tackles etc. for all lead & lift as per drawing and direction of Engineer-in-Charge. | Cum. | 6.8 | 1246 | Approved
Primarc Chambers | COMMON INFRASTRUCTURE | Civil | Misc Civil Work | WO/PCH/PC04/35 | NEW L. N. CONSTRUCTION | a. | Labour Charges for 2nd floor slab level beam shuttering and microconcrete pouring of Beam 13.4mm x .200mm x .325.mm - Both side and Bottom shuttering. [Steel,Core cutting & Micro concrete provided by client]. (13.4 RMT) | Lump Sum | 1 | 20125 | Approved
Primarc Chambers | COMMON INFRASTRUCTURE | Civil | Misc Civil Work | WO/PCH/PC04/35 | NEW L. N. CONSTRUCTION | b. | Labour Charges for Chipping out 50 mm RCC all around the cutout and finishing the edge by polymer modified plaster to protect reinforcement of the structural wall. [Location -Basement STP cutout ][Waterproofing material & cement supply by client]. [ size -450mm x 300mm]. | Nos | 4 | 930 | Approved
Primarc Chambers | COMMON INFRASTRUCTURE | Civil | Misc Civil Work | WO/PCH/PC04/35 | NEW L. N. CONSTRUCTION | Size - 1731 x 1115 | Size - 1731 x 1115 | Nos | 4 | 1000 | Approved
Primarc Chambers | COMMON INFRASTRUCTURE | Civil | Misc Civil Work | WO/PCH/PC04/35 | NEW L. N. CONSTRUCTION | Size - 1731 x 1000 | Size - 1731 x 1000 | Nos | 1 | 1000 | Approved
Primarc Chambers | COMMON INFRASTRUCTURE | Civil | Misc Civil Work | WO/PCH/PC04/35 | NEW L. N. CONSTRUCTION | Size - 1731 x 1140 | Size - 1731 x 1140 | Nos | 1 | 1000 | Approved
Primarc Chambers | COMMON INFRASTRUCTURE | Civil | Misc Civil Work | WO/PCH/PC04/35 | NEW L. N. CONSTRUCTION | Size - 884 x 1400 | Size - 884 x 1400 | Nos | 2 | 1000 | Approved
Primarc Chambers | COMMON INFRASTRUCTURE | Window and Glazing | Main Gate & Security Room | WO/PCH/PC04/36 | Annex Design Pvt. Ltd. | 12MM FIXED GLASS | Providing and fixing of 12mm clear toughened glass partition with top & bottom aluminium twin pro section as per approved drawing. All complete including 12mm clear toughened glass, aluminium twinpro section, screw, epdm gasket, packing and all finishing as per drawing and direction of Engineer-in-Charge. | Sq.Ft. | 43 | 460 | Approved
Primarc Chambers | COMMON INFRASTRUCTURE | Window and Glazing | Main Gate & Security Room | WO/PCH/PC04/36 | Annex Design Pvt. Ltd. | 12MM GLASS DOOR | Providing and fixing of 12mm clear toughened glass door with necessary SS fittings like top patch, bottom patch, lock, floor spring, 450mm "H" type handle as per approved drawing. All complete including 12mm clear toughened glass, SS fittings, packing and all finishing as per drawing and direction of Engineer-in-Charge. | Sq.Ft. | 23 | 900 | Approved
Primarc Chambers | COMMON INFRASTRUCTURE | Window and Glazing | Main Gate & Security Room | WO/PCH/PC04/36 | Annex Design Pvt. Ltd. | TOP HUNG WINDOW | Providing and fixing of aluminium top hung window with 6mm clear toughened glass as per approved drawing. All complete including 6mm clear toughened glass, aluminium section, screw, epdm gasket, packing, and all finishing as per drawing and direction of Engineer-in-Charge. Size 2' x 5' | Nos | 1 | 7500 | Approved
Primarc Chambers | COMMON INFRASTRUCTURE | Window and Glazing | Main Gate & Security Room | WO/PCH/PC04/36 | Annex Design Pvt. Ltd. | Transportation charge | Transportation charge | Lump Sum | 1 | 5000 | Approved
Primarc Aadvika | EXPERIENCE CENTER | Window and Glazing |  | WO/HW1/PHW3/3 | HINDUSTAN ALUMINIUM WORKS | Euro 40 Series 28 mm DGU Fixed Window | Providing and fixing of Euro 40 Series 28 mm thk. DGU (8 mm Clear Toughened Float (CTF) Glass + 12 mm air gap + 8 mm SKN-144 toughened glass) Framed Fixed Glass with complete designing including all fitting and fixture at all level as per approved Shop drawing and direction of EIC . Detail material specification attached in Annexure-I. |  | 0 | 0 | Amended & Approved
Primarc Aadvika | EXPERIENCE CENTER | Window and Glazing |  | WO/HW1/PHW3/3 | HINDUSTAN ALUMINIUM WORKS | DGU Glass Door | Providing & fixing of Euro 40 Series openable double shutter door with 28 mm thk. DGU (8 mm Clear Toughened Float (CTF) Glass + 12 mm air gap + 8 mm SKN-144 toughened glass) Glass including frame, big shutter, big mullion, glazing bids and other extruded profiles with reference to the desire strength in approved surface, with corner cleats and T-connecter for better joint performance, best quality Floor Spring, top pivot, Door Handle with lock with all required accessories & fittings as per approved Shop drawing and direction of EIC. Detail material specification attached in Annexure-I |  | 0 | 0 | Amended & Approved
Primarc Aadvika | EXPERIENCE CENTER | Window and Glazing |  | WO/HW1/PHW3/3 | HINDUSTAN ALUMINIUM WORKS | Window G-1 | Window G-1 : (1185X2190)/(1180X2190) - 2 nos | Sq.Ft. | 55.75 | 695.34 | Approved
Primarc Aadvika | EXPERIENCE CENTER | Window and Glazing |  | WO/HW1/PHW3/3 | HINDUSTAN ALUMINIUM WORKS | Window G-2 | Window G-2 : (2820X2200)- 2 nos | Sq.Ft. | 133.56 | 641.13 | Approved
Primarc Aadvika | EXPERIENCE CENTER | Window and Glazing |  | WO/HW1/PHW3/3 | HINDUSTAN ALUMINIUM WORKS | Window G-3 | Window G-3 : (2490X2212)/(2468X2212)- 2 nos | Sq.Ft. | 118.05 | 651.17 | Approved
Primarc Aadvika | EXPERIENCE CENTER | Window and Glazing |  | WO/HW1/PHW3/3 | HINDUSTAN ALUMINIUM WORKS | Window G-4 | Window G-4 : (1275X2212)- 1 nos | Sq.Ft. | 30.358 | 711.53 | Approved
Primarc Aadvika | EXPERIENCE CENTER | Window and Glazing |  | WO/HW1/PHW3/3 | HINDUSTAN ALUMINIUM WORKS | Window G-5 | Window G-5 : (1785X2212)- 1 nos | Sq.Ft. | 42.501 | 673.62 | Approved
Primarc Aadvika | EXPERIENCE CENTER | Window and Glazing |  | WO/HW1/PHW3/3 | HINDUSTAN ALUMINIUM WORKS | Window G-6 | Window G-6 : (1185X2890)/(1186X2880)- 2 nos | Sq.Ft. | 73.629 | 693.8 | Approved
Primarc Aadvika | EXPERIENCE CENTER | Window and Glazing |  | WO/HW1/PHW3/3 | HINDUSTAN ALUMINIUM WORKS | Window G-7 | Window G-7 : (2830X2880)/(2805X2880)- 2 nos | Sq.Ft. | 174.687 | 639.77 | Approved
Primarc Aadvika | EXPERIENCE CENTER | Window and Glazing |  | WO/HW1/PHW3/3 | HINDUSTAN ALUMINIUM WORKS | Window G-8 | Window G-8 : (3155X2880)- 1 nos | Sq.Ft. | 97.806 | 643.37 | Approved
Primarc Aadvika | EXPERIENCE CENTER | Window and Glazing |  | WO/HW1/PHW3/3 | HINDUSTAN ALUMINIUM WORKS | Window G-9 | Window G-9 : (2490X2880)- 2 nos | Sq.Ft. | 154.382 | 649.78 | Approved
Primarc Aadvika | EXPERIENCE CENTER | Window and Glazing |  | WO/HW1/PHW3/3 | HINDUSTAN ALUMINIUM WORKS | Window G-10 | Window G-10 : (1770X2880)- 1 nos | Sq.Ft. | 54.871 | 671.93 | Approved
Primarc Aadvika | EXPERIENCE CENTER | Window and Glazing |  | WO/HW1/PHW3/3 | HINDUSTAN ALUMINIUM WORKS | Door GD-1 : (1900x2700) | Door GD-1 : (1900x2700)- 1 nos | Sq.Ft. | 0 | 1054.01 | Approved
SOUTHWINDS PROJECT LLP (PHASE - III & IV) | BLOCK PHASE - III | Civil | Sub & Super Structure Work | WO/SP34/BP34/26 | M.A Construction | Hire charges for "JCB" | Hire charges for "JCB" on Hourly rental basis including Fuel & Operator for Misc. Civil Work at Block - 11 & 12 as per direction of EIC. | hrs. | 9.3 | 1100 | Approved
SOUTHWINDS PROJECT LLP (PHASE - III & IV) | BLOCK PHASE - III | Civil | Sub & Super Structure Work | WO/SP34/BP34/26 | M.A Construction | Hire charges for "Pocklen - PC70" | Hire charges for "Pocklen - PC70" on Hourly rental basis including Fuel & Operator for Misc. Civil Work at Block - 11 & 12 as per direction of EIC. | hrs. | 12 | 1150 | Approved
SOUTHWINDS PROJECT LLP (PHASE - III & IV) | BLOCK PHASE - III | Civil | Sub & Super Structure Work | WO/SP34/BP34/26 | M.A Construction | Supply of Skilled Mason / Chipper | Supply of Skilled Mason / Chipper for Misc. Civil Work at Block - 11 & 12 as per direction of EIC | Head | 98 | 600 | Approved
SOUTHWINDS PROJECT LLP (PHASE - III & IV) | BLOCK PHASE - III | Civil | Sub & Super Structure Work | WO/SP34/BP34/26 | M.A Construction | Supply of Unskilled Labour (Helper / Labour) | Supply of Unskilled Labour (Helper / Labour) for Misc. Civil Work at Block - 11 & 12 as per direction of EIC. | Head | 56 | 500 | Approved
SOUTHWINDS PROJECT LLP (PHASE - III & IV) | BLOCK PHASE - III | Civil | Sub & Super Structure Work | WO/SP34/BP34/26 | M.A Construction | Dismantling of 200 / 250th AAC Block Work | Dismantling of 200 / 250th AAC Block Work All charges for doing dismantling of AAC Block work & of all mortar ratio along with its plaster & other finishes to incorporate changes & revisions of drawings/design or as per drawing and direction of Engineer-in-Charge including barricading the area, providing caution board, separating useable material, non useable material & debris, all labour, materials, plant & machinery, tools & tackles etc. for all lead & lift, for all level including maintaining dump yard for all dismantled material within the specified lines and levels as per drawing and direction of Engineer-in-Charge and subsequently if being directed by Engineer-in-Charge, disposing full or part of the dismantled material & its debris at designated dump yard outside of the site premises as specified by statutory authorities under contractor’s own arrangement including all statutory sanction and royalties if any shall be paid by the contractor. If the dismantled material is not being advised by Engineer-in-Charge to dispose it off, it shall be the property of the Owner. Block - 11 | Cum. | 8.545 | 3000 | Approved
SOUTHWINDS PROJECT LLP (PHASE - III & IV) | BLOCK PHASE - III | Civil | Sub & Super Structure Work | WO/SP34/BP34/26 | M.A Construction | Dismantling of 100 / 125th AAC Block Work | Dismantling of 100 / 125th AAC Block Work All charges for doing dismantling of AAC Block Work & of all mortar ratio along with its plaster & other finishes to incorporate changes & revisions of drawings/design or as per drawing and direction of Engineer-in-Charge including barricading the area, providing caution board, separating useable material, non useable material & debris, all labour, materials, plant & machinery, tools & tackles etc. for all lead & lift, for all level including maintaining dump yard for all dismantled material within the specified lines and levels as per drawing and direction of Engineer-in-Charge and subsequently if being directed by Engineer-in-Charge, disposing full or part of the dismantled material & its debris at designated dump yard outside of the site premises as specified by statutory authorities under contractor’s own arrangement including all statutory sanction and royalties if any shall be paid by the contractor. If the dismantled material is not being advised by Engineer-in-Charge to dispose it off, it shall be the property of the Owner. Block - 11 | Sq.Mtr. | 1.84 | 650 | Approved
SOUTHWINDS PROJECT LLP (PHASE - III & IV) | BLOCK PHASE - III | Civil | Sub & Super Structure Work | WO/SP34/BP34/26 | M.A Construction | Dismantling of 200 / 250th B/W (Flyash Bricks) | Dismantling of 200 / 250th B/W (Flyash Bricks) All charges for doing dismantling of brick work (Flyash Bricks) of all thickness & of all mortar ratio along with its plaster & other finishes to incorporate changes & revisions of drawings/design or as per drawing and direction of Engineer-in-Charge including barricading the area, providing caution board, separating useable material, non useable material & debris, all labour, materials, plant & machinery, tools & tackles etc. for all lead & lift, for all level including maintaining dump yard for all dismantled material within the specified lines and levels as per drawing and direction of Engineer-in-Charge and subsequently if being directed by Engineer-in-Charge, disposing full or part of the dismantled material & its debris at designated dump yard outside of the site premises as specified by statutory authorities under contractor’s own arrangement including all statutory sanction and royalties if any shall be paid by the contractor. If the dismantled material is not being advised by Engineer-in-Charge to dispose it off, it shall be the property of the Owner. Block - 11 | Cum. | 1.959 | 3000 | Approved
SOUTHWINDS PROJECT LLP (PHASE - III & IV) | BLOCK PHASE - III | Civil | Sub & Super Structure Work | WO/SP34/BP34/26 | M.A Construction | Dismantling of 100 / 125th B/W (Flyash Bricks) | Dismantling of 100 / 125th B/W (Flyash Bricks) All charges for doing dismantling of brick work (Flyash Bricks) of all thickness & of all mortar ratio along with its plaster & other finishes to incorporate changes & revisions of drawings/design or as per drawing and direction of Engineer-in-Charge including barricading the area, providing caution board, separating useable material, non useable material & debris, all labour, materials, plant & machinery, tools & tackles etc. for all lead & lift, for all level including maintaining dump yard for all dismantled material within the specified lines and levels as per drawing and direction of Engineer-in-Charge and subsequently if being directed by Engineer-in-Charge, disposing full or part of the dismantled material & its debris at designated dump yard outside of the site premises as specified by statutory authorities under contractor’s own arrangement including all statutory sanction and royalties if any shall be paid by the contractor. If the dismantled material is not being advised by Engineer-in-Charge to dispose it off, it shall be the property of the Owner. Block - 11 | Sq.Mtr. | 23.715 | 650 | Approved
SOUTHWINDS PROJECT LLP (PHASE - III & IV) | BLOCK PHASE - III | Civil | Sub & Super Structure Work | WO/SP34/BP34/26 | M.A Construction | Dismantling of RCC structure | Dismantling of RCC structure. All charges for doing dismantling of reinforced cement concrete of all thickness and grade to incorporate changes & revisions of drawings/design or as per drawing and direction of Engineer-in-Charge including barricading the area, providing caution board, cutting of reinforcement steel of the concrete, separating reinforcement steel & debris, all labour, materials, plant & machinery, tools & tackles etc. for all lead & lift, for all level including maintaining dump yard for debris & stacking reinforcement dia wise within the specified lines and levels to the entire satisfaction of Engineer-in-Charge and subsequently if being directed by Engineer-in-Charge, disposing debris at designated dump yard outside of the site premises as specified by statutory authorities under contractor’s own arrangement including all statutory sanction and royalties if any shall be paid by the contractor. If the dismantled material is not being advised by Engineer-in-Charge to dispose it off, it shall be the property of the Owner however reinforcement steel of dismantled concrete shall be always the property of the Owner. Block - 11 | Cum. | 1.395 | 4000 | Approved
Primarc Chambers | BLOCK | Flooring Work |  | WO/PCH/PC01/84 | SHAQUIB ENTERPRISES | Flooring work | Flooring work 5-14th floor |  | 0 | 0 | Approved
Primarc Chambers | BLOCK | Flooring Work |  | WO/PCH/PC01/84 | SHAQUIB ENTERPRISES | Ground floor | Ground floor flooring work |  | 0 | 0 | Amended & Approved
Primarc Chambers | BLOCK | Flooring Work |  | WO/PCH/PC01/84 | SHAQUIB ENTERPRISES | Chipping work | Charges for Chipping work to make the raw concrete floors of the Office units and ground floor clean by deep chipping followed by cleaning & shifting (to ground floor at designated place) of chipped off materials. | Sq.Ft. | 35403.15 | 2.5 | Approved
Primarc Chambers | BLOCK | Flooring Work |  | WO/PCH/PC01/84 | SHAQUIB ENTERPRISES | Granite Patty at ledge wall top | Fixing of Granite Patty at ledge wall top over a bed of 25-30mm thick cement mortar (1:4) in proper line & level. The joints will be filled with polymer based grout pigmented to match after acid washing including polishing Granite (if req.) all finishing & Cleaning as per drawing and direction of Engineer-in-Charge. Granite, Cement will be supplied by Client. | Rft | 184.21 | 50.3 | Approved
Primarc Chambers | BLOCK | Flooring Work |  | WO/PCH/PC01/84 | SHAQUIB ENTERPRISES | KOTA STONE at Fire refuge platfrom | "Fixing charges of KOTA STONE at Fire refuge platfrom floor for all levels over a bed of 30 - 40 mm thick morter ( 1: 4 ) in proper line, level & plumb. The joint will be with white cement slurry with matched colour pigment after acid washing including all finishing & cleaning as per drawing & direction of EIC. ( Kota & Cement will be supplied by Client.)"Location - 6th, 10th & 14th Floor | Sq.Ft. | 1407.85 | 50 | Approved
Primarc Chambers | BLOCK | Flooring Work |  | WO/PCH/PC01/84 | SHAQUIB ENTERPRISES | KOTA STONE at Skirting Portion of Fire refuge platfrom | "Fixing charges of KOTA STONE at Skirting Portion of Fire refuge platfrom floor for all levels over a bed of 30 - 40 mm thick morter ( 1:3 ) in proper line, level & plumb. The joint will be with white cement slurry with matched colour pigment after acid washing including all finishing & cleaning as per drawing & direction of EIC. ( Kota & Cement will be supplied by Client.)"Location - 6th, 10th & 14th Floor | Rft | 351.3 | 40 | Approved
Primarc Chambers | BLOCK | Flooring Work |  | WO/PCH/PC01/84 | SHAQUIB ENTERPRISES | Vitrified Tiles Treviso Cedar (Kajaria)(1200X200) at Staggered Terrace area | Fixing Charges for Floor Vitrified Tiles Treviso Cedar (Kajaria)(1200X200) at Staggered Terrace area-12th Floor to 14th Floor over a bed of 30-40mm thick cement mortar (1:4) in proper line and level. The joints will be filled with white cement slurry with matched colour pigment after acid washing including all finishing & cleaning as per drawing and direction of Engineer-in-Charge. (Tiles & Cement will be supplied by Client, but subject to reconciliation). | Sq.Ft. | 2098 | 40 | Approved
Primarc Chambers | BLOCK | Flooring Work |  | WO/PCH/PC01/84 | SHAQUIB ENTERPRISES | Vitrified Tiles Skirting (Treviso Cedar- Kajaria(1200X200) Staggered Terrace | Fixing Charges for Floor Vitrified Tiles Skirting (Treviso Cedar- Kajaria(1200X200) Staggered Terrace from 12th Floor to 14th Floor area over a bed of 20-25 mm thick cement mortar (1:3) in proper line , level & plumb. The joints will be filled with white cement slurry with matched colour pigment after acid washing including all finishing & Cleaning as per drawing and direction of Engineer- in- Charge. (Tiles & Cement will be supplied by the Client, but subject to reconciliation). | Rft | 347.952 | 30 | Approved
Primarc Chambers | BLOCK | Flooring Work |  | WO/PCH/PC01/84 | SHAQUIB ENTERPRISES | Leather Finished Black Granite | Charges for Lifting & Fixing for Leather Finished Black Granite in all levels over a bed of 20-25mm thick cement mortar (1:3) in proper line and level.The joints will be filled with polymer based grout pigmented to match after acid washing, all materials, labours, tools & tackles, all lead & lifts at all levels and finishing & cleaning all complete as per drawing, specification and direction of Engineer-in-Charge.(Only Granite & Cement Will be Supplied by Client, but subject to reconciliation) [Location-12th - 14th Floor Parapet Wall Top Shaft Top Slab) | Sq.Ft. | 57.07 | 55 | Approved
Primarc Chambers | BLOCK | Flooring Work |  | WO/PCH/PC01/84 | SHAQUIB ENTERPRISES | Leather Finished Black Granite Coping 200mm to 300mm | Charges for Lifting & Fixing for Leather Finished Black Granite Coping 200mm to 300mm in all levels over a bed of 20-25mm thick cement mortar (1:3) in proper line and level.The joints will be filled with polymer based grout pigmented to match after acid washing, all materials, labours, tools & tackles, all lead & lifts at all levels and finishing & cleaning all complete as per drawing, specification and direction of Engineer-in-Charge.(Only Granite & Cement Will be Supplied by Client, but subject to reconciliation) [Location-12th - 14th Floor Parapet Wall & Planter Wall Top] | Rft | 279.13 | 50.3 | Approved
Primarc Chambers | BLOCK | Flooring Work |  | WO/PCH/PC01/84 | SHAQUIB ENTERPRISES | Chamfering | Labour Charges for Chamfering & Polishing (if req.) of Granite for all levels as per drawing and direction of Engineer-In-Charge. [ Location - 12th - 14th Floor Parapet & Planter Top ] | Rft | 330 | 33 | Approved
Primarc Chambers | BLOCK | Flooring Work |  | WO/PCH/PC01/84 | SHAQUIB ENTERPRISES | Groove | Charges for Groove making with 3mm spacer (W) and filling with high polymer based grout (pigmented) including the cost of material at all levels as per drawing and direction of Engineer-in-Charge. Grouting Chemical (Brand: MYK/Kerakoll Laticrete Unsanded Grout as approved) Location - Flooring & wall/ Dado at lobby area. | Rft | 6137.1 | 8 | Approved
Primarc Chambers | BLOCK | Flooring Work |  | WO/PCH/PC01/84 | SHAQUIB ENTERPRISES | Vitrified Tiles at Podium 1 to 4 Lift & Pressurization Lobby area | Fixing Charges for Floor Vitrified Tiles at Podium 1 to 4 Lift & Pressurization Lobby area over a bed of 30-40mm thick cement mortar (1:4) in proper line and level. The joints will be filled with white cement slurry with matched colour pigment after acid washing including all finishing & Cleaning as per drawing and direction of Engineer-in-Charge. Tiles, Cement will be supplied by Client. | Sq.Ft. | 779.7 | 35 | Approved
Primarc Chambers | BLOCK | Flooring Work |  | WO/PCH/PC01/84 | SHAQUIB ENTERPRISES | Vitrified Tiles Skirting from Podium 1 to 4 Lift & Pressurization Lobby | Fixing Charges for Floor Vitrified Tiles Skirting from Podium 1 to 4 Lift & Pressurization Lobby (Inc: Lift Facia & applicable walls) and 6th to 14th Floor at Only Lift Facias area in all levels over a bed of 20-25 mm thick cement mortar (1:3) in proper line , level & plumb. The joints will be filled with white cement slurry with matched colour pigment after acid washing including all finishing & Cleaning as per drawing amnd direction of Engineer- in- Charge. Tiles, Cement will be supplied by the Client. | Rft | 556.5 | 27.5 | Approved
Primarc Chambers | BLOCK | Flooring Work |  | WO/PCH/PC01/84 | SHAQUIB ENTERPRISES | Chipping work | Labour Charges for Chipping work in floor and Skirting Fixing of Tiles at Lobby & Pressurization area. | Sq.Ft. | 779.7 | 1.5 | Approved
Primarc Chambers | BLOCK | Flooring Work |  | WO/PCH/PC01/84 | SHAQUIB ENTERPRISES | Floor Tiles | Fixing charges for Floor Tiles at all levels over a bed of 30-40mm thick cement mortar (1:4) in proper line & level. The joints will be filled with white cement slurry pigmented to match after acid washing including all all materials, labours, tools & tackles, all lead & lifts at all levels and finishing & cleaning all complete as per drawing, specification and direction of Engineer-in-Charge. (Only Tiles & Cement Will be Supplied by Client ). Location- FACILITY, BABY CARE, STORAGE, DRY PANTRY and MEETING ROOM. | Sq.Ft. | 298.06 | 35 | Approved
Primarc Chambers | BLOCK | Flooring Work |  | WO/PCH/PC01/84 | SHAQUIB ENTERPRISES | Floor Tiles ( with polymer based grout pigmented) | Fixing charges for Floor Tiles at all levels over a bed of 30-40mm thick cement mortar (1:4) in proper line & level. The joints will be filled with polymer based grout pigmented to match after acid washing including all materials, labours, tools & tackles, all lead & lifts at all levels and finishing & cleaning all complete as per drawing, specification and direction of Engineer-in-Charge. (Only Tiles & Cement Will be Supplied by Client). Location- Toilet (Facility & Driver) | Sq.Ft. | 271.86 | 35 | Approved
Primarc Chambers | BLOCK | Flooring Work |  | WO/PCH/PC01/84 | SHAQUIB ENTERPRISES | Cladding Toilet (Facility & Driver) | Fixing charges for Cladding at all levels over a bed of 30-40mm thick cement mortar (1:4) in proper line & level. The joints will be filled with polymer based grout pigmented to match after acid washing including all all materials, labours, tools & tackles, all lead & lifts at all levels and finishing & cleaning all complete as per drawing, specification and direction of Engineer-in-Charge. (Only Tiles & Cement Will be Supplied by Client ). Location- Toilet (Facility & Driver) | Sq.Ft. | 826.81 | 36 | Approved
Primarc Chambers | BLOCK | Flooring Work |  | WO/PCH/PC01/84 | SHAQUIB ENTERPRISES | Tiles Skirting | Providing & fixing charges for Tiles Skirting in all levels over a bed of 20-25 mm thick cement mortar (1:3) in proper line , level & plumb. The joints will be filled with white cement slurry with matched colour pigment after acid washing including all all materials, labours, tools & tackles, all lead & lifts at all levels and finishing & cleaning all complete as per drawing, specification and direction of Engineer-in-Charge. (Only Tiles & Cement Will be Supplied by Client), Location- FACILITY, BABY CARE, STORAGE, DRY PANTRY and MEETING ROOM. | Rft | 113.72 | 27.5 | Approved
Primarc Chambers | BLOCK | Flooring Work |  | WO/PCH/PC01/84 | SHAQUIB ENTERPRISES | Toilet Floor | Fixing charges for Toilet Floor for all levels over a bed of 30-40mm thick cement mortar (1:4) in proper line & level. The joints will be filled with polymer based grout pigmented to match after acid washing including all all materials, labours, tools & tackles, all lead & lifts at all levels and finishing & cleaning all complete as per drawing, specification and direction of Engineer-in-Charge. (Only Tiles & Cement Will be Supplied by Client) Location- Ground Floor Common Toilet. | Sq.Ft. | 36.17 | 35 | Approved
Primarc Chambers | BLOCK | Flooring Work |  | WO/PCH/PC01/84 | SHAQUIB ENTERPRISES | Cladding (Ground Floor Common Toilet) | Fixing charges for Cladding at all levels over a bed of 30-40mm thick cement mortar (1:4) in proper line & level. The joints will be filled with polymer based grout pigmented to match after acid washing including all all materials, labours, tools & tackles, all lead & lifts at all levels and finishing & cleaning all complete as per drawing, specification and direction of Engineer-in-Charge. (Only Tiles & Cement Will be Supplied by Client ). Location- Ground Floor Common Toilet. | Sq.Ft. | 178.26 | 36 | Approved
Primarc Chambers | BLOCK | Flooring Work |  | WO/PCH/PC01/84 | SHAQUIB ENTERPRISES | Floor Tiles (Reception area) | Fixing charges for Floor Tiles at all levels over a bed of 30-40mm thick cement mortar (1:4) in proper line & level. The joints will be filled with white cement slurry pigmented to match after acid washing including all all materials, labours, tools & tackles, all lead & lifts at all levels and finishing & cleaning all complete as per drawing, specification and direction of Engineer-in-Charge. (Only Tiles & Cement Will be Supplied by Client). Location- Reception area | Sq.Ft. | 2068.17 | 40 | Approved
Primarc Chambers | BLOCK | Flooring Work |  | WO/PCH/PC01/84 | SHAQUIB ENTERPRISES | Floor Tiles (Lift facia area at Ground floor) | Fixing charges for Floor Tiles at all levels over a bed of 30-40mm thick cement mortar (1:4) in proper line & level. The joints will be filled with white cement slurry pigmented to match after acid washing including all all materials, labours, tools & tackles, all lead & lifts at all levels and finishing & cleaning all complete as per drawing, specification and direction of Engineer-in-Charge. (Only Tiles & Cement Will be Supplied by Client). Location- Lift facia area at Ground floor | Sq.Ft. | 0 | 40 | Approved
Primarc Chambers | BLOCK | Flooring Work |  | WO/PCH/PC01/84 | SHAQUIB ENTERPRISES | Floor Tiles skirting (Reception area) | Fixing charges for Floor Tiles skirting at over a bed of 20-25mm thick cement mortar (1:4) in proper line & level. The joints will be filled with white cement slurry pigmented to match after acid washing including all all materials, labours, tools & tackles, all lead & lifts at all levels and finishing & cleaning all complete as per drawing, specification and direction of Engineer-in-Charge. (Only Tiles & Cement Will be Supplied by Client). Location- Reception area | Rft | 176.34 | 30 | Approved
Primarc Chambers | BLOCK | Flooring Work |  | WO/PCH/PC01/84 | SHAQUIB ENTERPRISES | Leather Finish Black Granite (RECESSED LANDING & STAIR ) | Fixing charges for Floor level Leather Finish Black Granite at all level over of 30-40mm thick cement mortar (1:4) in proper line & level. The joints will be filled with polymer based grouting material pigmented to match after acid washing including polishing Granite (if req.) all materials, labours, tools & tackles, all lead & lifts at all levels and finishing & cleaning all complete as per drawing, specification and direction of Engineer-in-Charge. (Only Granite & Cement Will be Supplied by Client). Location- RECESSED LANDING & STAIR | Sq.Ft. | 177.54 | 55 | Approved
Primarc Chambers | BLOCK | Flooring Work |  | WO/PCH/PC01/84 | SHAQUIB ENTERPRISES | Leather Finish Black Granite Skirting(RECESSED LANDING & STAIR ) | Labour charges for fixing of Leather finished Granite Skirting & Riser by the side of granite counter over a bed of 25-35 mm thick cement mortar (1:4) joint with white cement slurry pigmented to match including polishing Granite (if req.) as per drawing and direction of Engineer-In-Charge. (Only Granite & Cement will be supplied by client). Location- RECESSED LANDING & STAIR | Rft | 154.77 | 50.3 | Approved
Primarc Chambers | BLOCK | Flooring Work |  | WO/PCH/PC01/84 | SHAQUIB ENTERPRISES | Leather finished Granite Patty | Labour charges for fixing of Leather finished Granite Patty over a bed of 25-35 mm thick cement mortar (1:4) joint with polymer based grouting material pigmented to match including polishing Granite (if req.) as per drawing and direction of Engineer-In-Charge. (Only Granite & Cement will be supplied by client). Location- LEDGE WALL TOP OF COMMON , DRIVER'S & FACILITY TOILET | Rft | 26.51 | 50.3 | Approved
Primarc Chambers | BLOCK | Flooring Work |  | WO/PCH/PC01/84 | SHAQUIB ENTERPRISES | Counter top | Providing and fixing of counter top as per approved drawing & direction of EIC. (Only cement , leather finished granite , will be supplied by client. Shifting & lifting of all materials & machineries are in contractor's scope. Location- Including Both area COMMON TOILET & DRY PANTRY AREA - COUNTER TOP | Lump Sum | 1 | 4000 | Approved
Primarc Chambers | BLOCK | Flooring Work |  | WO/PCH/PC01/84 | SHAQUIB ENTERPRISES | Polish Finish Black Granite | Fixing charges for Floor level Polish Finish Black Granite at all level over of 30-40mm thick cement mortar (1:4) in proper line & level. The joints will be filled with white cement slurry material pigmented to match after acid washing including all all materials, labours, tools & tackles, all lead & lifts at all levels and finishing & cleaning all complete as per drawing, specification and direction of Engineer-in-Charge. (Only Granite & Cement Will be Supplied by Client). Location- Pressurization Lobby | Sq.Ft. | 121.9 | 55 | Approved
Primarc Chambers | BLOCK | Flooring Work |  | WO/PCH/PC01/84 | SHAQUIB ENTERPRISES | Polish Finish Black Granite Cladding | Fixing charges for Polish finished Granite Cladding at all levels over a bed of 30-40mm thick cement mortar (1:4) in proper line & level. The joints will be filled with White cement slurry pigmented to match after acid washing including all all materials, labours, tools & tackles, all lead & lifts at all levels and finishing & cleaning all complete as per drawing, specification and direction of Engineer-in-Charge. (Only Tiles & Cement Will be Supplied by Client ). Location- LIFT LOBBY - ABOVE LIFT OPENING | Sq.Ft. | 28.64 | 57 | Approved
Primarc Chambers | BLOCK | Flooring Work |  | WO/PCH/PC01/84 | SHAQUIB ENTERPRISES | Polish finished Granite Skirting | Labour charges for fixing of Polish finished Granite Skirting & Riser by the side of granite counter over a bed of 25-35 mm thick cement mortar (1:4) joint with white cement slurry pigmented to match including polishing Granite (if req.) as per drawing and direction of Engineer-In-Charge. (Only Granite & Cement will be supplied by client). Location- PRESSURIZATION LOBBY | Rft | 41.23 | 50.3 | Approved
Primarc Chambers | BLOCK | Flooring Work |  | WO/PCH/PC01/84 | SHAQUIB ENTERPRISES | Polish Finish Black Granite (EXTERNAL - SEATING ARRANGEMENT & SECURITY ROOM) | Fixing charges for with Polish Finish Black Granite at all level over of 30-40mm thick cement mortar (1:4) in proper line & level. The joints will be filled with polymer based grouting material pigmented to match after acid washing including all all materials, labours, tools & tackles, all lead & lifts at all levels and finishing & cleaning all complete as per drawing, specification and direction of Engineer-in-Charge. (Only Granite & Cement Will be Supplied by Client). Location- EXTERNAL - SEATING ARRANGEMENT & SECURITY ROOM | Sq.Ft. | 0 | 55 | Approved
Primarc Chambers | BLOCK | Flooring Work |  | WO/PCH/PC01/84 | SHAQUIB ENTERPRISES | Polish Finish Black Granite Skirting (EXTERNAL - SEATING ARRANGEMENT & SECURITY ROOM) | Labour charges for fixing of Polished finished Granite Skirting over a bed of 25-35 mm thick cement mortar (1:4) joint with polymer based grouting material pigmented to match as per drawing and direction of Engineer-In-Charge. (Only Granite & Cement will be supplied by client). Location- EXTERNAL DEVELOPMENT- SECURITY ROOM & SEATING ARRANGEMENT | Rft | 0 | 50.3 | Approved
SOUTHWINDS PROJECT LLP (PHASE - III & IV) | OVERHEAD PHASE - III & IV | In-house labour |  | WO/SP34/OP34/32 | Balaji Enterprise | Unskilled Labour - 1st Jan'2025 to 30th Jun'2025 | Charges of Unskilled Labour for misc. work as per direction of EIC. Time Period: 1st Jan'2025 to 30th Jun'2025 |  | 0 | 0 | Approved
SOUTHWINDS PROJECT LLP (PHASE - III & IV) | OVERHEAD PHASE - III & IV | In-house labour |  | WO/SP34/OP34/32 | Balaji Enterprise | Unskilled labour. Time Period: 1st Jan’2025 to 31st Jan’2025 | Charges of Unskilled labour for misc work as per direction of EIC. Time Period: 1st Jan’2025 to 31st Jan’2025 | Nos | 303 | 480 | Approved
SOUTHWINDS PROJECT LLP (PHASE - III & IV) | OVERHEAD PHASE - III & IV | In-house labour |  | WO/SP34/OP34/32 | Balaji Enterprise | loading - unloading | Charges for loading - unloading, transportation, hire charges for machinery work as per direction of Engineer-in-Charge. Time Period: 1st Jan’2025 to 31st Jan’2025 | Nos | 303 | 28.8 | Approved
SOUTHWINDS PROJECT LLP (PHASE - III & IV) | OVERHEAD PHASE - III & IV | In-house labour |  | WO/SP34/OP34/32 | Balaji Enterprise | Unskilled labour. Time Period: 1st Feb’2025 to 28th Feb’2025 | Charges of Unskilled labour for misc work as per direction of EIC. Time Period: 1st Feb’2025 to 28th Feb’2025 | Nos | 0 | 480 | Approved
SOUTHWINDS PROJECT LLP (PHASE - III & IV) | OVERHEAD PHASE - III & IV | In-house labour |  | WO/SP34/OP34/32 | Balaji Enterprise | loading - unloading | Charges for loading - unloading, transportation, hire charges for machinery work as per direction of Engineer-in-Charge. Time Period: 1st Feb’2025 to 28th Feb’2025 | Nos | 0 | 28.8 | Approved
SOUTHWINDS PROJECT LLP (PHASE - III & IV) | OVERHEAD PHASE - III & IV | In-house labour |  | WO/SP34/OP34/32 | Balaji Enterprise | Unskilled labour. Time Period: 1st Mar’2025 to 31st Mar’2025 | Charges of Unskilled labour for misc work as per direction of EIC. Time Period: 1st Mar’2025 to 31st Mar’2025 | Nos | 0 | 480 | Approved
SOUTHWINDS PROJECT LLP (PHASE - III & IV) | OVERHEAD PHASE - III & IV | In-house labour |  | WO/SP34/OP34/32 | Balaji Enterprise | loading - unloading | Charges for loading - unloading, transportation, hire charges for machinery work as per direction of Engineer-in-Charge. Time Period: 1st Mar’2025 to 31st Mar’2025 | Nos | 0 | 28.8 | Approved
SOUTHWINDS PROJECT LLP (PHASE - III & IV) | OVERHEAD PHASE - III & IV | In-house labour |  | WO/SP34/OP34/32 | Balaji Enterprise | Unskilled labour. Time Period: 1st Apr’2025 to 30th Apr’2025 | Charges of Unskilled labour for misc work as per direction of EIC. Time Period: 1st Apr’2025 to 30th Apr’2025 | Nos | 0 | 480 | Approved
SOUTHWINDS PROJECT LLP (PHASE - III & IV) | OVERHEAD PHASE - III & IV | In-house labour |  | WO/SP34/OP34/32 | Balaji Enterprise | loading - unloading | Charges for loading - unloading, transportation, hire charges for machinery work as per direction of Engineer-in-Charge. Time Period: 1st Apr’2025 to 30th Apr’2025 | Nos | 0 | 28.8 | Approved
SOUTHWINDS PROJECT LLP (PHASE - III & IV) | OVERHEAD PHASE - III & IV | In-house labour |  | WO/SP34/OP34/32 | Balaji Enterprise | Unskilled labour. Time Period: 1st May’2025 to 31st May’2025 | Charges of Unskilled labour for misc work as per direction of EIC. Time Period: 1st May’2025 to 31st May’2025 | Nos | 0 | 480 | Approved
SOUTHWINDS PROJECT LLP (PHASE - III & IV) | OVERHEAD PHASE - III & IV | In-house labour |  | WO/SP34/OP34/32 | Balaji Enterprise | loading - unloading | Charges for loading - unloading, transportation, hire charges for machinery work as per direction of Engineer-in-Charge. Time Period: 1st May’2025 to 31st May’2025 | Nos | 0 | 28.8 | Approved
SOUTHWINDS PROJECT LLP (PHASE - III & IV) | OVERHEAD PHASE - III & IV | In-house labour |  | WO/SP34/OP34/32 | Balaji Enterprise | Unskilled labour. Time Period: 1st Jun’2025 to 30th Jun’2025 | Charges of Unskilled labour for misc work as per direction of EIC. Time Period: 1st Jun’2025 to 30th Jun’2025 | Nos | 0 | 480 | Approved
SOUTHWINDS PROJECT LLP (PHASE - III & IV) | OVERHEAD PHASE - III & IV | In-house labour |  | WO/SP34/OP34/32 | Balaji Enterprise | loading - unloading | Charges for loading - unloading, transportation, hire charges for machinery work as per direction of Engineer-in-Charge. Time Period: 1st Jun’2025 to 30th Jun’2025 | Nos | 0 | 28.8 | Approved
SOUTHWINDS PROJECT LLP (PHASE - III & IV) | OVERHEAD PHASE - III & IV | In-house labour |  | WO/SP34/OP34/32 | Balaji Enterprise | Charges of Cooking Wood or Misc. Jalani and others | Charges of Cooking Wood or Misc. Jalani and others for Labour Cooking purpose. Time Period: 1st Dec’2024 to 30th Jun’2025 |  | 0 | 0 | Amended & Approved
SOUTHWINDS PROJECT LLP (PHASE - III & IV) | OVERHEAD PHASE - III & IV | In-house labour |  | WO/SP34/OP34/32 | Balaji Enterprise | Charges of Cooking Wood or Misc. Jalani and others for Labour Cooking purpose. Time Period: 1st Jan’2025 to 30th Jun’2025 | Charges of Cooking Wood or Misc. Jalani and others for Labour Cooking purpose. Time Period: 1st Dec’2024 to 30th Jun’2025 | Nos | 613 | 14 | Approved
SOUTHWINDS PROJECT LLP (PHASE - III & IV) | OVERHEAD PHASE - III & IV | In-house labour |  | WO/SP34/OP34/32 | Balaji Enterprise | Loading - Unloading | Charges for loading - unloading, transportation, hire charges for machinery work as per direction of Engineer-in-Charge. Time Period: 1st Dec’2024 to 30th June’2025 | Nos | 613 | 0.84 | Approved
BHOPAL - RESIDENTIAL | COMMON INFRASTRUCTURE | Consultancy Charges | ARCHITECT | WO/BPR/BPR3/3 | BENTEL ASSOCIATES REALTY DESIGN CONSULTANTS PRIVATE LIMITED | Consultancy charges | Design Consultancy Service for Residential Development at Bhopal. Residential area Up to 3,00,000 Sq.Ft. & Parking / Service area Up to 1,50,000 Sq.Ft. | Lump Sum | 1 | 12500000 | Approved
The Ramdulari | BLOCK | Window and Glazing |  | WO/RP/RP02/48 | AESTHETIK ENGINEERS LIMITED | Aluminium Railing | Design, supply, fabricate, and install an aluminum railing system at the designated site location. The system shall be designed and executed in accordance with the approved design, drawings, and color specifications (RAL 7022 - Powder Coated). • The aluminum sections shall conform to the manufacturer's specifications, ensuring durability and aesthetic quality . Providing all required materials, skilled labor, tools, and equipment. • Completing the installation to the satisfaction of the Engineer-in-Charge and in compliance with approved standards. • Making necessary arrangements for the execution of work, including shifting, lifting, and positioning of materials and machinery, which shall be the contractor's responsibility. The work shall be delivered in a finished state, complete in all respects, ensuring alignment with the project requirements and direction provided by the Engineer-in-Charge. |  | 0 | 0 | Amended & Approved
The Ramdulari | BLOCK | Window and Glazing |  | WO/RP/RP02/48 | AESTHETIK ENGINEERS LIMITED | Window ,Balcony,FRB, | Railing Quantity for Balcony , Window Portion , Terrace and Fire Refuge Plantform. (Aluminum section used ALUMINUM 20X40 VERTICAL POST ,20X36MM INTERMEDIATE SLEEKERS,BRACKET_80X130MM,BOTTOM & MIDDLE RAIL (21x51MM),TOP RAIL (66X40MM) as per Annexure II & IV | Sq.Ft. | 18153 | 1025 | Approved
The Ramdulari | BLOCK | Window and Glazing |  | WO/RP/RP02/48 | AESTHETIK ENGINEERS LIMITED | Planter Railing | Only Rail in Planter Wall Area in Balcony (Lvl:+1100) and Terrace. (Aluminium section used TOP RAIL (66X40MM) ,ALUMINUM 20x40MM VERTICAL POST,ALUMINUM FLOOR TOP BRACKET 85x56MM) as per Annexure III & IV | Rft | 358.5 | 3500 | Approved
The Ramdulari | BLOCK | Civil | Sub & Super Structure Work | WO/RP/RP02/49 | RAJ TRIMURTI INFRAPROJECT PVT. LTD. | Extra Item Claim | Extra Item Claim Detailsr 1) Aluminum Centering & shuttering for Mockup work (2nd,3rd,4th,5th,26th & Above Roof) 2) Extra Prop support on Aluform slab at 26th floor due to increase of slab thickness Fixing, Removing changes & Material shorting, assembling and refixing charges 3) Compensation charges for extra staff deployment for pending basement work. | Lump Sum | 1 | 2000000 | Approved
The Ramdulari | BLOCK | Civil | Sub & Super Structure Work | WO/RP/RP02/7 | RAJ TRIMURTI INFRAPROJECT PVT. LTD. | Revised Rate For Balance Basement Work | Revised Rate For Balance Basement Work |  | 0 | 0 | Amended & Approved
The Ramdulari | BLOCK | Civil | Sub & Super Structure Work | WO/RP/RP02/7 | RAJ TRIMURTI INFRAPROJECT PVT. LTD. | Backfilling of excavated pit, | Labour charges for doing backfilling of excavated pit, trench etc. with inside/excavated earth in layer not exceeding 150mm in depth including watering, ramming, compacting, consolidating in deposited layer to achieve 95% Proctor Density and transportation of soil, all labour, materials, machinery, tools & tackles etc. for all lead & lift to the entire satisfaction of Engineer-in-Charge. | Cum. | 48.5 | 178 | Approved
The Ramdulari | BLOCK | Civil | Sub & Super Structure Work | WO/RP/RP02/7 | RAJ TRIMURTI INFRAPROJECT PVT. LTD. | PCC | Charges for laying 1:3:6/1:4:8 plain cement concrete (PCC) of required thickness below footings, rafts or any other location as specified in the drawing till Plinth level using 20 mm nominal size well-graded approved quality aggregate including vibrating / compacting, scaffolding as required establishing dewatering system by pumping / bailing out water, cleaning, preparing surfaces, junctions etc. including shuttering, curing complete as per drawing and direction of Engineer-in-Charge. (Source of concrete will be RMC supplied by Client subject to reconciliation) | Cum. | 64.5 | 1424 | Approved
The Ramdulari | BLOCK | Civil | Sub & Super Structure Work | WO/RP/RP02/7 | RAJ TRIMURTI INFRAPROJECT PVT. LTD. | Single brick flat soling | Labour charges for laying single brick flat soling of picked, jhama bricks below foundation floor, tie beam etc. or any other location till Plinth level including ramming dressing and bringing to proper level and filling joints with sand including all materials, labour, tools and plants etc. complete below foundation as per specification, drawing and direction of Engineering-in-Charge | Sq.Mtr. | 890.5 | 229.5 | Approved
The Ramdulari | BLOCK | Civil | Sub & Super Structure Work | WO/RP/RP02/7 | RAJ TRIMURTI INFRAPROJECT PVT. LTD. | dismantling concrete in pile head 500 mm dia pile | Labour charges for dismantling concrete in pile head 500 mm dia pile projecting above cut-off level & exposing the reinforcement bars, cleaning & straitening the same as per pile cap drawing and removing of the debris at designated dump yard out side of the site premises as specified by statutory authorities under contractor's own arrangement including all statutory sanction and royalties if any shall be paid by the contractor. If the dismantled material is not being advised PMC/Owner to dispose it off, it shall be the property of the owner. | Cum. | 17.1 | 4005 | Approved
The Ramdulari | BLOCK | Civil | Sub & Super Structure Work | WO/RP/RP02/7 | RAJ TRIMURTI INFRAPROJECT PVT. LTD. | Ply Shuttering | Charges for providing, fabricating, erecting and fixing in position plained timber, Laminated plywood centering and shuttering true to line and level, including steel propping, staging, shuttering removal, applying shuttering oil, including required bracing, chamfering corners (of exposed edges) of beams, columns, stairs, slabs, walls etc. complete as per drawing & direction of Engineer-in-Charge. Rate shall also include removal and dismantling the aforesaid assembly after specified period complete at all depths and leads for all items, all profile and till Plinth level. | Sq.Mtr. | 2586 | 534 | Approved
The Ramdulari | BLOCK | Civil | Sub & Super Structure Work | WO/RP/RP02/7 | RAJ TRIMURTI INFRAPROJECT PVT. LTD. | reinforced cement concrete | Charges for laying M70/M60/M40/M30 grade reinforced cement concrete (excluding cost of shuttering & reinforcement) for all leads and for all items e.g. columns, beams, slabs, lintels, staircase, retaining wall, machine foundation, pockets etc. of all profile coming till Plinth level using 20 mm nominal size & downgraded good quality aggregate as per design mix approved by Engineer-in-Charge. including vibrating/compacting, curing, scaffolding as required establishing dewatering system by pumping / bailing out water, cleaning, preparing surfaces, junctions etc. including curing complete to the entire satisfaction of Engineer-in-Charge. Cement concrete should have an ultimate crushing strength of not less than 700/600/400/300 Kg/sq.cm respectively on 15cm X15cm X 15cm cube at 28 days and source of concrete will be RMC. Special conditions: - Rates are quoted for all levels & heights. For material/cube testing, the contractor shall maintain QC lab, cube testing machine, sieves, slump cones, graduated cylinder, weight scales etc. in good working condition cost of which shall be included in the rate. Source of concrete will be RMC supplied by the Client. " The rates shall include the cost of plasticizer / super plasticizer of an approved brand to get the required workability/strength. The column beam junctions shall be with the grade of concrete as in column up to a distance of depth of beam in all directions & rate shall be inclusive of this. up to Plinth Level. (Source of concrete will be RMC supplied by Client subject to reconciliation.) | Cum. | 790.6 | 1335 | Approved
The Ramdulari | BLOCK | Civil | Sub & Super Structure Work | WO/RP/RP02/7 | RAJ TRIMURTI INFRAPROJECT PVT. LTD. | steel reinforcement | Charges for fixing steel reinforcement (Tor Steel as per IS-1786, Fe 500) for RCC work including transporting, decoiling, straightening, removing loose rust, cutting, bending and placing for all profile and for all lead & lift till Plinth level and binding with 18 gauge annealed wire to the entire satisfaction of Engineer-in-Charge. Payment of steel shall be made as per drawing and approved bar bending schedule with permissible laps and paid on the basis of the sectional weights of bar as per relevant I.S. Code. The rate shall include cost of binding wire, spacers, pins, cover blocks which will not be measured separately for payment. (Reinforcement Steel Shall be supplied by Client subject to reconciliation.) " up to Plinth Level. | MT | 102 | 8900 | Approved
The Ramdulari | BLOCK | Civil | Sub & Super Structure Work | WO/RP/RP02/7 | RAJ TRIMURTI INFRAPROJECT PVT. LTD. | 250 mm thick brick work with 1st class Conventional bricks | Labour charges for erecting 250 mm thick brick work with 1st class Conventional bricks in plinth and foundation of specified thickness in sand : cement mortar (6 :1) including the cost of all material, labour, tools, tackles, scaffolding, curing etc. complete as per direction of Engineer-in-Charge and technical specification. (Cement would be supplied by client, but subjected to reconciliation). | Cum. | 35.5 | 2353 | Approved
The Ramdulari | BLOCK | Civil | Sub & Super Structure Work | WO/RP/RP02/7 | RAJ TRIMURTI INFRAPROJECT PVT. LTD. | 125 mm thick brick work | labour charges for erecting 125 mm thick brick work with 1st class Conventional bricks in plinth and foundation of specified thickness in sand cement mortar (4 :1) including the cost of all material, labour, tools, tackles, scaffolding, curing etc. complete as per direction of Engineer-in-Charge and technical specification. (Cement would be supplied by client, but subjected to reconciliation). | Sq.Mtr. | 70 | 340 | Approved
The Ramdulari | BLOCK | Civil | Sub & Super Structure Work | WO/RP/RP02/7 | RAJ TRIMURTI INFRAPROJECT PVT. LTD. | Puddle flange | Labour charges for fixing of Puddle flange in proper line at any level with supply of all tool tackles & machineries as per drawing & direction of EIC. (Puddle Flange will be supplied by Client subject to reconciliation.) | Nos | 53 | 311.5 | Approved
The Ramdulari | BLOCK | Civil | Sub & Super Structure Work | WO/RP/RP02/7 | RAJ TRIMURTI INFRAPROJECT PVT. LTD. | Carpenter and Fitter | Charges for Carpenter and Fitter for misc. work as per direction of Engineer-in-Charge | Nos | 0 | 712 | Approved
The Ramdulari | BLOCK | Civil | Sub & Super Structure Work | WO/RP/RP02/7 | RAJ TRIMURTI INFRAPROJECT PVT. LTD. | Unslilled Labour for misc. work | Charges for Unskilled Labour for misc. work as per direction of Engineer-in-Charge . | Nos | 312.5 | 445 | Approved
SOUTHWINDS PROJECT LLP (PHASE - III & IV) | OVERHEAD PHASE - III & IV | Housekeeping |  | WO/SP34/OP34/41 | SAMS FACILITIES MANAGEMENT PVT LTD | Providing Housekeeping | Providing Two (02) Nos. Housekeeping boy @8.5 hrs. per day for full month basis except Sunday, including NH & management fees, from 01-Dec-2024 to 31-Dec-2024. | Head | 2 | 13667 | Approved
The Ramdulari | BLOCK | Civil | Sub & Super Structure Work | WO/RP/RP02/7 | RAJ TRIMURTI INFRAPROJECT PVT. LTD. | Plaster | Extra Cost Against Item 1.50 Only in Duct Plaster Labour charges for applying plaster ( to internal walls) with sand and cement mortar including round off or chamfering of concrete surface , curing etc, complete as per direction of EIC - 12 mm thick sand cement mortar ( 6 parts sand : 1 part cement), at any floor and level . (Cement would be supplied by the employer free of cost, but subjected to reconciliation) | Sq.Mtr. | 7515.1 | 53.1 | Approved
Primarc Aadvika | EXPERIENCE CENTER | HVAC Works |  | WO/HW1/PHW3/4 | UNIVERSAL ENERGY SOLUTIONS PVT. LTD. | VRV OUTDOOR Units are complete with compressor, condenser, condenser fan, controller & suitable for R-410A Refrigerant with all accessories to complete the system | Installation, testing & Commissioning of factory assembled DAIKIN make VRV OUTDOOR Units are complete with compressor, condenser, condenser fan, controller & suitable for R-410A Refrigerant with all accessories to complete the system. |  | 0 | 0 | Approved
Primarc Aadvika | EXPERIENCE CENTER | HVAC Works |  | WO/HW1/PHW3/4 | UNIVERSAL ENERGY SOLUTIONS PVT. LTD. | 4-Way Cassette Type IDU | 4-Way Cassette Type VRV Indoor Units - Installation, testing & Commissioning of Fully factory assembled, all wired & tested Indoor Units with cordless remote as per specifications & as required to make the system complete. |  | 0 | 0 | Amended & Approved
Primarc Aadvika | EXPERIENCE CENTER | HVAC Works |  | WO/HW1/PHW3/4 | UNIVERSAL ENERGY SOLUTIONS PVT. LTD. | 2-Way Cassette Type IDU | 2-Way Cassette Type VRV Indoor Units - Installation, testing & Commissioning of Fully factory assembled, all wired & tested Indoor Units with cordless remote as per specifications & as required to make the system complete. |  | 0 | 0 | Amended & Approved
Primarc Aadvika | EXPERIENCE CENTER | HVAC Works |  | WO/HW1/PHW3/4 | UNIVERSAL ENERGY SOLUTIONS PVT. LTD. | 4-Way Compact Cassette Type IDU | 4-Way Compact Cassette Type VRV Indoor Units - Installation, testing & Commissioning of Fully factory assembled, all wired & tested Indoor Units with cordless remote as per specifications & as required to make the system complete. |  | 0 | 0 | Amended & Approved
Primarc Aadvika | EXPERIENCE CENTER | HVAC Works |  | WO/HW1/PHW3/4 | UNIVERSAL ENERGY SOLUTIONS PVT. LTD. | Hi-wall Type IDU | Hi-wall Type VRV Indoor Units - Installation, testing & Commissioning of Fully factory assembled, all wired & tested Indoor Units with cordless remote as per specifications & as required to make the system complete. |  | 0 | 0 | Amended & Approved
Primarc Aadvika | EXPERIENCE CENTER | HVAC Works |  | WO/HW1/PHW3/4 | UNIVERSAL ENERGY SOLUTIONS PVT. LTD. | VRV systems including topping R410A gas | Supply, Installation , Commissioning of VRV systems including topping R410A gas as per site requirements. Refrigerant shall be environment friendly R410A. | HP | 40 | 743 | Approved
Primarc Aadvika | EXPERIENCE CENTER | HVAC Works |  | WO/HW1/PHW3/4 | UNIVERSAL ENERGY SOLUTIONS PVT. LTD. | Installation of Refnet Joint for VRV system. | Installation of Refnet Joint for VRV system. | Nos. | 11 | 450 | Approved
Primarc Aadvika | EXPERIENCE CENTER | HVAC Works |  | WO/HW1/PHW3/4 | UNIVERSAL ENERGY SOLUTIONS PVT. LTD. | Copper Refrigerant Piping with Insulation for inside the building | Copper Refrigerant Piping with Insulation for inside the building: (VRV) - Supply ,Installation, Testing & Commissioning of Copper Refrigerant piping for VRV system complete with fittings, supports, joining, Class O insulation with aluminium foil pested nitrile tube, commissioing as per spectifications , all accessories as per spectifications any other item required to complete the system. The all copper pipe except inside shaft shall be lying on perforated cable tray. The price for cable tray shall be measured and billed sepRtely with item No. 11(Cable Tray). |  | 0 | 0 | Amended & Approved
Primarc Aadvika | EXPERIENCE CENTER | HVAC Works |  | WO/HW1/PHW3/4 | UNIVERSAL ENERGY SOLUTIONS PVT. LTD. | Copper Refrigerent Piping with insulation for terrece | Copper Refrigerent Piping with insulation for terrece: (VRV) - Supply , Installation, Testing & Commissioning of Copper Refrigerant piping for VRV system complete with fittings, supports, joining, Class O insulation with glasscloth pested nitrile tube, commissioing as per spectifications , all accessories as per spectifications any other item required to complete the system. The all copper pipe except inside shaft shall be lying on perforated cable tray. The price for cable tray shall be measured and billed separatly with item No. 11(Cable Tray). |  | 0 | 0 | Amended & Approved
Primarc Aadvika | EXPERIENCE CENTER | HVAC Works |  | WO/HW1/PHW3/4 | UNIVERSAL ENERGY SOLUTIONS PVT. LTD. | Communication Cable | Communication Cable - Supply, Installation, testing & commissioning of Control cum Transmission wiring in suitable conduits between indoor & outdoor units. |  | 0 | 0 | Amended & Approved
Primarc Aadvika | EXPERIENCE CENTER | HVAC Works |  | WO/HW1/PHW3/4 | UNIVERSAL ENERGY SOLUTIONS PVT. LTD. | Drain Piping | Drain Piping - Supply & installation of floor wise Drain Piping with all necessary fittings & supporting arrangement duly insulated with 9 mm thick tubular elastomeric nitrile rubber insulation. |  | 0 | 0 | Approved
Primarc Aadvika | EXPERIENCE CENTER | HVAC Works |  | WO/HW1/PHW3/4 | UNIVERSAL ENERGY SOLUTIONS PVT. LTD. | Air Distribution Works | Air Distribution Works - Supply ,Installation, Testing & Commissioning of GSS Rectangular Ducting complete with fittings, flanges, bracings, supports, all accessories as per spectifications any other item required to make the system complete. |  | 0 | 0 | Approved
Primarc Aadvika | EXPERIENCE CENTER | HVAC Works |  | WO/HW1/PHW3/4 | UNIVERSAL ENERGY SOLUTIONS PVT. LTD. | Duct Thermal insulations of ducting | Air Distribution Works - Supply, installation, testing & commissioing of Duct Thermal insulations of ducting with 25/19/13mm thick alu foil pasted class O nitrile rubber insulation having dnsity ( 40-60 Kg/Cum) . |  | 0 | 0 | Approved
Primarc Aadvika | EXPERIENCE CENTER | HVAC Works |  | WO/HW1/PHW3/4 | UNIVERSAL ENERGY SOLUTIONS PVT. LTD. | Thermal insulation with following thickness Class-O Nitrile sheet | Air Distribution Works - Supply and Fixing of thermal insulation with following thickness Class-O Nitrile sheet (density 40-60kg/cum)/ XLPE(33±3kg/cum) sheet insulation with factory pasted aluminium foil on one side for underdeck insulation using low VOC adhesive and screwing with GI washer. |  | 0 | 0 | Amended & Approved
Primarc Aadvika | EXPERIENCE CENTER | HVAC Works |  | WO/HW1/PHW3/4 | UNIVERSAL ENERGY SOLUTIONS PVT. LTD. | Duct Accoustic insulations of ducting with 12mm thick class- 1 open cell nitrile rubber insulation | Air Distribution Works - Supply, installation, testing & commissioing of Duct Accoustic insulations of ducting with 12mm thick class- 1 open cell nitrile rubber insulation having density ( 140-180 Kg/Cum) | Sq.Mtr. | 0 | 1036 | Approved
Primarc Aadvika | EXPERIENCE CENTER | HVAC Works |  | WO/HW1/PHW3/4 | UNIVERSAL ENERGY SOLUTIONS PVT. LTD. | Flexible connection between duct & fresh air/AC unit. | Air Distribution Works - Supply, installation, testing & commissioning of flexible connection between duct & fresh air/AC unit. | Nos. | 0 | 1474 | Approved
Primarc Aadvika | EXPERIENCE CENTER | HVAC Works |  | WO/HW1/PHW3/4 | UNIVERSAL ENERGY SOLUTIONS PVT. LTD. | GI Duct Damper | Air Distribution Works - Supply, installation, testing & commissioning GI Duct Damper for manual control of volume of air flow and for proper balancing of the air distribution system.(Min. billing quantity of each damper are 0.2sqmt) | Sq.Mtr. | 0 | 9211 | Approved
Primarc Aadvika | EXPERIENCE CENTER | HVAC Works |  | WO/HW1/PHW3/4 | UNIVERSAL ENERGY SOLUTIONS PVT. LTD. | Aluminium Coller damper | Air Distribution Works - Supply, installation, testing & commissioning Aluminium Coller damper for manual control of volume of air flow and for proper balancing of the air distribution system.(Min. billing quantity of each damper are 0.1sqmt) | Sq.Mtr. | 0 | 5847 | Approved
Primarc Aadvika | EXPERIENCE CENTER | HVAC Works |  | WO/HW1/PHW3/4 | UNIVERSAL ENERGY SOLUTIONS PVT. LTD. | Extruded aluminium powder coated supply/return air grill | Air Distribution Works - Supply, installation, testing & commissioning of extruded aluminium powder coated supply/return air grill without collar damper .(Min. billing quantity of each grille are 0.1sqmt) | Sq.Mtr. | 0 | 5986 | Approved
Primarc Aadvika | EXPERIENCE CENTER | HVAC Works |  | WO/HW1/PHW3/4 | UNIVERSAL ENERGY SOLUTIONS PVT. LTD. | Extruded aluminium powder coated supply air diffuser with collar damper | Air Distribution Works - Supply, installation, testing & commissioning of extruded aluminium powder coated supply air diffuser with collar damper .(Min. billing quantityof diffuser are 0.1sqmt) | Sq.Mtr. | 0 | 15375 | Approved
Primarc Aadvika | EXPERIENCE CENTER | HVAC Works |  | WO/HW1/PHW3/4 | UNIVERSAL ENERGY SOLUTIONS PVT. LTD. | Extruded aluminium powder coated return air diffuser without collar damper | Air Distribution Works - Supply, installation, testing & commissioning of extruded aluminium powder coated return air diffuser without collar damper .(Min. billing quantityof diffuser 0.1sqmt) | Sq.Mtr. | 0 | 9854 | Approved
Primarc Aadvika | EXPERIENCE CENTER | HVAC Works |  | WO/HW1/PHW3/4 | UNIVERSAL ENERGY SOLUTIONS PVT. LTD. | Extrted aluminium powder coated Rain protection louver | Air Distribution Works - Supply, installation, testing & commissioning of extrted aluminium powder coated Rain protection louver for fresh Air .(Min. billing quantityof louver are 0.1sqmt) | Sq.Mtr. | 0.225 | 8382 | Approved
Primarc Aadvika | EXPERIENCE CENTER | HVAC Works |  | WO/HW1/PHW3/4 | UNIVERSAL ENERGY SOLUTIONS PVT. LTD. | MOTORIZED fire dampers in supply air duct /main branch and return air path | Supply, Fixing, testing and commissioning of MOTORIZED fire dampers in supply air duct /main branch and return air path as and where required with control wiring. The damper shall be motorised and spring return actuator to close the damper in the event of power failure automatically and poen the same incsae of power being restored. The damper shall also be closed in the event of fire signal completeas required and as per specifications and atleast 90 minutes rating as per UL555/1995 TESTED BY CBRI.(Min. billing quantityof damper are 0.2sqmt). | Sq.Mtr. | 0 | 9004 | Amended & Approved
Primarc Aadvika | EXPERIENCE CENTER | HVAC Works |  | WO/HW1/PHW3/4 | UNIVERSAL ENERGY SOLUTIONS PVT. LTD. | Motorised actuator with Controller for above. | Motorised actuator with Controller for above. | Nos. | 0 | 9360 | Approved
Primarc Aadvika | EXPERIENCE CENTER | HVAC Works |  | WO/HW1/PHW3/4 | UNIVERSAL ENERGY SOLUTIONS PVT. LTD. | Aluminium powder coated grille with collar damper | Supply,fixing,testing and commissioining of Aluminium powder coated grille with collar damper for Toilet exhaust( qty less than 0.1 sqmtr of each grille) | Nos. | 0 | 1184 | Approved
Primarc Aadvika | EXPERIENCE CENTER | HVAC Works |  | WO/HW1/PHW3/4 | UNIVERSAL ENERGY SOLUTIONS PVT. LTD. | Hot plated GI pre fabricated perforated/Lader cable trays | Supply Installation Testing Comissioning of 1.6 mm thick(upto 300mm) and 2.0mm thick(above 300mm) hot plated GI pre fabricated perforated/Lader cable trays in horizontal or vertical formation complete with duely painted MS structural supports and Necessay demarkation. |  | 0 | 0 | Amended & Approved
Primarc Aadvika | EXPERIENCE CENTER | HVAC Works |  | WO/HW1/PHW3/4 | UNIVERSAL ENERGY SOLUTIONS PVT. LTD. | 40 HP Normal Capacity - Cooling Only Top Discharge VRV - X | 40 HP Normal Capacity - Cooling Only Top Discharge VRV - X | Nos. | 1 | 44000 | Approved
Primarc Aadvika | EXPERIENCE CENTER | HVAC Works |  | WO/HW1/PHW3/4 | UNIVERSAL ENERGY SOLUTIONS PVT. LTD. | 4.5 TR Roud Flow Cassette Type IDU's | 4.5 TR Roud Flow Cassette Type IDU's | Nos. | 0 | 1920 | Approved
Primarc Aadvika | EXPERIENCE CENTER | HVAC Works |  | WO/HW1/PHW3/4 | UNIVERSAL ENERGY SOLUTIONS PVT. LTD. | 4.0 TR Roud Flow Cassette Type IDU's | 4.0 TR Roud Flow Cassette Type IDU's | Nos. | 0 | 1920 | Approved
Primarc Aadvika | EXPERIENCE CENTER | HVAC Works |  | WO/HW1/PHW3/4 | UNIVERSAL ENERGY SOLUTIONS PVT. LTD. | 3.2 TR Roud Flow Cassette Type IDU's | 3.2 TR Roud Flow Cassette Type IDU's | Nos. | 0 | 1680 | Approved
Primarc Aadvika | EXPERIENCE CENTER | HVAC Works |  | WO/HW1/PHW3/4 | UNIVERSAL ENERGY SOLUTIONS PVT. LTD. | 2.5 TR Roud Flow Cassette Type IDU's | 2.5 TR Roud Flow Cassette Type IDU's | Nos. | 0 | 1680 | Approved
Primarc Aadvika | EXPERIENCE CENTER | HVAC Works |  | WO/HW1/PHW3/4 | UNIVERSAL ENERGY SOLUTIONS PVT. LTD. | 2.0 TR Roud Flow Cassette Type IDU's | 2.0 TR Roud Flow Cassette Type IDU's | Nos. | 0 | 1440 | Approved
Primarc Aadvika | EXPERIENCE CENTER | HVAC Works |  | WO/HW1/PHW3/4 | UNIVERSAL ENERGY SOLUTIONS PVT. LTD. | 4.0 TR 2 Way Type Cassette Type IDU's | 4.0 TR 2 Way Type Cassette Type IDU's | Nos. | 5 | 1600 | Approved
Primarc Aadvika | EXPERIENCE CENTER | HVAC Works |  | WO/HW1/PHW3/4 | UNIVERSAL ENERGY SOLUTIONS PVT. LTD. | 2.5 TR Round Flow Cassette Type IDU's | 2.5 TR Round Flow Cassette Type IDU's | Nos. | 2 | 1400 | Approved
Primarc Aadvika | EXPERIENCE CENTER | HVAC Works |  | WO/HW1/PHW3/4 | UNIVERSAL ENERGY SOLUTIONS PVT. LTD. | 2.0 TR Round Flow Cassette Type IDU's | 2.0 TR Round Flow Cassette Type IDU's | Nos. | 0 | 1200 | Approved
Primarc Aadvika | EXPERIENCE CENTER | HVAC Works |  | WO/HW1/PHW3/4 | UNIVERSAL ENERGY SOLUTIONS PVT. LTD. | 1.6 TR Round Flow Cassette Type IDU's | 1.6 TR Round Flow Cassette Type IDU's | Nos. | 0 | 1200 | Approved
Primarc Aadvika | EXPERIENCE CENTER | HVAC Works |  | WO/HW1/PHW3/4 | UNIVERSAL ENERGY SOLUTIONS PVT. LTD. | 1.6 TR Compact Cassette Type IDU's | 1.6 TR Compact Cassette Type IDU's | Nos. | 0 | 1200 | Approved
Primarc Aadvika | EXPERIENCE CENTER | HVAC Works |  | WO/HW1/PHW3/4 | UNIVERSAL ENERGY SOLUTIONS PVT. LTD. | 1.3 TR Compact Cassette Type IDU's | 1.3 TR Compact Cassette Type IDU's | Nos. | 0 | 1200 | Approved
Primarc Aadvika | EXPERIENCE CENTER | HVAC Works |  | WO/HW1/PHW3/4 | UNIVERSAL ENERGY SOLUTIONS PVT. LTD. | 2.0 TR | 2.0 TR Hi wall Type IDU's | Nos. | 3 | 1200 | Approved
Primarc Aadvika | EXPERIENCE CENTER | HVAC Works |  | WO/HW1/PHW3/4 | UNIVERSAL ENERGY SOLUTIONS PVT. LTD. | 1.6 TR | 1.6 TR Hi wall Type IDU's | Nos. | 2 | 1200 | Approved
Primarc Aadvika | EXPERIENCE CENTER | HVAC Works |  | WO/HW1/PHW3/4 | UNIVERSAL ENERGY SOLUTIONS PVT. LTD. | 1.3 TR | 1.3 TR Hi wall Type IDU's | Nos. | 0 | 1200 | Approved
Primarc Aadvika | EXPERIENCE CENTER | HVAC Works |  | WO/HW1/PHW3/4 | UNIVERSAL ENERGY SOLUTIONS PVT. LTD. | 1.0 TR | 1.0 TR Hi wall Type IDU's | Nos. | 0 | 1200 | Approved
Primarc Aadvika | EXPERIENCE CENTER | HVAC Works |  | WO/HW1/PHW3/4 | UNIVERSAL ENERGY SOLUTIONS PVT. LTD. | 6.4 mm dia SD - 13 mm thk. Insulation | 6.4 mm dia SD - 13 mm thk. Insulation | RMT | 12.3 | 338.2 | Approved
Primarc Aadvika | EXPERIENCE CENTER | HVAC Works |  | WO/HW1/PHW3/4 | UNIVERSAL ENERGY SOLUTIONS PVT. LTD. | 9.5 mm dia SD - 19 mm thk. Insulation | 9.5 mm dia SD - 19 mm thk. Insulation | RMT | 52.4 | 423.7 | Approved
Primarc Aadvika | EXPERIENCE CENTER | HVAC Works |  | WO/HW1/PHW3/4 | UNIVERSAL ENERGY SOLUTIONS PVT. LTD. | 12.7 mm dia SD - 19 mm thk. Insulation | 12.7 mm dia SD - 19 mm thk. Insulation | RMT | 18.1 | 580.45 | Approved
Primarc Aadvika | EXPERIENCE CENTER | HVAC Works |  | WO/HW1/PHW3/4 | UNIVERSAL ENERGY SOLUTIONS PVT. LTD. | 15.9 mm dia HD - 19 mm thk. Insulation | 15.9 mm dia HD - 19 mm thk. Insulation | RMT | 47.6 | 788.5 | Approved
Primarc Aadvika | EXPERIENCE CENTER | HVAC Works |  | WO/HW1/PHW3/4 | UNIVERSAL ENERGY SOLUTIONS PVT. LTD. | 19.1 mm dia HD - 25 mm thk. Insulation | 19.1 mm dia HD - 25 mm thk. Insulation | RMT | 3.7 | 866.4 | Approved
Primarc Aadvika | EXPERIENCE CENTER | HVAC Works |  | WO/HW1/PHW3/4 | UNIVERSAL ENERGY SOLUTIONS PVT. LTD. | 22.2 mm dia HD- 25 mm thk. Insulation | 22.2 mm dia HD- 25 mm thk. Insulation | RMT | 5.8 | 916.75 | Approved
Primarc Aadvika | EXPERIENCE CENTER | HVAC Works |  | WO/HW1/PHW3/4 | UNIVERSAL ENERGY SOLUTIONS PVT. LTD. | 25.4 mm dia HD- 25 mm thk. Insulation | 25.4 mm dia HD- 25 mm thk. Insulation | RMT | 0 | 1121.95 | Approved
Primarc Aadvika | EXPERIENCE CENTER | HVAC Works |  | WO/HW1/PHW3/4 | UNIVERSAL ENERGY SOLUTIONS PVT. LTD. | 28.6 mm dia HD - 25 mm thk. Insulation | 28.6 mm dia HD - 25 mm thk. Insulation | RMT | 8.1 | 1316.7 | Approved
Primarc Aadvika | EXPERIENCE CENTER | HVAC Works |  | WO/HW1/PHW3/4 | UNIVERSAL ENERGY SOLUTIONS PVT. LTD. | 31.8 mm dia HD - 25 mm thk. Insulation | 31.8 mm dia HD - 25 mm thk. Insulation | RMT | 0 | 1572.25 | Approved
Primarc Aadvika | EXPERIENCE CENTER | HVAC Works |  | WO/HW1/PHW3/4 | UNIVERSAL ENERGY SOLUTIONS PVT. LTD. | 34.9 mm dia HD - 25 mm thk. Insulation | 34.9 mm dia HD - 25 mm thk. Insulation | RMT | 2.4 | 1823.05 | Approved
Primarc Aadvika | EXPERIENCE CENTER | HVAC Works |  | WO/HW1/PHW3/4 | UNIVERSAL ENERGY SOLUTIONS PVT. LTD. | 38.1 mm dia HD - 25 mm thk. Insulation | 38.1 mm dia HD - 25 mm thk. Insulation | RMT | 0 | 2118.5 | Approved
Primarc Aadvika | EXPERIENCE CENTER | HVAC Works |  | WO/HW1/PHW3/4 | UNIVERSAL ENERGY SOLUTIONS PVT. LTD. | 41.3 mm dia HD - 25 mm thk. Insulation | 41.3 mm dia HD - 25 mm thk. Insulation | RMT | 0 | 2404.45 | Approved
Primarc Aadvika | EXPERIENCE CENTER | HVAC Works |  | WO/HW1/PHW3/4 | UNIVERSAL ENERGY SOLUTIONS PVT. LTD. | 41.3 mm dia HD - 25 mm thk. Insulation | 41.3 mm dia HD - 25 mm thk. Insulation | RMT | 3 | 2588 | Approved
Primarc Aadvika | EXPERIENCE CENTER | HVAC Works |  | WO/HW1/PHW3/4 | UNIVERSAL ENERGY SOLUTIONS PVT. LTD. | 34.9 mm dia HD - 25 mm thk. Insulation | 34.9 mm dia HD - 25 mm thk. Insulation | RMT | 6 | 1969 | Approved
Primarc Aadvika | EXPERIENCE CENTER | HVAC Works |  | WO/HW1/PHW3/4 | UNIVERSAL ENERGY SOLUTIONS PVT. LTD. | 28.6 mm dia HD - 25 mm thk. Insulation | 28.6 mm dia HD - 25 mm thk. Insulation | RMT | 6.2 | 1436 | Approved
Primarc Aadvika | EXPERIENCE CENTER | HVAC Works |  | WO/HW1/PHW3/4 | UNIVERSAL ENERGY SOLUTIONS PVT. LTD. | 19.1 mm dia HD - 25 mm thk. Insulation | 19.1 mm dia HD - 25 mm thk. Insulation | RMT | 12.7 | 962 | Approved
Primarc Aadvika | EXPERIENCE CENTER | HVAC Works |  | WO/HW1/PHW3/4 | UNIVERSAL ENERGY SOLUTIONS PVT. LTD. | 15.9 mm dia HD - 19 mm thk. Insulation | 15.9 mm dia HD - 19 mm thk. Insulation | RMT | 6.2 | 880 | Approved
Primarc Aadvika | EXPERIENCE CENTER | HVAC Works |  | WO/HW1/PHW3/4 | UNIVERSAL ENERGY SOLUTIONS PVT. LTD. | 12.7 mm dia SD - 19 mm thk. Insulation | 12.7 mm dia SD - 19 mm thk. Insulation | RMT | 0 | 654 | Approved
Primarc Aadvika | EXPERIENCE CENTER | HVAC Works |  | WO/HW1/PHW3/4 | UNIVERSAL ENERGY SOLUTIONS PVT. LTD. | 2C X 1.0 Sq.mm Copper Flexible | 2C X 1.0 Sq.mm Copper Flexible (Polycab/RR Kable/Finolex) | RMT | 152.4 | 78 | Approved
Primarc Aadvika | EXPERIENCE CENTER | HVAC Works |  | WO/HW1/PHW3/4 | UNIVERSAL ENERGY SOLUTIONS PVT. LTD. | 50 mm NB rigid CPVC/UPVC Pipe with insulation | 50 mm NB rigid CPVC/UPVC Pipe with insulation | RMT | 0 | 897 | Approved
Primarc Aadvika | EXPERIENCE CENTER | HVAC Works |  | WO/HW1/PHW3/4 | UNIVERSAL ENERGY SOLUTIONS PVT. LTD. | 40 mm NB rigid CPVC/UPVC Pipe with insulation | 40 mm NB rigid CPVC/UPVC Pipe with insulation | RMT | 0 | 605 | Approved
Primarc Aadvika | EXPERIENCE CENTER | HVAC Works |  | WO/HW1/PHW3/4 | UNIVERSAL ENERGY SOLUTIONS PVT. LTD. | 32 mm NB rigid CPVC/UPVC Pipe with insulation | 32 mm NB rigid CPVC/UPVC Pipe with insulation | RMT | 38.6 | 382 | Approved
Primarc Aadvika | EXPERIENCE CENTER | HVAC Works |  | WO/HW1/PHW3/4 | UNIVERSAL ENERGY SOLUTIONS PVT. LTD. | 25 mm NB rigid CPVC/UPVC Pipe with insulation | 25 mm NB rigid CPVC/UPVC Pipe with insulation | RMT | 52 | 308 | Approved
Primarc Aadvika | EXPERIENCE CENTER | HVAC Works |  | WO/HW1/PHW3/4 | UNIVERSAL ENERGY SOLUTIONS PVT. LTD. | 20 SWG | 20 SWG | Sq.Mtr. | 0 | 1238 | Approved
Primarc Aadvika | EXPERIENCE CENTER | HVAC Works |  | WO/HW1/PHW3/4 | UNIVERSAL ENERGY SOLUTIONS PVT. LTD. | 22 SWG | 22 SWG | Sq.Mtr. | 0 | 1013 | Approved
Primarc Aadvika | EXPERIENCE CENTER | HVAC Works |  | WO/HW1/PHW3/4 | UNIVERSAL ENERGY SOLUTIONS PVT. LTD. | 24 SWG | 24 SWG | Sq.Mtr. | 0 | 784 | Approved
Primarc Aadvika | EXPERIENCE CENTER | HVAC Works |  | WO/HW1/PHW3/4 | UNIVERSAL ENERGY SOLUTIONS PVT. LTD. | 19 mm thick Aluminium Foil Pasted | 19 mm thick Aluminium Foil Pasted | Sq.Mtr. | 0 | 636 | Approved
Primarc Aadvika | EXPERIENCE CENTER | HVAC Works |  | WO/HW1/PHW3/4 | UNIVERSAL ENERGY SOLUTIONS PVT. LTD. | 13 mm thick Aluminium Foil Pasted | 13 mm thick Aluminium Foil Pasted | Sq.Mtr. | 0 | 510 | Approved
Primarc Aadvika | EXPERIENCE CENTER | HVAC Works |  | WO/HW1/PHW3/4 | UNIVERSAL ENERGY SOLUTIONS PVT. LTD. | 25 mm thick for Nitrile / Xlpe Insulation for underdeck insulation . | 25 mm thick for Nitrile / Xlpe Insulation for underdeck insulation . | Sq.Mtr. | 0 | 704 | Approved
Primarc Aadvika | EXPERIENCE CENTER | HVAC Works |  | WO/HW1/PHW3/4 | UNIVERSAL ENERGY SOLUTIONS PVT. LTD. | 150 mm wide x 25mm Height | 150 mm wide x 25mm Height | RMT | 0 | 578 | Approved
Primarc Aadvika | EXPERIENCE CENTER | HVAC Works |  | WO/HW1/PHW3/4 | UNIVERSAL ENERGY SOLUTIONS PVT. LTD. | 300 mm wide x 25mm Height | 300 mm wide x 25mm Height | RMT | 0 | 931 | Approved
Primarc Aadvika | EXPERIENCE CENTER | HVAC Works |  | WO/HW1/PHW3/4 | UNIVERSAL ENERGY SOLUTIONS PVT. LTD. | 450 mm wide x 50mm Height | 450 mm wide x 50mm Height | RMT | 0 | 1238 | Approved
Primarc Aadvika | EXPERIENCE CENTER | HVAC Works |  | WO/HW1/PHW3/4 | UNIVERSAL ENERGY SOLUTIONS PVT. LTD. | 600 mm wide x 50mm Height | 600 mm wide x 50mm Height | RMT | 0 | 1552 | Approved
The Ramdulari | BLOCK | Civil | Sub & Super Structure Work | WO/RP/RP02/7 | RAJ TRIMURTI INFRAPROJECT PVT. LTD. | Extra Prop Support | Extra Prop support on Aluform slab at 26th floor due to increase of slab thickness Fixing, Removing & Shifting charges as per BOQ & direction of EIC. | Lump Sum | 1 | 297625 | Approved
The Ramdulari | BLOCK | Civil | Sub & Super Structure Work | WO/RP/RP02/7 | RAJ TRIMURTI INFRAPROJECT PVT. LTD. | Stagging For Brick Work | Hire and labour charges for scaffolding work beyond 4.0 mtr height as per drawing and direction of Engineer-in-Charge for Ground Floor & 1st Floor Brick Work | Cum. | 0 | 133.5 | Approved
The Ramdulari | BLOCK | Civil | Sub & Super Structure Work | WO/RP/RP02/7 | RAJ TRIMURTI INFRAPROJECT PVT. LTD. | Stagging For Plaster | Hire and labour charges for scaffolding work beyond 4.0 mtr height as per drawing and direction of Engineer-in-Charge for Ground Floor & 1st Floor Brick Work | Cum. | 0 | 133.5 | Approved
Primarc Chambers | BLOCK | Business Centre |  | WO/PCH/PC01/85 | A.M. Enterprise | 15th Floor Open Terrace area | Fixing of Tiles & Granite at 15th Floor Open Terrace area as per drawing and direction of Engineer-In-Charge. [excluding Business Center & Lift Lobby] |  | 0 | 0 | Amended & Approved
Primarc Chambers | BLOCK | Business Centre |  | WO/PCH/PC01/85 | A.M. Enterprise | S.R.I Tiles fixing (300mm X 300mm X 8 mm) | Fixing Charges for of SRI Tiles (300x300) at Roof floor as per drawing and direction of Engineer-In-Charge |  | 0 | 0 | Approved
Primarc Chambers | BLOCK | Business Centre |  | WO/PCH/PC01/85 | A.M. Enterprise | Tiles laying | Charges for Lifting & Fixing for Floor Tiles in all levels over a bed of 30-40mm thick cement mortar (1:4) in proper line and level.The joints will be filled with polymer based grout pigmented to match after acid washing, all materials, labours, tools & tackles, all lead & lifts at all levels and finishing & cleaning all complete as per drawing, specification and direction of Engineer-in-Charge.(Only Tiles & Cement Will be Supplied by Client, but subject to reconciliation) [Location- 15th Floor Open Terrace area excluding Business Center & Lift Lobby inside] | Sq.Ft. | 2809.15 | 37 | Approved
Primarc Chambers | BLOCK | Business Centre |  | WO/PCH/PC01/85 | A.M. Enterprise | Tiles skirting | Charges for Lifting & Fixing for Tiles skirting (50 mm -150 mm )in all levels over a bed of 20-25mm thick cement mortar (1:3) in proper line and level.The joints will be filled with polymer based grout pigmented to match after acid washing, all materials, labours, tools & tackles, all lead & lifts at all levels and finishing & cleaning all complete as per drawing, specification and direction of Engineer-in-Charge.(Only Tiles & Cement Will be Supplied by Client, but subject to reconciliation) [Location- 15th Floor Open Terrace area excluding Business Center & Lift Lobby inside] | Rft | 308.1 | 26 | Approved
Primarc Chambers | BLOCK | Business Centre |  | WO/PCH/PC01/85 | A.M. Enterprise | Leather Finished Black Granite skirting | Charges for Lifting & Fixing for Leather Finished Black Granite skirting in all levels over a bed of 20-25mm thick cement mortar (1:3) in proper line and level.The joints will be filled with polymer based grout pigmented to match after acid washing, all materials, labours, tools & tackles, all lead & lifts at all levels and finishing & cleaning all complete as per drawing, specification and direction of Engineer-in-Charge.(Only Granite & Cement Will be Supplied by Client, but subject to reconciliation) [Location- 15th Floor Stadee Area Front] | Rft | 319.22 | 43 | Approved
Primarc Chambers | BLOCK | Business Centre |  | WO/PCH/PC01/85 | A.M. Enterprise | Leather Finished Black Granite Cladding | Charges for Lifting & Fixing for Leather Finished Black Granite Cladding in all levels over a bed of 30-45mm thick cement mortar (1:3) in proper line and level.The joints will be filled with polymer based grout pigmented to match after acid washing, all materials, labours, tools & tackles, all lead & lifts at all levels and finishing & cleaning all complete as per drawing, specification and direction of Engineer-in-Charge.(Only Granite & Cement Will be Supplied by Client, but subject to reconciliation) [Location- 15th Floor Stadee Area & Seating Arrangement] | Sq.Ft. | 455.53 | 55 | Approved
Primarc Chambers | BLOCK | Business Centre |  | WO/PCH/PC01/85 | A.M. Enterprise | Leather Finished Black Granite | Charges for Lifting & Fixing for Leather Finished Black Granite in all levels over a bed of 20-25mm thick cement mortar (1:3) in proper line and level.The joints will be filled with polymer based grout pigmented to match after acid washing, all materials, labours, tools & tackles, all lead & lifts at all levels and finishing & cleaning all complete as per drawing, specification and direction of Engineer-in-Charge.(Only Granite & Cement Will be Supplied by Client, but subject to reconciliation) [Location- Above Seating Arrangement, Shaft Top & Stadee Top] | Sq.Ft. | 425.284 | 52 | Approved
Primarc Chambers | BLOCK | Business Centre |  | WO/PCH/PC01/85 | A.M. Enterprise | Leather Finished Black Granite Coping | Charges for Lifting & Fixing for Leather Finished Black Granite Coping 200-300 mm in all levels over a bed of 20-25mm thick cement mortar (1:3) in proper line and level.The joints will be filled with polymer based grout pigmented to match after acid washing, all materials, labours, tools & tackles, all lead & lifts at all levels and finishing & cleaning all complete as per drawing, specification and direction of Engineer-in-Charge.(Only Granite & Cement Will be Supplied by Client, but subject to reconciliation) [Location- 15th Floor Parapet Wall & Planter Wall Top] | Rft | 238.26 | 43 | Approved
Primarc Chambers | BLOCK | Business Centre |  | WO/PCH/PC01/85 | A.M. Enterprise | Leather Finish Steel Grey Granite | Charges for Lifting & Fixing for 16-18mm thk Leather Finish Steel Grey Granite flooring in all levels over a bed of 30-40mm thick cement mortar (1:4) in proper line and level.The joints will be filled with polymer based grout pigmented to match after acid washing, all materials, labours, tools & tackles, all lead & lifts at all levels and finishing & cleaning all complete as per drawing, specification and direction of Engineer-in-Charge.(Only Granite & Cement Will be Supplied by Client, but subject to reconciliation) [Location- 15th Floor Open Terrace area excluding Business Center & Lift Lobby] | Sq.Ft. | 1933.82 | 52 | Approved
Primarc Chambers | BLOCK | Business Centre |  | WO/PCH/PC01/85 | A.M. Enterprise | Drain Cover fixing | Charges for Lifting & Fixing of Drain Cover using 30mm thk. Leather Finish Steel Grey Granite. Including Punching on Granite as per approved design . All materials, labours, tools & tackles, all lead & lifts at all levels and finishing & cleaning all complete as per drawing, specification and direction of Engineer-in-Charge.(Only Granite & Cement Will be Supplied by Client, but subject to reconciliation) [Location- 15th Floor Open Terrace area excluding Business Center & Lift Lobby] | Nos | 0 | 900 | Approved
Primarc Chambers | BLOCK | Business Centre |  | WO/PCH/PC01/85 | A.M. Enterprise | Chamfering & Polishing | Labour Charges for Chamfering & Polishing (if req.) of Granite for all levels as per drawing and direction of Engineer-In-Charge. [ Location - 15th Floor Parapet & Planter Top ] | Rft | 847.3 | 27 | Approved
Primarc Chambers | BLOCK | Business Centre |  | WO/PCH/PC01/85 | A.M. Enterprise | Groove making | Charges for Groove making with 3mm spacer (W) and filling with high polymer based grout (pigmented) including the cost of material at all levels as per drawing and direction of Engineer-in-Charge. | Rft | 6133.52 | 6 | Approved
Primarc Chambers | BLOCK | Business Centre |  | WO/PCH/PC01/85 | A.M. Enterprise | Floor tiles | Fixing charges for Floor Tiles at all levels over a bed of 30-40mm thick cement mortar (1:4) in proper line & level. The joints will be filled with polymer based grout pigmented to match after acid washing including all all materials, labours, tools & tackles, all lead & lifts at all levels and finishing & cleaning all complete as per drawing, specification and direction of Engineer-in-Charge. (Only Tiles & Cement Will be Supplied by Client, But Subject to reconciliation). Location- Business Center and Lift lobby Top | Sq.Ft. | 2424.3 | 38 | Approved
Primarc Chambers | BLOCK | Business Centre |  | WO/PCH/PC01/85 | A.M. Enterprise | Tiles skirting | Providing & fixing charges for Tiles Skirting in all levels over a bed of 20-25 mm thick cement mortar (1:3) in proper line , level & plumb.The joints will be filled with polymer based grout pigmented to match after acid washing including all all materials, labours, tools & tackles, all lead & lifts at all levels and finishing & cleaning all complete as per drawing, specification and direction of Engineer-in-Charge. (Only Tiles & Cement Will be Supplied by Client). | Rft | 701.63 | 26 | Approved
Primarc Chambers | BLOCK | Business Centre |  | WO/PCH/PC01/85 | A.M. Enterprise | Grouting | Charges for Grouting with 3mm spacer (W) and filling with polymer modified grout (pigmented) including the cost of material at all levels as per drawing and direction of Engineer-in-Charge. Grouting Chemical (Brand: MYK/Kerakoll Laticrete Unsanded Grout as approved) Grouting area with 3mm Spacer | Rft | 4924.82 | 6 | Approved
SOUTHWINDS PROJECT LLP (PHASE - III & IV) | CLUB PHASE - III & IV | HVAC Works |  | WO/SP34/CW34/7 | UNIVERSAL ENERGY SOLUTIONS PVT. LTD. | VRV OUTDOOR Units are complete with compressor, condenser, condenser fan, controller & suitable for R-410A Refrigerant with all accessories to complete the system. | Installation, testing & Commissioning of factory assembled DAIKIN make VRV OUTDOOR Units are complete with compressor, condenser, condenser fan, controller & suitable for R-410A Refrigerant with all accessories to complete the system. |  | 0 | 0 | Approved
SOUTHWINDS PROJECT LLP (PHASE - III & IV) | CLUB PHASE - III & IV | HVAC Works |  | WO/SP34/CW34/7 | UNIVERSAL ENERGY SOLUTIONS PVT. LTD. | 30 HP Normal Capacity - Cooling Only Top Discharge VRV - X | 30 HP Normal Capacity - Cooling Only Top Discharge VRV - X | Nos. | 1 | 33000 | Approved
SOUTHWINDS PROJECT LLP (PHASE - III & IV) | CLUB PHASE - III & IV | HVAC Works |  | WO/SP34/CW34/7 | UNIVERSAL ENERGY SOLUTIONS PVT. LTD. | 20 HP Normal Capacity - Cooling Only Top Discharge VRV - X | 20 HP Normal Capacity - Cooling Only Top Discharge VRV - X | Nos. | 1 | 22000 | Approved
SOUTHWINDS PROJECT LLP (PHASE - III & IV) | CLUB PHASE - III & IV | HVAC Works |  | WO/SP34/CW34/7 | UNIVERSAL ENERGY SOLUTIONS PVT. LTD. | 4-Way Cassette Type IDU's | 4-Way Cassette Type IDU's - Installation, testing & Commissioning of Fully factory assembled, all wired & tested Indoor Units with cordless remote as per specifications & as required to make the system complete. |  | 0 | 0 | Approved
SOUTHWINDS PROJECT LLP (PHASE - III & IV) | CLUB PHASE - III & IV | HVAC Works |  | WO/SP34/CW34/7 | UNIVERSAL ENERGY SOLUTIONS PVT. LTD. | 4.5 TR Roud Flow Cassette Type IDU's | 4.5 TR Roud Flow Cassette Type IDU's | Nos. | 0 | 1600 | Approved
SOUTHWINDS PROJECT LLP (PHASE - III & IV) | CLUB PHASE - III & IV | HVAC Works |  | WO/SP34/CW34/7 | UNIVERSAL ENERGY SOLUTIONS PVT. LTD. | 4.0 TR Roud Flow Cassette Type IDU's | 4.0 TR Roud Flow Cassette Type IDU's | Nos. | 0 | 1600 | Approved
SOUTHWINDS PROJECT LLP (PHASE - III & IV) | CLUB PHASE - III & IV | HVAC Works |  | WO/SP34/CW34/7 | UNIVERSAL ENERGY SOLUTIONS PVT. LTD. | 3.2 TR Roud Flow Cassette Type IDU's | 3.2 TR Roud Flow Cassette Type IDU's | Nos. | 4 | 1600 | Approved
SOUTHWINDS PROJECT LLP (PHASE - III & IV) | CLUB PHASE - III & IV | HVAC Works |  | WO/SP34/CW34/7 | UNIVERSAL ENERGY SOLUTIONS PVT. LTD. | 2.5 TR Roud Flow Cassette Type IDU's | 2.5 TR Roud Flow Cassette Type IDU's | Nos. | 3 | 1400 | Approved
SOUTHWINDS PROJECT LLP (PHASE - III & IV) | CLUB PHASE - III & IV | HVAC Works |  | WO/SP34/CW34/7 | UNIVERSAL ENERGY SOLUTIONS PVT. LTD. | 2.0 TR Roud Flow Cassette Type IDU's | 2.0 TR Roud Flow Cassette Type IDU's | Nos. | 0 | 1200 | Approved
SOUTHWINDS PROJECT LLP (PHASE - III & IV) | CLUB PHASE - III & IV | HVAC Works |  | WO/SP34/CW34/7 | UNIVERSAL ENERGY SOLUTIONS PVT. LTD. | 2-Way Cassette Type IDU's | 2-Way Cassette Type IDU's - Installation, testing & Commissioning of Fully factory assembled, all wired & tested Indoor Units with cordless remote as per specifications & as required to make the system complete. |  | 0 | 0 | Approved
SOUTHWINDS PROJECT LLP (PHASE - III & IV) | CLUB PHASE - III & IV | HVAC Works |  | WO/SP34/CW34/7 | UNIVERSAL ENERGY SOLUTIONS PVT. LTD. | 4.0 TR 2 Way Type Cassette Type IDU's | 4.0 TR 2 Way Type Cassette Type IDU's | Nos. | 4 | 1600 | Approved
Primarc Chambers | COMMON INFRASTRUCTURE | Road Works |  | WO/PCH/PC04/21 | Arati Constructions | SMC (M25) | All charges for Providing & laying of SMC (M25 grade) with all necessary arrangements at pavement /pedestrian/parking areas approved by PMC/Consultant including vibrating / compacting, curing, scaffolding as required, dewatering (if any), cleaning, preparing surfaces, junctions etc as per drawing , technical specification and direction of Engineer-in-Charge. ( Cement will be supplied by client, but subject to reconciliation ) | Cum. | 11.41 | 6300 | Approved
Primarc Chambers | COMMON INFRASTRUCTURE | Road Works |  | WO/PCH/PC04/21 | Arati Constructions | Back filling | Charges for Backfilling in side earthen packing with available good earth in layer not exceeding 600mm, including watering, ramming etc, all complete as per direction of EIC. | Cum. | 39.23 | 150 | Approved
Primarc Chambers | COMMON INFRASTRUCTURE | Road Works |  | WO/PCH/PC04/21 | Arati Constructions | Thermocol laying | Laying & fixing of thermocol over concrete surface (50mm Thk) of 150mm average depth . (Thermocol supplied by Client). | RMT | 41.3 | 7 | Approved
SOUTHWINDS PROJECT LLP (PHASE - III & IV) | CLUB PHASE - III & IV | HVAC Works |  | WO/SP34/CW34/7 | UNIVERSAL ENERGY SOLUTIONS PVT. LTD. | 4-Way Compact Cassette Type IDU's | 4-Way Compact Cassette Type IDU's - Installation, testing & Commissioning of Fully factory assembled, all wired & tested Indoor Units with cordless remote as per specifications & as required to make the system complete. |  | 0 | 0 | Approved
SOUTHWINDS PROJECT LLP (PHASE - III & IV) | CLUB PHASE - III & IV | HVAC Works |  | WO/SP34/CW34/7 | UNIVERSAL ENERGY SOLUTIONS PVT. LTD. | 1.6 TR Compact Cassette Type IDU's | 1.6 TR Compact Cassette Type IDU's | Nos. | 0 | 1200 | Approved
SOUTHWINDS PROJECT LLP (PHASE - III & IV) | CLUB PHASE - III & IV | HVAC Works |  | WO/SP34/CW34/7 | UNIVERSAL ENERGY SOLUTIONS PVT. LTD. | 1.3 TR Compact Cassette Type IDU's | 1.3 TR Compact Cassette Type IDU's | Nos. | 1 | 1200 | Approved
SOUTHWINDS PROJECT LLP (PHASE - III & IV) | CLUB PHASE - III & IV | HVAC Works |  | WO/SP34/CW34/7 | UNIVERSAL ENERGY SOLUTIONS PVT. LTD. | CeilIng Mounted Duct Type IDU's with corded Remote. | CeilIng Mounted Duct Type IDU's with corded Remote. - Installation, testing & Commissioning of Fully factory assembled, all wired & tested Indoor Units with cordless remote as per specifications & as required to make the system complete. |  | 0 | 0 | Approved
SOUTHWINDS PROJECT LLP (PHASE - III & IV) | CLUB PHASE - III & IV | HVAC Works |  | WO/SP34/CW34/7 | UNIVERSAL ENERGY SOLUTIONS PVT. LTD. | 4.5 TR Ceiling Mouted Duct Type IDU's | 4.5 TR Ceiling Mouted Duct Type IDU's | Nos. | 1 | 2000 | Approved
SOUTHWINDS PROJECT LLP (PHASE - III & IV) | CLUB PHASE - III & IV | HVAC Works |  | WO/SP34/CW34/7 | UNIVERSAL ENERGY SOLUTIONS PVT. LTD. | 4.0 TR Ceiling Mouted Duct Type IDU's | 4.0 TR Ceiling Mouted Duct Type IDU's | Nos. | 1 | 1800 | Approved
SOUTHWINDS PROJECT LLP (PHASE - III & IV) | CLUB PHASE - III & IV | HVAC Works |  | WO/SP34/CW34/7 | UNIVERSAL ENERGY SOLUTIONS PVT. LTD. | 3.2 TR Ceiling Mouted Duct Type IDU's | 3.2 TR Ceiling Mouted Duct Type IDU's | Nos. | 0 | 1800 | Approved
SOUTHWINDS PROJECT LLP (PHASE - III & IV) | CLUB PHASE - III & IV | HVAC Works |  | WO/SP34/CW34/7 | UNIVERSAL ENERGY SOLUTIONS PVT. LTD. | 2.5 TR Ceiling Mouted Duct Type IDU's | 2.5 TR Ceiling Mouted Duct Type IDU's | Nos. | 0 | 1600 | Approved
SOUTHWINDS PROJECT LLP (PHASE - III & IV) | CLUB PHASE - III & IV | HVAC Works |  | WO/SP34/CW34/7 | UNIVERSAL ENERGY SOLUTIONS PVT. LTD. | NON VRV Hiwall Units | NON VRV Hiwall Units - Installation, testing & Commissioning of Fully factory assembled, all wired & tested Indoor Units with cordless remote as per specifications & as required to make the system complete. |  | 0 | 0 | Approved
SOUTHWINDS PROJECT LLP (PHASE - III & IV) | CLUB PHASE - III & IV | HVAC Works |  | WO/SP34/CW34/7 | UNIVERSAL ENERGY SOLUTIONS PVT. LTD. | 1.8 TR(3 star rated) | 1.8 TR(3 star rated) | Nos. | 2 | 1440 | Approved
SOUTHWINDS PROJECT LLP (PHASE - III & IV) | CLUB PHASE - III & IV | HVAC Works |  | WO/SP34/CW34/7 | UNIVERSAL ENERGY SOLUTIONS PVT. LTD. | VRV systems including topping R410A gas | Supply, Installation , Commissioning of VRV systems including topping R410A gas as per site requirements. Refrigerant shall be environment friendly R410A. | HP | 50 | 743 | Approved
SOUTHWINDS PROJECT LLP (PHASE - III & IV) | CLUB PHASE - III & IV | HVAC Works |  | WO/SP34/CW34/7 | UNIVERSAL ENERGY SOLUTIONS PVT. LTD. | Installation of Refnet Joint for VRV system. | Installation of Refnet Joint for VRV system. | Nos. | 12 | 450 | Approved
SOUTHWINDS PROJECT LLP (PHASE - III & IV) | CLUB PHASE - III & IV | HVAC Works |  | WO/SP34/CW34/7 | UNIVERSAL ENERGY SOLUTIONS PVT. LTD. | Copper Refrigerant Piping with Insulation for inside the building:(VRV) | Copper Refrigerant Piping with Insulation for inside the building:(VRV) - Supply ,Installation, Testing & Commissioning of Copper Refrigerant piping for VRV system complete with fittings, supports, joining, Class O insulation with aluminium foil pested nitrile tube, commissioing as per spectifications , all accessories as per spectifications any other item required to complete the system. The all copper pipe except inside shaft shall be lying on perforated cable tray. The price for cable tray shall be measured and billed sepRtely with item No. 11(Cable Tray) |  | 0 | 0 | Approved
SOUTHWINDS PROJECT LLP (PHASE - III & IV) | CLUB PHASE - III & IV | HVAC Works |  | WO/SP34/CW34/7 | UNIVERSAL ENERGY SOLUTIONS PVT. LTD. | 6.4 mm dia SD - 13 mm thk. Insulation | 6.4 mm dia SD - 13 mm thk. Insulation | RMT | 3 | 338.2 | Approved
SOUTHWINDS PROJECT LLP (PHASE - III & IV) | CLUB PHASE - III & IV | HVAC Works |  | WO/SP34/CW34/7 | UNIVERSAL ENERGY SOLUTIONS PVT. LTD. | 9.5 mm dia SD - 19 mm thk. Insulation | 9.5 mm dia SD - 19 mm thk. Insulation | RMT | 115 | 423.7 | Approved
SOUTHWINDS PROJECT LLP (PHASE - III & IV) | CLUB PHASE - III & IV | HVAC Works |  | WO/SP34/CW34/7 | UNIVERSAL ENERGY SOLUTIONS PVT. LTD. | 12.7 mm dia SD - 19 mm thk. Insulation | 12.7 mm dia SD - 19 mm thk. Insulation | RMT | 15 | 580.45 | Approved
SOUTHWINDS PROJECT LLP (PHASE - III & IV) | CLUB PHASE - III & IV | HVAC Works |  | WO/SP34/CW34/7 | UNIVERSAL ENERGY SOLUTIONS PVT. LTD. | 15.9 mm dia HD - 19 mm thk. Insulation | 15.9 mm dia HD - 19 mm thk. Insulation | RMT | 140 | 788.5 | Approved
SOUTHWINDS PROJECT LLP (PHASE - III & IV) | CLUB PHASE - III & IV | HVAC Works |  | WO/SP34/CW34/7 | UNIVERSAL ENERGY SOLUTIONS PVT. LTD. | 19.1 mm dia HD - 25 mm thk. Insulation | 19.1 mm dia HD - 25 mm thk. Insulation | RMT | 30 | 866.4 | Approved
SOUTHWINDS PROJECT LLP (PHASE - III & IV) | CLUB PHASE - III & IV | HVAC Works |  | WO/SP34/CW34/7 | UNIVERSAL ENERGY SOLUTIONS PVT. LTD. | 22.2 mm dia HD- 25 mm thk. Insulation | 22.2 mm dia HD- 25 mm thk. Insulation | RMT | 20 | 916.75 | Approved
SOUTHWINDS PROJECT LLP (PHASE - III & IV) | CLUB PHASE - III & IV | HVAC Works |  | WO/SP34/CW34/7 | UNIVERSAL ENERGY SOLUTIONS PVT. LTD. | 25.4 mm dia HD- 25 mm thk. Insulation | 25.4 mm dia HD- 25 mm thk. Insulation | RMT | 0 | 1121.95 | Approved
SOUTHWINDS PROJECT LLP (PHASE - III & IV) | CLUB PHASE - III & IV | HVAC Works |  | WO/SP34/CW34/7 | UNIVERSAL ENERGY SOLUTIONS PVT. LTD. | 28.6 mm dia HD - 25 mm thk. Insulation | 28.6 mm dia HD - 25 mm thk. Insulation | RMT | 60 | 1316.7 | Approved
SOUTHWINDS PROJECT LLP (PHASE - III & IV) | CLUB PHASE - III & IV | HVAC Works |  | WO/SP34/CW34/7 | UNIVERSAL ENERGY SOLUTIONS PVT. LTD. | 31.8 mm dia HD - 25 mm thk. Insulation | 31.8 mm dia HD - 25 mm thk. Insulation | RMT | 0 | 1572.25 | Approved
SOUTHWINDS PROJECT LLP (PHASE - III & IV) | CLUB PHASE - III & IV | HVAC Works |  | WO/SP34/CW34/7 | UNIVERSAL ENERGY SOLUTIONS PVT. LTD. | 34.9 mm dia HD - 25 mm thk. Insulation | 34.9 mm dia HD - 25 mm thk. Insulation | RMT | 25 | 1823.05 | Approved
SOUTHWINDS PROJECT LLP (PHASE - III & IV) | CLUB PHASE - III & IV | HVAC Works |  | WO/SP34/CW34/7 | UNIVERSAL ENERGY SOLUTIONS PVT. LTD. | 38.1 mm dia HD - 25 mm thk. Insulation | 38.1 mm dia HD - 25 mm thk. Insulation | RMT | 0 | 2118.5 | Approved
SOUTHWINDS PROJECT LLP (PHASE - III & IV) | CLUB PHASE - III & IV | HVAC Works |  | WO/SP34/CW34/7 | UNIVERSAL ENERGY SOLUTIONS PVT. LTD. | 41.3 mm dia HD - 25 mm thk. Insulation | 41.3 mm dia HD - 25 mm thk. Insulation | RMT | 0 | 2404.45 | Approved
SOUTHWINDS PROJECT LLP (PHASE - III & IV) | CLUB PHASE - III & IV | HVAC Works |  | WO/SP34/CW34/7 | UNIVERSAL ENERGY SOLUTIONS PVT. LTD. | Copper Refrigerent Piping with insulation for terrece :(VRV) | Copper Refrigerent Piping with insulation for terrece :(VRV) - Supply ,Installation, Testing & Commissioning of Copper Refrigerant piping for VRV system complete with fittings, supports, joining, Class O insulation with glasscloth pested nitrile tube, commissioing as per spectifications , all accessories as per spectifications any other item required to complete the system. The all copper pipe except inside shaft shall be lying on perforated cable tray. The price for cable tray shall be measured and billed separatly with item No. 11(Cable Tray) |  | 0 | 0 | Approved
SOUTHWINDS PROJECT LLP (PHASE - III & IV) | CLUB PHASE - III & IV | HVAC Works |  | WO/SP34/CW34/7 | UNIVERSAL ENERGY SOLUTIONS PVT. LTD. | 34.9 mm dia HD - 25 mm thk. Insulation | 34.9 mm dia HD - 25 mm thk. Insulation | RMT | 10 | 1969 | Approved
SOUTHWINDS PROJECT LLP (PHASE - III & IV) | CLUB PHASE - III & IV | HVAC Works |  | WO/SP34/CW34/7 | UNIVERSAL ENERGY SOLUTIONS PVT. LTD. | 28.6 mm dia HD - 25 mm thk. Insulation | 28.6 mm dia HD - 25 mm thk. Insulation | RMT | 16 | 1436 | Approved
SOUTHWINDS PROJECT LLP (PHASE - III & IV) | CLUB PHASE - III & IV | HVAC Works |  | WO/SP34/CW34/7 | UNIVERSAL ENERGY SOLUTIONS PVT. LTD. | 19.1 mm dia HD - 25 mm thk. Insulation | 19.1 mm dia HD - 25 mm thk. Insulation | RMT | 10 | 962 | Approved
SOUTHWINDS PROJECT LLP (PHASE - III & IV) | CLUB PHASE - III & IV | HVAC Works |  | WO/SP34/CW34/7 | UNIVERSAL ENERGY SOLUTIONS PVT. LTD. | 15.9 mm dia HD - 19 mm thk. Insulation | 15.9 mm dia HD - 19 mm thk. Insulation | RMT | 12 | 880 | Approved
SOUTHWINDS PROJECT LLP (PHASE - III & IV) | CLUB PHASE - III & IV | HVAC Works |  | WO/SP34/CW34/7 | UNIVERSAL ENERGY SOLUTIONS PVT. LTD. | 12.7 mm dia SD - 19 mm thk. Insulation | 12.7 mm dia SD - 19 mm thk. Insulation | RMT | 6 | 654 | Approved
SOUTHWINDS PROJECT LLP (PHASE - III & IV) | CLUB PHASE - III & IV | HVAC Works |  | WO/SP34/CW34/7 | UNIVERSAL ENERGY SOLUTIONS PVT. LTD. | Communication Cable | Communication Cable - Supply, Installation, testing & commissioning of Control cum Transmission wiring in suitable conduits between indoor & outdoor units. |  | 0 | 0 | Approved
SOUTHWINDS PROJECT LLP (PHASE - III & IV) | CLUB PHASE - III & IV | HVAC Works |  | WO/SP34/CW34/7 | UNIVERSAL ENERGY SOLUTIONS PVT. LTD. | 2C X 1.0 Sq.mm Copper Flexible | 2C X 1.0 Sq.mm Copper Flexible | RMT | 310 | 78 | Approved
SOUTHWINDS PROJECT LLP (PHASE - III & IV) | CLUB PHASE - III & IV | HVAC Works |  | WO/SP34/CW34/7 | UNIVERSAL ENERGY SOLUTIONS PVT. LTD. | Drain Piping: | Drain Piping: - Supply & installation of floor wise Drain Piping with all necessary fittings & supporting arrangement duly insulated with 9 mm thick tubular elastomeric nitrile rubber insulation. |  | 0 | 0 | Approved
SOUTHWINDS PROJECT LLP (PHASE - III & IV) | CLUB PHASE - III & IV | HVAC Works |  | WO/SP34/CW34/7 | UNIVERSAL ENERGY SOLUTIONS PVT. LTD. | 50 mm NB rigid CPVC/UPVC Pipe with insulation | 50 mm NB rigid CPVC/UPVC Pipe with insulation | RMT | 42 | 897 | Approved
SOUTHWINDS PROJECT LLP (PHASE - III & IV) | CLUB PHASE - III & IV | HVAC Works |  | WO/SP34/CW34/7 | UNIVERSAL ENERGY SOLUTIONS PVT. LTD. | 40 mm NB rigid CPVC/UPVC Pipe with insulation | 40 mm NB rigid CPVC/UPVC Pipe with insulation | RMT | 20 | 605 | Approved
SOUTHWINDS PROJECT LLP (PHASE - III & IV) | CLUB PHASE - III & IV | HVAC Works |  | WO/SP34/CW34/7 | UNIVERSAL ENERGY SOLUTIONS PVT. LTD. | 32 mm NB rigid CPVC/UPVC Pipe with insulation | 32 mm NB rigid CPVC/UPVC Pipe with insulation | RMT | 20 | 382 | Approved
SOUTHWINDS PROJECT LLP (PHASE - III & IV) | CLUB PHASE - III & IV | HVAC Works |  | WO/SP34/CW34/7 | UNIVERSAL ENERGY SOLUTIONS PVT. LTD. | 25 mm NB rigid CPVC/UPVC Pipe with insulation | 25 mm NB rigid CPVC/UPVC Pipe with insulation | RMT | 55 | 308 | Approved
SOUTHWINDS PROJECT LLP (PHASE - III & IV) | CLUB PHASE - III & IV | HVAC Works |  | WO/SP34/CW34/7 | UNIVERSAL ENERGY SOLUTIONS PVT. LTD. | Air Distribution Works : GSS Rectangular Ducting | Air Distribution Works : GSS Rectangular Ducting - Supply ,Installation, Testing & Commissioning of GSS Rectangular Ducting complete with fittings, flanges, bracings, supports, all accessories as per spectifications any other item required to make the system complete. |  | 0 | 0 | Approved
SOUTHWINDS PROJECT LLP (PHASE - III & IV) | CLUB PHASE - III & IV | HVAC Works |  | WO/SP34/CW34/7 | UNIVERSAL ENERGY SOLUTIONS PVT. LTD. | 20 SWG | 20 SWG | Sq.Mtr. | 0 | 1238 | Approved
SOUTHWINDS PROJECT LLP (PHASE - III & IV) | CLUB PHASE - III & IV | HVAC Works |  | WO/SP34/CW34/7 | UNIVERSAL ENERGY SOLUTIONS PVT. LTD. | 22 SWG | 22 SWG | Sq.Mtr. | 10 | 1013 | Approved
SOUTHWINDS PROJECT LLP (PHASE - III & IV) | CLUB PHASE - III & IV | HVAC Works |  | WO/SP34/CW34/7 | UNIVERSAL ENERGY SOLUTIONS PVT. LTD. | 24 SWG | 24 SWG | Sq.Mtr. | 110 | 784 | Approved
SOUTHWINDS PROJECT LLP (PHASE - III & IV) | CLUB PHASE - III & IV | HVAC Works |  | WO/SP34/CW34/7 | UNIVERSAL ENERGY SOLUTIONS PVT. LTD. | Air Distribution Works : Duct Thermal insulations of ducting | Air Distribution Works : Duct Thermal insulations of ducting - Supply, installation, testing & commissioing of Duct Thermal insulations of ducting with 25/19/13mm thick alu foil pasted class O nitrile rubber insulation having dnsity ( 40-60 Kg/Cum) . |  | 0 | 0 | Approved
SOUTHWINDS PROJECT LLP (PHASE - III & IV) | CLUB PHASE - III & IV | HVAC Works |  | WO/SP34/CW34/7 | UNIVERSAL ENERGY SOLUTIONS PVT. LTD. | 19 mm thick Aluminium Foil Pasted | 19 mm thick Aluminium Foil Pasted | Sq.Mtr. | 0 | 636 | Approved
SOUTHWINDS PROJECT LLP (PHASE - III & IV) | CLUB PHASE - III & IV | HVAC Works |  | WO/SP34/CW34/7 | UNIVERSAL ENERGY SOLUTIONS PVT. LTD. | 13 mm thick Aluminium Foil Pasted | 13 mm thick Aluminium Foil Pasted | Sq.Mtr. | 55 | 510 | Approved
SOUTHWINDS PROJECT LLP (PHASE - III & IV) | CLUB PHASE - III & IV | HVAC Works |  | WO/SP34/CW34/7 | UNIVERSAL ENERGY SOLUTIONS PVT. LTD. | Air Distribution Works : thermal insulation | Air Distribution Works : thermal insulation - Supply and Fixing of thermal insulation with following thickness Class-O Nitrile sheet (density 40-60kg/cum)/ XLPE(33±3kg/cum) sheet insulation with factory pasted aluminium foil on one side for underdeck insulation using low VOC adhesive and screwing with GI washer. |  | 0 | 0 | Approved
SOUTHWINDS PROJECT LLP (PHASE - III & IV) | CLUB PHASE - III & IV | HVAC Works |  | WO/SP34/CW34/7 | UNIVERSAL ENERGY SOLUTIONS PVT. LTD. | 25 mm thick for Nitrile / Xlpe Insulation for underdeck insulation | 25 mm thick for Nitrile / Xlpe Insulation for underdeck insulation | Sq.Mtr. | 400 | 704 | Approved
SOUTHWINDS PROJECT LLP (PHASE - III & IV) | CLUB PHASE - III & IV | HVAC Works |  | WO/SP34/CW34/7 | UNIVERSAL ENERGY SOLUTIONS PVT. LTD. | Air Distribution Works : Duct Accoustic insulations of ducting | Air Distribution Works : Duct Accoustic insulations of ducting - Supply, installation, testing & commissioing of Duct Accoustic insulations of ducting with 12mm thick class- 1 open cell nitrile rubber insulation having density ( 140-180 Kg/Cum) | Sq.Mtr. | 12 | 1036 | Approved
SOUTHWINDS PROJECT LLP (PHASE - III & IV) | CLUB PHASE - III & IV | HVAC Works |  | WO/SP34/CW34/7 | UNIVERSAL ENERGY SOLUTIONS PVT. LTD. | Air Distribution Works : flexible connection between duct & fresh air/AC unit. | Supply, installation, testing & commissioning of flexible connection between duct & fresh air/AC unit. | Nos. | 14 | 1474 | Approved
SOUTHWINDS PROJECT LLP (PHASE - III & IV) | CLUB PHASE - III & IV | HVAC Works |  | WO/SP34/CW34/7 | UNIVERSAL ENERGY SOLUTIONS PVT. LTD. | Air Distribution Works : GI Duct Damper | Supply, installation, testing & commissioning GI Duct Damper for manual control of volume of air flow and for proper balancing of the air distribution system.(Min. billing quantity of each damper are 0.2sqmt) | Sq.Mtr. | 0 | 9211 | Approved
SOUTHWINDS PROJECT LLP (PHASE - III & IV) | CLUB PHASE - III & IV | HVAC Works |  | WO/SP34/CW34/7 | UNIVERSAL ENERGY SOLUTIONS PVT. LTD. | Aluminium Coller damper | Supply, installation, testing & commissioning Aluminium Coller damper for manual control of volume of air flow and for proper balancing of the air distribution system.(Min. billing quantity of each damper are 0.1sqmt) | Sq.Mtr. | 2.08 | 5847 | Approved
SOUTHWINDS PROJECT LLP (PHASE - III & IV) | CLUB PHASE - III & IV | HVAC Works |  | WO/SP34/CW34/7 | UNIVERSAL ENERGY SOLUTIONS PVT. LTD. | Extruded aluminium powder coated | Supply, installation, testing & commissioning of extruded aluminium powder coated supply/return air grill without collar damper .(Min. billing quantity of each grille are 0.1sqmt) | Sq.Mtr. | 2.08 | 5986 | Approved
SOUTHWINDS PROJECT LLP (PHASE - III & IV) | CLUB PHASE - III & IV | HVAC Works |  | WO/SP34/CW34/7 | UNIVERSAL ENERGY SOLUTIONS PVT. LTD. | extruded aluminium powder coated supply air diffuser with collar damper | Supply, installation, testing & commissioning of extruded aluminium powder coated supply air diffuser with collar damper .(Min. billing quantityof diffuser are 0.1sqmt) | Sq.Mtr. | 0 | 15375 | Approved
SOUTHWINDS PROJECT LLP (PHASE - III & IV) | CLUB PHASE - III & IV | HVAC Works |  | WO/SP34/CW34/7 | UNIVERSAL ENERGY SOLUTIONS PVT. LTD. | extruded aluminium powder coated return air diffuser without collar damper | Supply, installation, testing & commissioning of extruded aluminium powder coated return air diffuser without collar damper .(Min. billing quantityof diffuser 0.1sqmt) | Sq.Mtr. | 0 | 9854 | Approved
SOUTHWINDS PROJECT LLP (PHASE - III & IV) | CLUB PHASE - III & IV | HVAC Works |  | WO/SP34/CW34/7 | UNIVERSAL ENERGY SOLUTIONS PVT. LTD. | extrted aluminium powder coated Rain protection louver for fresh Air | Supply, installation, testing & commissioning of extrted aluminium powder coated Rain protection louver for fresh Air .(Min. billing quantityof louver are 0.1sqmt) | Sq.Mtr. | 1.6 | 8382 | Approved
SOUTHWINDS PROJECT LLP (PHASE - III & IV) | CLUB PHASE - III & IV | HVAC Works |  | WO/SP34/CW34/7 | UNIVERSAL ENERGY SOLUTIONS PVT. LTD. | MOTORIZED fire dampers | Supply, Fixing, testing and commissioning of MOTORIZED fire dampers in supply air duct /main branch and return air path as and where required with control wiring. The damper shall be motorised and spring return actuator to close the damper in the event of power failure automatically and poen the same incsae of power being restored. The damper shall also be closed in the event of fire signal completeas required and as per specifications and atleast 90 minutes rating as per UL555/1995 TESTED BY CBRI.(Min. billing quantityof damper are 0.2sqmt) | Sq.Mtr. | 0 | 9004 | Approved
SOUTHWINDS PROJECT LLP (PHASE - III & IV) | CLUB PHASE - III & IV | HVAC Works |  | WO/SP34/CW34/7 | UNIVERSAL ENERGY SOLUTIONS PVT. LTD. | Motorised actuator with Controller for above. | Motorised actuator with Controller for above. | Nos. | 0 | 9360 | Amended & Approved
SOUTHWINDS PROJECT LLP (PHASE - III & IV) | CLUB PHASE - III & IV | HVAC Works |  | WO/SP34/CW34/7 | UNIVERSAL ENERGY SOLUTIONS PVT. LTD. | Aluminium powder coated grille with collar damper for Toilet exhaust | Supply,fixing,testing and commissioining of Aluminium powder coated grille with collar damper for Toilet exhaust( qty less than 0.1 sqmtr of each grille) | Nos. | 25 | 1184 | Approved
SOUTHWINDS PROJECT LLP (PHASE - III & IV) | CLUB PHASE - III & IV | HVAC Works |  | WO/SP34/CW34/7 | UNIVERSAL ENERGY SOLUTIONS PVT. LTD. | 1.6 mm thick(upto 300mm) and 2.0mm thick(above 300mm) hot plated GI pre fabricated perforated/Lader cable trays | Supply Installation Testing Comissioning of 1.6 mm thick(upto 300mm) and 2.0mm thick(above 300mm) hot plated GI pre fabricated perforated/Lader cable trays in horizontal or vertical formation complete with duely painted MS structural supports and Necessary demarkation. |  | 0 | 0 | Approved
SOUTHWINDS PROJECT LLP (PHASE - III & IV) | CLUB PHASE - III & IV | HVAC Works |  | WO/SP34/CW34/7 | UNIVERSAL ENERGY SOLUTIONS PVT. LTD. | 150 mm wide x 25mm Height | 150 mm wide x 25mm Height | RMT | 0 | 578 | Approved
SOUTHWINDS PROJECT LLP (PHASE - III & IV) | CLUB PHASE - III & IV | HVAC Works |  | WO/SP34/CW34/7 | UNIVERSAL ENERGY SOLUTIONS PVT. LTD. | 300 mm wide x 25mm Height | 300 mm wide x 25mm Height | RMT | 10 | 931 | Approved
SOUTHWINDS PROJECT LLP (PHASE - III & IV) | CLUB PHASE - III & IV | HVAC Works |  | WO/SP34/CW34/7 | UNIVERSAL ENERGY SOLUTIONS PVT. LTD. | 450 mm wide x 50mm Height | 450 mm wide x 50mm Height | RMT | 0 | 1238 | Approved
SOUTHWINDS PROJECT LLP (PHASE - III & IV) | CLUB PHASE - III & IV | HVAC Works |  | WO/SP34/CW34/7 | UNIVERSAL ENERGY SOLUTIONS PVT. LTD. | 600 mm wide x 50mm Height | 600 mm wide x 50mm Height | RMT | 0 | 1552 | Approved
SOUTHWINDS PROJECT LLP (PHASE - III & IV) | CLUB PHASE - III & IV | HVAC Works |  | WO/SP34/CW34/7 | UNIVERSAL ENERGY SOLUTIONS PVT. LTD. | INLINE FANS | INLINE FANS - Supply, Installation, Testing & Commissioning of duct mounted / Cabinet-type Inline Fans for fresh / exhaust air as shown in drawings. Each fan shall be complete with motor, mounting flanges and all accessories required to complete the installation. The motor shall be suitable for 240±10% volts, 50 Hz, 1 phase, A.C. supply. |  | 0 | 0 | Approved
SOUTHWINDS PROJECT LLP (PHASE - III & IV) | CLUB PHASE - III & IV | HVAC Works |  | WO/SP34/CW34/7 | UNIVERSAL ENERGY SOLUTIONS PVT. LTD. | 450 CFM@15 mm WC static pressure | 450 CFM@15 mm WC static pressure | Nos. | 1 | 11056 | Approved
SOUTHWINDS PROJECT LLP (PHASE - III & IV) | CLUB PHASE - III & IV | HVAC Works |  | WO/SP34/CW34/7 | UNIVERSAL ENERGY SOLUTIONS PVT. LTD. | 500 CFM@15 mm WC static pressure | 500 CFM@15 mm WC static pressure | Nos. | 1 | 11056 | Approved
SOUTHWINDS PROJECT LLP (PHASE - III & IV) | CLUB PHASE - III & IV | HVAC Works |  | WO/SP34/CW34/7 | UNIVERSAL ENERGY SOLUTIONS PVT. LTD. | 600 CFM@ 15 mm WC static pressure | 600 CFM@ 15 mm WC static pressure | Nos. | 2 | 12893 | Approved
SOUTHWINDS PROJECT LLP (PHASE - III & IV) | CLUB PHASE - III & IV | HVAC Works |  | WO/SP34/CW34/7 | UNIVERSAL ENERGY SOLUTIONS PVT. LTD. | propeller fans as per following capacities. | Supply,installation,testing & Commissioning of propeller fans as per following capacities. |  | 0 | 0 | Approved
SOUTHWINDS PROJECT LLP (PHASE - III & IV) | CLUB PHASE - III & IV | HVAC Works |  | WO/SP34/CW34/7 | UNIVERSAL ENERGY SOLUTIONS PVT. LTD. | 150 CFM | 150 CFM | Nos. | 2 | 2250 | Approved
SOUTHWINDS PROJECT LLP (PHASE - III & IV) | CLUB PHASE - III & IV | HVAC Works |  | WO/SP34/CW34/7 | UNIVERSAL ENERGY SOLUTIONS PVT. LTD. | Kitchen Exhaust Fan | Kitchen Exhaust Fan - Supply, Installation, testing and commissioning of factory febricated and assembled cabinet type fan wiith motor, centrifugal blowe complete in all respect of following capacities. The unit shall be compatible for outdoor installation. |  | 0 | 0 | Approved
SOUTHWINDS PROJECT LLP (PHASE - III & IV) | CLUB PHASE - III & IV | HVAC Works |  | WO/SP34/CW34/7 | UNIVERSAL ENERGY SOLUTIONS PVT. LTD. | 2400 CFM @ 40mmwc SP for Kitchen Exhaust. The motor shold be outside of air path. | 2400 CFM @ 40mmwc SP for Kitchen Exhaust. The motor shold be outside of air path. | Nos. | 1 | 78042.5 | Approved
SOUTHWINDS PROJECT LLP (PHASE - III & IV) | CLUB PHASE - III & IV | HVAC Works |  | WO/SP34/CW34/7 | UNIVERSAL ENERGY SOLUTIONS PVT. LTD. | Kitchen Fresh air fans | Kitchen Fresh air fans - Supply, Installation, Testing & Commissioning of duct mounted / Cabinet-type Fans for kitchen fresh airas shown in drawings. Each fan shall be complete with motor, mounting flanges and all accessories required to complete the installation. The motor shall be suitable for 240±10% volts, 50 Hz, 1 phase, A.C. supply. |  | 0 | 0 | Approved
SOUTHWINDS PROJECT LLP (PHASE - III & IV) | CLUB PHASE - III & IV | HVAC Works |  | WO/SP34/CW34/7 | UNIVERSAL ENERGY SOLUTIONS PVT. LTD. | 2100 CFM @ 20mmwc for Fresh Air of Kitchen with Pre Filter. | 2100 CFM @ 20mmwc for Fresh Air of Kitchen with Pre Filter. | Nos. | 1 | 50447 | Approved
SOUTHWINDS PROJECT LLP (PHASE - III & IV) | CLUB PHASE - III & IV | HVAC Works |  | WO/SP34/CW34/7 | UNIVERSAL ENERGY SOLUTIONS PVT. LTD. | DOL/Y-Delta Starter for kitchen exhaust Unit | Supply, installation, testing and commissioning of DOL/Y-Delta Starter for kitchen exhaust Unit complete with 4P MCB as incommer, Contactor, O/L relay, ON-OFF-TRIP indication lamp, push bottom swich, auto/manual selecter swich and all accessories to complete the system. Provide pottential free contact with 24V relay for integrating with BMS and Fire Alarm System System. | Nos. | 1 | 16500 | Approved
SOUTHWINDS PROJECT LLP (PHASE - III & IV) | CLUB PHASE - III & IV | HVAC Works |  | WO/SP34/CW34/7 | UNIVERSAL ENERGY SOLUTIONS PVT. LTD. | Refnet Joint for VRV system | Supply, Installation, testing and commissioning of Refnet Joint for VRV system | Nos. | 12 | 2782.08 | Approved
The Ramdulari | BLOCK | Painting | External Painting | WO/RP/RP02/47 | ARTISAN | Misc. Hole Packing Work. | Charges for Misc. hole packing work at tower at all levels including removing PVC pipe/ Cleaning grease with tools tackles, Jula Bhara etc. all complete as per direction of EIC. Client Supply: Fosroc GP2/ Equivalent | Nos | 10000 | 9 | Approved
SOUTHWINDS PROJECT LLP (PHASE - III & IV) | CLUB PHASE - III & IV | Grill / Steel Work |  | WO/SP34/CW34/8 | Sarmistha Enterprise | MS Staircase with Railling as per drawing and direction of Engineer-in-Charge at Club | Supply, fabrication & erection of MS Staircase with Railling of Using RHS 200x100x6mm, 75x40x3.2mm, 50x25x3.2mm and SHS 40x40x3.2mm, 25x25x3.2mm and MS pipe 300NB x 6.3mm for column, MS Pipe 50NB x 3.6mm, MS Chequred, MS base plate, Solid Sq. Bar, anchor Fastener, cutting, welding & wastage, transportation included & erection at all levels as per drawing and direction of Engineer-in-Charge. The structure Shall be Coated with 1+1 coat of Epoxy Primer & two coats of PU based Enamel Paint etc. direction of Engineer-in-Charge. | Kgs | 2810 | 120 | Approved
SOUTHWINDS PROJECT LLP (PHASE - III & IV) | CLUB PHASE - III & IV | Grill / Steel Work |  | WO/SP34/CW34/8 | Sarmistha Enterprise | Parapet Railing as per drawing and direction of Engineer-in-Charge at Club (7th Floor) | Supply, Fabrication & erection of Parapet Railing made with 50x50x2.6 mm SHS as vertical post & 60x40x2.6 mm at top layer(as shown in drwg.), lugs all complete, including cost of one coat of Epoxy based primer, transportation and loading-unloading at roof floor level as per drawing and direction of Engineer-in-Charge. | Kgs | 531.06 | 105 | Approved
SOUTHWINDS PROJECT LLP (PHASE - III & IV) | CLUB PHASE - III & IV | Grill / Steel Work |  | WO/SP34/CW34/8 | Sarmistha Enterprise | PVC Coated GI Fencing & MS Structure as per drawing and direction of Engineer-in-Charge at Club (7th Floor) | "Providing, fabricating and installation of PVC Coated GI Fencing will be made of MS-SHS-132 x 132 x 3.6 as post (as shown in drwg) over 240 x 300 x 10 mm base plate with 4 nos 10 mm dia anchor fastner and 91.5 x 91.5x 3.6 as post (as shown in drwg) over 250 x 150 x 10 base plate with 4 nos 8 mm dia anchor fastner , PVC Coated GI chain link, including frame work with MS Angle-ISA- 35x35x6mm and flat 30x6 as framing of PVC Coated GI chain link ; including One Coat of epoxy Primer of approved manufacture at all MS section, Gas Set, Welding set all Machinery, all tools & tackles and lifting, loading -unloading charges as per direction of Engineer-in-charge. Bottle Hinge & Lock arrangement are in contractor scope"" Gate Size:- As per drawing/site" |  | 0 | 0 | Approved
SOUTHWINDS PROJECT LLP (PHASE - III & IV) | CLUB PHASE - III & IV | Grill / Steel Work |  | WO/SP34/CW34/8 | Sarmistha Enterprise | MS Structure | Supply, Fabrication & Erection of MS Structure | Kgs | 2523.94 | 105 | Approved
SOUTHWINDS PROJECT LLP (PHASE - III & IV) | CLUB PHASE - III & IV | Grill / Steel Work |  | WO/SP34/CW34/8 | Sarmistha Enterprise | PVC Coated GI Fencing | PVC Coated GI Fencing: Supply and installation of PVC Coated GI Fencing (Colour approved by Site) as per drawing and direction of EIC | Sq.Ft. | 1505.53 | 40 | Approved
SOUTHWINDS PROJECT LLP (PHASE - III & IV) | CLUB PHASE - III & IV | Painting | Internal Painting | WO/SP34/CW34/9 | JAHANGIR ALAM ENTERPRISE | Painting at True Ceiling of MLCP (6th & 7th Floor) as per direction of Engineer in charge | Providing and applying of two coat of Primer and Acrylic Putty(wherever required) followed by two coats of Plastic Emulsion Paint (Premium Quality) of approved shade & brand with complete finish, up to the required height including all surfaces properly rubbed, smoothened with emery paper, thoroughly cleaned by dry mopping with cloths to make the surfaces dust free prior to application of paint, including fill cracks and holes with approved filler if required so with necessary tools, tackles & scaffolding at all levels as per direction of Engineer in charge Brand: Asian/ ICI/ Berger, color:-as per site decision, Location:- True ceiling of MLCP (6th & 7th Floor) | Sq.Ft. | 5741 | 10.75 | Approved
Primarc Chambers | OVERHEAD | In-house labour |  | WO/PCH/PC05/21 | Balaji Enterprise | Unskilled labour - (Revised Rate from 1st Dec, 2024) | Charges of Unskilled labour for misc work as per direction of EIC. Time Period: ( From 1st Dec, 2024). |  | 0 | 0 | Amended & Approved
Primarc Chambers | OVERHEAD | In-house labour |  | WO/PCH/PC05/21 | Balaji Enterprise | Unskilled labour (From Dec, 2024) | Charges of Unskilled Labour for misc work at Site as per requirement & direction of EIC. Daily Time Schedule-6AM-6PM(12Hrs) 10:15 hours working time & 1hr 45mins of break time (Breakfast- 8AM-8.45AM & Lunch-1PM-2PM) . Time Period: ( From 1st Dec, 2024). | Nos | 1796 | 480 | Approved
Primarc Chambers | OVERHEAD | In-house labour |  | WO/PCH/PC05/21 | Balaji Enterprise | Loading - unloading | Charges for loading - unloading, transportation, hire charges for machinery work as per direction of Engineer-in-Charge. Time Period: From 1st Dec 2024 | Nos | 1796 | 19.2 | Approved
Primarc Chambers | COMMON INFRASTRUCTURE | Grill / Steel Work |  | WO/PCH/PC04/27 | ADA-METCON | Rectification work of Main gate | Rectification work of Main gate by replacement of MS Flat as per approved dwg. and direction of EIC . | Lump Sum | 1 | 15000 | Approved
SOUTHWINDS PROJECT LLP (PHASE - III & IV) | PRE-CONSTRUCTION PHASE - III & IV | Labour Hutment |  | WO/SP34/PC34/64 | ANIRBAN ENTERPRISE | Macha / Bed making as per drawing and direction of EIC | Providing and making charges of Macha with bamboo structure including all consumables, tools & tackles as per drawing and direction of EIC. All material will be supplied by contactor. | Sq.Ft. | 1017.886 | 26 | Approved
Primarc Aadvika | PRE-CONSTRUCTION PHASE | Site Office | Civil and Finishing Work of Site Office | WO/HW1/PHW1/7 | HINDUSTAN ALUMINIUM WORKS | 20 Series 1.5 mm thickness Aluminium with 4mm Clear Float Glass Sliding Window | Providing and fixing of 20 Series 1.5 mm thickness 2 track 2 shutter Sliding Window powder coated (Natural Aluminium colour) with 4 mm thk. Clear Float Glass with complete designing including all fitting and fixture at all level as per approved drawing and direction of EIC . Detail material specification attached in Annexure-I. |  | 0 | 0 | Amended & Approved
Primarc Aadvika | PRE-CONSTRUCTION PHASE | Site Office | Civil and Finishing Work of Site Office | WO/HW1/PHW1/7 | HINDUSTAN ALUMINIUM WORKS | 20 Series 1.5 mm thickness Aluminium with 4mm Clear Float Glass Sliding + fixed Window | Providing and fixing of 20 Series 1.5 mm thickness 2 track 2 shutter Sliding & Central 1200mm fixed Window powder coated (Natural Aluminium colour) with 4 mm thk. Clear Float Glass with complete designing including all fitting and fixture at all level as per approved drawing and direction of EIC . Detail material specification attached in Annexure-I. |  | 0 | 0 | Amended & Approved
Primarc Aadvika | PRE-CONSTRUCTION PHASE | Site Office | Civil and Finishing Work of Site Office | WO/HW1/PHW1/7 | HINDUSTAN ALUMINIUM WORKS | Adjustable glass louvers with exhaust provision | Providing and fixing of 25x50x1.2mm tube frame with adjustable glass (4mm Pinhead frosted glass) louvers, Top side Fixed with Exhaust Provision including all fitting and fixture at all level as per approved drawing and direction of EIC. Detail material specification attached in Annexure-I NB: The exhaust fan cut out area should be cover by glass or Ply / aprooved material as per direction of EIC |  | 0 | 0 | Amended & Approved
Primarc Aadvika | PRE-CONSTRUCTION PHASE | Site Office | Civil and Finishing Work of Site Office | WO/HW1/PHW1/7 | HINDUSTAN ALUMINIUM WORKS | Single Shutter Casement Door With Glass & Acrylic Sheet | Providing & fixing of Single Shutter Casement Door with 5 mm thk. Clear Float Glass at top & bottom with ACP sheet with required fittings, Floor Spring, Door Lock, Door Handle (300mm) on both side, Door stopper, Door Closer with all required accessories & fittings as per approved drawing and direction of EIC. Detail material specification attached in Annexure-I |  | 0 | 0 | Amended & Approved
Primarc Aadvika | PRE-CONSTRUCTION PHASE | Site Office | Civil and Finishing Work of Site Office | WO/HW1/PHW1/7 | HINDUSTAN ALUMINIUM WORKS | (1200X1200)- 1 nos | Window at Project Manager Room : (1200X1200)- 1 nos | Sq.Ft. | 15.5 | 281.26 | Approved
Primarc Aadvika | PRE-CONSTRUCTION PHASE | Site Office | Civil and Finishing Work of Site Office | WO/HW1/PHW1/7 | HINDUSTAN ALUMINIUM WORKS | (1200X1200)- 1 nos | Window at Conference Room : (1200X1200)- 1 nos | Sq.Ft. | 15.5 | 281.26 | Approved
Primarc Aadvika | PRE-CONSTRUCTION PHASE | Site Office | Civil and Finishing Work of Site Office | WO/HW1/PHW1/7 | HINDUSTAN ALUMINIUM WORKS | (1200X1200)- 2 nos | Window at Engineer's Room : (1200X1200)- 2 nos | Sq.Ft. | 31 | 281.26 | Approved
Primarc Aadvika | PRE-CONSTRUCTION PHASE | Site Office | Civil and Finishing Work of Site Office | WO/HW1/PHW1/7 | HINDUSTAN ALUMINIUM WORKS | (1000X1200)- 3 nos | Window at Store Front : (1000X1200)- 3 nos | Sq.Ft. | 38.75 | 311.4 | Approved
Primarc Aadvika | PRE-CONSTRUCTION PHASE | Site Office | Civil and Finishing Work of Site Office | WO/HW1/PHW1/7 | HINDUSTAN ALUMINIUM WORKS | (900X1200)- 1 nos | Window at Pantry : (900X1200)- 1 nos | Sq.Ft. | 11.625 | 331.5 | Approved
Primarc Aadvika | PRE-CONSTRUCTION PHASE | Site Office | Civil and Finishing Work of Site Office | WO/HW1/PHW1/7 | HINDUSTAN ALUMINIUM WORKS | (2400X1200)- 1 nos | Window at Conference Room : (2400X1200)- 1 nos | Sq.Ft. | 31 | 222.49 | Approved
Primarc Aadvika | PRE-CONSTRUCTION PHASE | Site Office | Civil and Finishing Work of Site Office | WO/HW1/PHW1/7 | HINDUSTAN ALUMINIUM WORKS | (750X900)- 2 nos | Window at Toilet : (750X900)- 2 nos | Sq.Ft. | 14.531 | 271.68 | Approved
Primarc Aadvika | PRE-CONSTRUCTION PHASE | Site Office | Civil and Finishing Work of Site Office | WO/HW1/PHW1/7 | HINDUSTAN ALUMINIUM WORKS | (600X900)- 1 nos | Window at Toilet : (600X900)- 1 nos | Sq.Ft. | 5.813 | 302.71 | Approved
Primarc Aadvika | PRE-CONSTRUCTION PHASE | Site Office | Civil and Finishing Work of Site Office | WO/HW1/PHW1/7 | HINDUSTAN ALUMINIUM WORKS | (1200X2100)- 1 nos | Door at Entrance : (1200X2100)- 1 nos | Sq.Ft. | 27.125 | 530.5 | Approved
The Ramdulari | BLOCK | POP/PUTTY Work |  | WO/RP/RP02/50 | GAZI PAINTS PRIVATE LIMITED | Putty Work | Charges for providing & applying of 6 coats/ patti (Gypsum +Putty Mix ) (Coverage 2.5 Sqft /Kg and Putty 7 Sqft Kg )of fine wall putty (APPROX. 5-6 mm THK.) with super white & superfine quality on concrete / plaster surface including preparation of surface to remove any lumps, rendering, chipping of raised portion, grinding with necessary scaffolding, lifting materials tools and tackles all complete at all level as per drawing and direction of Engineer-in-Charge. Brand of Putty: Asian/Berger Location: Main & Service Stair (2nd to 26th Floor ) | Sq.Ft. | 41955 | 11.5 | Amended & Approved
Primarc Aadvika | COMMON INFRASTRUCTURE | Land Development |  | WO/HW1/PHW2/3 | MANOJ KUMAR JHA | Supply of Silver Sand. | Supply of Silver Sand including compaction at the desired location at all levels with watering, ramming, consolidation etc. as necessary & as directed by the EIC. The rates are inclusive of all materials, labours, tools/tackles, etc. all complete. | Cft. | 27929.586 | 32 | Approved
Primarc Aadvika | COMMON INFRASTRUCTURE | Land Development |  | WO/HW1/PHW2/3 | MANOJ KUMAR JHA | Escalated on for item no. 1.1 | Rate Escalation against item no. 1.1 for 9375 Cft. silver sand. | Cft. | 9375 | 8 | Approved
Primarc Aadvika | COMMON INFRASTRUCTURE | Consultancy Charges | OTHER CONSLUTANTS | WO/HW1/PHW2/11 | Skipper Technologies India Pvt Ltd | Calibration Charges of Total Station , Auto Level & FiberGlass Teliscope | Calibration Charges of Total Station, Auto Level & Supply of Fiberglass Telescope Tripod for Total Station |  | 0 | 0 | Amended & Approved
Primarc Aadvika | COMMON INFRASTRUCTURE | Consultancy Charges | OTHER CONSLUTANTS | WO/HW1/PHW2/11 | Skipper Technologies India Pvt Ltd | Total Station | Service & Calibration Charges of Total Station Model CX-105 | Nos | 1 | 12000 | Approved
Primarc Aadvika | COMMON INFRASTRUCTURE | Consultancy Charges | OTHER CONSLUTANTS | WO/HW1/PHW2/11 | Skipper Technologies India Pvt Ltd | Auto Level | Calibration Charges of Sokkia Auto Level Model B30, (Sl.No-173485) | Nos | 1 | 1200 | Approved
Primarc Aadvika | COMMON INFRASTRUCTURE | Consultancy Charges | OTHER CONSLUTANTS | WO/HW1/PHW2/11 | Skipper Technologies India Pvt Ltd | Telescopic Tripod | Supply of Fiberglass Telescopic Tripod for total station Brand -Topcon | Nos | 1 | 5500 | Approved
Primarc Chambers | OVERHEAD | Pest Control |  | WO/PCH/PC05/9 | Secura Infra Services Pvt. Ltd. | Mosquito Control Treatment | Mosquito Control Treatment at Site Premises: (Work period: Dec, 2024- Jan, 2025) |  | 0 | 0 | Approved
Primarc Chambers | OVERHEAD | Pest Control |  | WO/PCH/PC05/9 | Secura Infra Services Pvt. Ltd. | Mosquito Control Treatment at Site Premises | Mosquito Control Treatment at Site Premises: I. Larvae Control Treatment Spraying Chemical (Temiphos/Sumilarv) 3 times in Month. II. Adult Mosquito Control Treatment a) Spraying Chemical (Cyphenothrin Malathion) 15 times in Month. b) Smoke Fogging (Cyphenothrin 5% EC/Deltamethrin 1.25% ULV) 15 times in Month at Project premises. (AREA- Basement, 5th & 6th Floor and tidbit areas) as per direction of EIC | Months | 2 | 8340 | Approved
Primarc Chambers | OVERHEAD | Pest Control |  | WO/PCH/PC05/9 | Secura Infra Services Pvt. Ltd. | Mosquito Control treatment at Labour Hutment | Mosquito Control treatment at Labour Hutment: I. Adult Mosquito Control Treatment a. Spraying Chemical (Landa-Cyhalothrin) 2 times in Month at Labour Hutment as per direction of Engineer in Charge | Months | 2 | 1800 | Approved
Primarc Chambers | BLOCK | Painting | Internal Painting | WO/PCH/PC01/37 | GAZI PAINTS PRIVATE LIMITED | Basement, Ground Meter & Panel Room | Providing and applying of two coats of cement based paint at all level including Rub down, clean and filled with approve filler material with necessary tools, tackles & scaffolding if required at all levels as per Engineer-in-Charge. Location- GFL Meter & Panel Room, Wall between C-12 & 17, Basement Stair Ceiling & Landing walls, STP Plant Room & Fire - Domestic Pump Room. | Sq.Ft. | 8292 | 4.4 | Approved
Primarc Aadvika | PRE-CONSTRUCTION PHASE | Site Office | Plumbing Work | WO/HW1/PHW1/9 | GOBINDA CHANDRA SAHOO | PVC SWR TYPE-B | Labour charge for fixing Underground pipe upto 600 mm depth from FGL PVC SWR TYPE-B or PP Pipes for ,Soil , waste and vent in Shaft Location including all fittings with / without access door of any degree, Single / Double / Equal / Unequal junctions, bends, offsets, Cowls, Collars, Access / door pieces, insertions, rubber washer 3 mm thick, bolts & nuts , GI Holder bats and clamps of approved design and jointing with drip seal joints including cutting holes in Walls & floors and making good the same wherever required. (Application: For Rain Water ,Soil, Waste & Vent Pipes) [ Necessary Dia. of Pipes & their Fittings and all CP Fitting Materials will be supplied by Client. |  | 0 | 0 | Approved
Primarc Aadvika | PRE-CONSTRUCTION PHASE | Site Office | Plumbing Work | WO/HW1/PHW1/9 | GOBINDA CHANDRA SAHOO | UPVC Pipe | Charges for laying, fitting and fixing UPVC Pipe (SH-40) (For Water Supply purpose) as per IS:4984 of various dia at ceiling level from FGL and perfect alignment as shown in drawing complete ….to prevent collapsing of soil.with solvent cement joints including cutting the pipes to correct length testing, including providing an fixing with all types of UPVC fittings all complete. (For Cold Water Piping) (only pipe, fittings would be supplied by the Employer free of cost, but subjected to reconciliation) |  | 0 | 0 | Approved
Primarc Aadvika | PRE-CONSTRUCTION PHASE | Site Office | Plumbing Work | WO/HW1/PHW1/9 | GOBINDA CHANDRA SAHOO | Construction of water tight brick masonry in Gully Pit / Sewerage Pit | Charges for Construction of water tight brick masonry in Gully Pit / Sewerage Pit as per drawing of following sizes using designated brickwork(Red Brick) 250mm in cement sand mortar (1:4), over a bed of Single Layer BFS followed by 125 mm thk. PCC (1:3:6), 15 mm thick inside plastering work with cement plaster (1:4) finished with a floating coat of neat cement, outside making jointing & pointing and making channel and benching in cement concrete (1:2:4), RCC (1:1.5:3) 150 mm thick top slab with 10 mm dia reinforcement at 150mm c/c in double layer to hold the FRP cover, fixing FRP rectangular type manhole cover, fixing of rung ladder, testing all complete as per specifications and approved drawings. Rates shall include the cost of excavation in all sorts of soil, compacting the base, disposing of surplus earth within the site premises (lead up to 0.5 km), backfilling work after completion of job, all complete. The rate is inclusive of bailing out of water during excavation and shoring work, if required to prevent collapsing of soil. (Only cement, PVC Gully trap, Cover, Rung Ladder, Reinforcement Steel (From Scrap) would be supplied by the Employer but subjected to reconciliation). Work to be done as per drawing and direction of EIC. |  | 0 | 0 | Approved
Primarc Aadvika | PRE-CONSTRUCTION PHASE | Site Office | Plumbing Work | WO/HW1/PHW1/9 | GOBINDA CHANDRA SAHOO | ball valve | Labour charge for fixing forged brass nickel plated lever operated ball valve of full flow with forged brass hard chrome plated ball with min. working pressure of 16 Kg/cm2 . Lever should be anti rust coating, complete in all respects (For Domestic CWS/FWS Application) |  | 0 | 0 | Approved
Primarc Aadvika | PRE-CONSTRUCTION PHASE | Site Office | Plumbing Work | WO/HW1/PHW1/9 | GOBINDA CHANDRA SAHOO | Installation of 1000 Ltrs. PVC Tank | Labour charge for installation of 1000 Ltrs. PVC Tank with inlet and outlet water supply connection | Nos. | 1 | 2000 | Approved
Primarc Aadvika | PRE-CONSTRUCTION PHASE | Site Office | Plumbing Work | WO/HW1/PHW1/9 | GOBINDA CHANDRA SAHOO | EPWC wall hung set | Charges for Handling, lifting, Fitting, fixing, & testing EPWC wall hung set with cistern, seat cover, health faucet, angular, CP floor gratings and its drainage outlet upto Shaft and also The scope includes the following works for the above, Groove Cutting, mending good the damages, CPVC Pipe concealed inside of the Toilet with Hot & Cold Line including their necessary fittings as Elbows, Tees, Sockets, Valves etc complete with all accessories of approved make, shape and type and all labour charges including cutting holes , grouting with sealing compound etc and necessary materials ( Pipe ,CP connector pipe as required length and dia, CP screw, PVC fastener , applying two coats of synthetic enamel paint of approved colour matched with the sanitary ware etc ) complete in all respect. (PIPE, Fittings, CP angular stop cock, health faucet set, EPWC, seat cover, concealed cistern, CP gratings, cement shall be supplied by CLIENT, Solvent cement, Clamp, sand & stone (if required) shall be under the scope of contractor ) | Nos. | 2 | 1640 | Approved
Primarc Aadvika | PRE-CONSTRUCTION PHASE | Site Office | Plumbing Work | WO/HW1/PHW1/9 | GOBINDA CHANDRA SAHOO | wash basin set | Charges for Handling, lifting, Fitting, fixing, & testing wash basin set with Angular stop cock, Basin waste, Bottle trap, Sensor type basin mixture / pillar cock Anchor fastner all necessary accessories of approved make and shape & type complete and its drainage outlet upto Shaft and also The scope includes the following works for the above, Groove Cutting, mending good the damages, CPVC Pipe concealed inside of the Toilet with Hot & Cold Line including their necessary fittings as Elbows, Tees, Sockets, Valves etc complete with all accessories of approved make, all labour charges including cutting holes , grouting with sealing compound etc and necessary materials, mending good damages and if required painting the brackets with two coats of approved paint complete in all respect.( PIPE, Fittings, Wash Basin , CP Bottle-trap, CP Waste, Basin Mixer - Pillar Cock (Sensor type), cement shall be supplied by CLIENT , Solvent cement, Clamp, sand & stone (if required) shall be under the scope of contractor ) | Nos. | 2 | 870 | Approved
Primarc Aadvika | PRE-CONSTRUCTION PHASE | Site Office | Plumbing Work | WO/HW1/PHW1/9 | GOBINDA CHANDRA SAHOO | Urinal | Charges for Handling, lifting, Fitting, fixing, & testing of Urinal approved make in position including other accessories CP Angular stop cock, CP waste, CP wall flange, CP extension pieces ,bottle trap, and its drainage outlet upto Shaft and also The scope includes the following works for the above, Groove Cutting, mending good the damages, CPVC Pipe concealed inside of the Toilet with Cold Line including their necessary fittings as Elbows, Tees, Sockets, Valves etc complete with all accessories of approved make, and all labour charges including for cutting holes / chase and making good the same with mortar / concrete as require to complete the work as per the direction of in-charge. (PIPE, Fittings, Angular stop cock, Bottle trap Urinal Set, Cement shall be supplied by CLIENT and Solvent cement, Clamp, Sand, Stone (if required) shall be under the scope of contractor.) | Nos. | 3 | 650 | Approved
Primarc Aadvika | PRE-CONSTRUCTION PHASE | Site Office | Plumbing Work | WO/HW1/PHW1/9 | GOBINDA CHANDRA SAHOO | SS SINK set | Charges for Handling, lifting, Fitting, fixing, & testing SS SINK set with Angular stop cock, Basin waste, Bottle trap, Sensor type basin mixture / pillar cock Anchor fastner all necessary accessories of approved make and shape & type complete and its drainage outlet upto Shaft and also The scope includes the following works for the above, Groove Cutting, mending good the damages, CPVC Pipe concealed inside of the Toilet with Hot & Cold Line including their necessary fittings as Elbows, Tees, Sockets, Valves etc complete with all accessories of approved make, all labour charges including cutting holes , grouting with sealing compound etc and necessary materials, mending good damages and if required painting the brackets with two coats of approved paint complete in all respect.( PIPE, Fittings, Wash Basin , CP Bottle-trap, CP Waste, Basin Mixer - Pillar Cock (Sensor type), cement shall be supplied by CLIENT , Solvent cement, Clamp, sand & stone (if required) shall be under the scope of contractor ) | Nos. | 1 | 850 | Approved
Primarc Aadvika | PRE-CONSTRUCTION PHASE | Site Office | Plumbing Work | WO/HW1/PHW1/9 | GOBINDA CHANDRA SAHOO | Dismantling | Dismantling of floor Pcc by pneumatic hammer and shifting all disbursed at outside of the project. | RMT | 32 | 300 | Approved
Primarc Aadvika | PRE-CONSTRUCTION PHASE | Site Office | Plumbing Work | WO/HW1/PHW1/9 | GOBINDA CHANDRA SAHOO | 50 mm dia (Agriculture) | 50 mm dia (Agriculture) | RMT | 3 | 245 | Approved
Primarc Aadvika | PRE-CONSTRUCTION PHASE | Site Office | Plumbing Work | WO/HW1/PHW1/9 | GOBINDA CHANDRA SAHOO | 75 mm dia | 75 mm dia | RMT | 12 | 320 | Approved
Primarc Aadvika | PRE-CONSTRUCTION PHASE | Site Office | Plumbing Work | WO/HW1/PHW1/9 | GOBINDA CHANDRA SAHOO | 110 mm dia | 110 mm dia | RMT | 15 | 375 | Approved
Primarc Aadvika | PRE-CONSTRUCTION PHASE | Site Office | Plumbing Work | WO/HW1/PHW1/9 | GOBINDA CHANDRA SAHOO | 160 mm dia | 160 mm dia | RMT | 6 | 405 | Approved
Primarc Aadvika | PRE-CONSTRUCTION PHASE | Site Office | Plumbing Work | WO/HW1/PHW1/9 | GOBINDA CHANDRA SAHOO | 32 NB Pipe | 32 NB Pipe | RMT | 18 | 235 | Approved
Primarc Aadvika | PRE-CONSTRUCTION PHASE | Site Office | Plumbing Work | WO/HW1/PHW1/9 | GOBINDA CHANDRA SAHOO | 20 NB Pipe | 20 NB Pipe | RMT | 21 | 185 | Approved
Primarc Aadvika | PRE-CONSTRUCTION PHASE | Site Office | Plumbing Work | WO/HW1/PHW1/9 | GOBINDA CHANDRA SAHOO | (450X 450 X upto 500) | (450X 450 X upto 500)- | Nos | 1 | 7200 | Approved
Primarc Aadvika | PRE-CONSTRUCTION PHASE | Site Office | Plumbing Work | WO/HW1/PHW1/9 | GOBINDA CHANDRA SAHOO | (600 X 600 X 501 to 1000) | (600 X 600 X 501 to 1000) - | Nos | 2 | 9900 | Approved
Primarc Aadvika | PRE-CONSTRUCTION PHASE | Site Office | Plumbing Work | WO/HW1/PHW1/9 | GOBINDA CHANDRA SAHOO | 20 mm dia | 20 mm dia | Nos. | 3 | 160 | Approved
Primarc Aadvika | PRE-CONSTRUCTION PHASE | Site Office | Plumbing Work | WO/HW1/PHW1/9 | GOBINDA CHANDRA SAHOO | 32 mm dia | 32 mm dia | Nos. | 1 | 195 | Approved
Primarc Aadvika | PRE-CONSTRUCTION PHASE | Water Proofing |  | WO/HW1/PHW1/10 | DRS AQUA ENGINEER | Terrace Waterproofing repairing work as per B.O.Q & direction of EIC | Water proofing treatment work at Roof as per B.O.Q & direction of EIC. Detailed scope as per Annexure I (Total Area of Roof and Considering 300mm Skirting -14000 Sqft Area)(Rate including all required materials, labours, tools & tackles and necessary arrangements for the work. Shifting & lifting of all materials & machineries are in contractor's scope.) | Sq.Ft. | 14000 | 50 | Approved
Primarc Aadvika | EXPERIENCE CENTER | Plumbing/Sanitory |  | WO/HW1/PHW3/6 | GOBINDA CHANDRA SAHOO | PVC SWR TYPE-B | Labour charge for fixing Underground pipe upto 600 mm depth PVC SWR TYPE-B or PP Pipes for ,Soil , waste and vent in Shaft Location including all fittings with / without access door of any degree, Single / Double / Equal / Unequal junctions, bends, offsets, Cowls, Collars, Access / door pieces, insertions, rubber washer 3 mm thick, bolts & nuts , GI Holder bats and clamps of approved design and jointing with drip seal joints including cutting holes in Walls & floors and making good the same wherever required. (Application: For Rain Water ,Soil, Waste & Vent Pipes) [ Necessary Dia. of Pipes & their Fittings and all CP Fitting Materials will be supplied by Client. |  | 0 | 0 | Approved
Primarc Aadvika | EXPERIENCE CENTER | Plumbing/Sanitory |  | WO/HW1/PHW3/6 | GOBINDA CHANDRA SAHOO | UPVC Pipe (SH-40) | Charges for laying, fitting and fixing UPVC Pipe (SH-40) (For Water Supply purpose) as per IS:4984 of various dia at ceiling level from FGL and perfect alignment as shown in drawing complete ….to prevent collapsing of soil.with solvent cement joints including cutting the pipes to correct length testing, including providing an fixing with all types of UPVC fittings all complete. (For Cold Water Piping) (only pipe, fittings would be supplied by the Employer free of cost, but subjected to reconciliation) |  | 0 | 0 | Approved
Primarc Aadvika | EXPERIENCE CENTER | Plumbing/Sanitory |  | WO/HW1/PHW3/6 | GOBINDA CHANDRA SAHOO | Valve | Labour charge for fixing forged brass nickel plated lever operated ball valve of full flow with forged brass hard chrome plated ball with min. working pressure of 16 Kg/cm2 . Lever should be anti rust coating, complete in all respects (For Domestic CWS/FWS Application) |  | 0 | 0 | Approved
Primarc Aadvika | EXPERIENCE CENTER | Plumbing/Sanitory |  | WO/HW1/PHW3/6 | GOBINDA CHANDRA SAHOO | PVC tank | Labour charge for installation of 1000 Ltrs. PVC Tank with inlet and outlet water supply connection | Nos | 0 | 2000 | Approved
Primarc Aadvika | EXPERIENCE CENTER | Plumbing/Sanitory |  | WO/HW1/PHW3/6 | GOBINDA CHANDRA SAHOO | EPWC wall hung set | Charges for Handling, lifting, Fitting, fixing, & testing EPWC wall hung set with concealed cistern, seat cover, health faucet, angular, CP floor gratings and its drainage outlet upto Shaft and also The scope includes the following works for the above, Groove Cutting, mending good the damages, CPVC Pipe concealed inside of the Toilet with Hot & Cold Line including their necessary fittings as Elbows, Tees, Sockets, Valves etc complete with all accessories of approved make, shape and type and all labour charges including cutting holes , grouting with sealing compound etc and necessary materials ( Pipe ,CP connector pipe as required length and dia, CP screw, PVC fastener , applying two coats of synthetic enamel paint of approved colour matched with the sanitary ware etc ) complete in all respect. (PIPE, Fittings, CP angular stop cock, health faucet set, EPWC, seat cover, concealed cistern, CP gratings, cement shall be supplied by CLIENT, Solvent cement, Clamp, sand & stone (if required) shall be under the scope of contractor ) | Nos | 1 | 1640 | Approved
Primarc Aadvika | EXPERIENCE CENTER | Plumbing/Sanitory |  | WO/HW1/PHW3/6 | GOBINDA CHANDRA SAHOO | wash basin set | Charges for Handling, lifting, Fitting, fixing, & testing wash basin set with Angular stop cock, Basin waste, Bottle trap, Sensor type basin mixture / pillar cock Anchor fastner all necessary accessories of approved make and shape & type complete and its drainage outlet upto Shaft and also The scope includes the following works for the above, Groove Cutting, mending good the damages, CPVC Pipe concealed inside of the Toilet with Hot & Cold Line including their necessary fittings as Elbows, Tees, Sockets, Valves etc complete with all accessories of approved make, all labour charges including cutting holes , grouting with sealing compound etc and necessary materials, mending good damages and if required painting the brackets with two coats of approved paint complete in all respect.( PIPE, Fittings, Wash Basin , CP Bottle-trap, CP Waste, Basin Mixer - Pillar Cock (Sensor type), cement shall be supplied by CLIENT , Solvent cement, Clamp, sand & stone (if required) shall be under the scope of contractor ) | Nos | 1 | 870 | Approved
Primarc Aadvika | EXPERIENCE CENTER | Plumbing/Sanitory |  | WO/HW1/PHW3/6 | GOBINDA CHANDRA SAHOO | Urinal | Charges for Handling, lifting, Fitting, fixing, & testing of Urinal approved make in position including other accessories CP Angular stop cock, CP waste, CP wall flange, CP extension pieces ,bottle trap, and its drainage outlet upto Shaft and also The scope includes the following works for the above, Groove Cutting, mending good the damages, CPVC Pipe concealed inside of the Toilet with Cold Line including their necessary fittings as Elbows, Tees, Sockets, Valves etc complete with all accessories of approved make, and all labour charges including for cutting holes / chase and making good the same with mortar / concrete as require to complete the work as per the direction of in-charge. (PIPE, Fittings, Angular stop cock, Bottle trap Urinal Set, Cement shall be supplied by CLIENT and Solvent cement, Clamp, Sand, Stone (if required) shall be under the scope of contractor.) | Nos | 1 | 650 | Approved
Primarc Aadvika | EXPERIENCE CENTER | Plumbing/Sanitory |  | WO/HW1/PHW3/6 | GOBINDA CHANDRA SAHOO | SS SINK set | Charges for Handling, lifting, Fitting, fixing, & testing SS SINK set with Angular stop cock, Basin waste, Bottle trap, Sensor type basin mixture / pillar cock Anchor fastner all necessary accessories of approved make and shape & type complete and its drainage outlet upto Shaft and also The scope includes the following works for the above, Groove Cutting, mending good the damages, CPVC Pipe concealed inside of the Toilet with Hot & Cold Line including their necessary fittings as Elbows, Tees, Sockets, Valves etc complete with all accessories of approved make, all labour charges including cutting holes , grouting with sealing compound etc and necessary materials, mending good damages and if required painting the brackets with two coats of approved paint complete in all respect.( PIPE, Fittings, Wash Basin , CP Bottle-trap, CP Waste, Basin Mixer - Pillar Cock (Sensor type), cement shall be supplied by CLIENT , Solvent cement, Clamp, sand & stone (if required) shall be under the scope of contractor ) | Nos | 1 | 850 | Approved
Primarc Aadvika | EXPERIENCE CENTER | Plumbing/Sanitory |  | WO/HW1/PHW3/6 | GOBINDA CHANDRA SAHOO | Dismantling | Dismantling of floor Pcc by pneumatic hammer and shifting all disbursed at outside of the project. | RMT | 0 | 300 | Approved
Primarc Aadvika | EXPERIENCE CENTER | Plumbing/Sanitory |  | WO/HW1/PHW3/6 | GOBINDA CHANDRA SAHOO | 50 mm dia | 50 mm dia | RMT | 3 | 245 | Approved
Primarc Aadvika | EXPERIENCE CENTER | Plumbing/Sanitory |  | WO/HW1/PHW3/6 | GOBINDA CHANDRA SAHOO | 75 mm dia | 75 mm dia | RMT | 28 | 320 | Approved
Primarc Aadvika | EXPERIENCE CENTER | Plumbing/Sanitory |  | WO/HW1/PHW3/6 | GOBINDA CHANDRA SAHOO | 110 mm dia | 110 mm dia | RMT | 38 | 375 | Approved
Primarc Aadvika | EXPERIENCE CENTER | Plumbing/Sanitory |  | WO/HW1/PHW3/6 | GOBINDA CHANDRA SAHOO | 25 NB Pipe | 25 NB Pipe | RMT | 21 | 235 | Approved
Primarc Aadvika | EXPERIENCE CENTER | Plumbing/Sanitory |  | WO/HW1/PHW3/6 | GOBINDA CHANDRA SAHOO | 20 NB Pipe | 20 NB Pipe | RMT | 27 | 185 | Approved
Primarc Aadvika | EXPERIENCE CENTER | Plumbing/Sanitory |  | WO/HW1/PHW3/6 | GOBINDA CHANDRA SAHOO | 20 mm dia | 20 mm dia | Nos | 2 | 190 | Approved
Primarc Aadvika | EXPERIENCE CENTER | Plumbing/Sanitory |  | WO/HW1/PHW3/6 | GOBINDA CHANDRA SAHOO | 25 mm dia | 25 mm dia | Nos | 2 | 190 | Approved
Primarc Aadvika | PRE-CONSTRUCTION PHASE | Site Office | Electrical | WO/HW1/PHW1/11 | A P ELECTRICAL AND ENGINEERS | Supply & Labour charges in /sq.ft. on plate area of total electrical work | Supply & Labour charges in /sq.ft. on plate area of total electrical work including supply of MMS, PVC Conduit with all accessories , PVC circular box for wall conducting including supply of Sand, MS JB of approved make, main line & CKT wiring, wiring of light point, fan point , exhaust fan, AC out door unit & indoor unit connection, power point etc of all floor area as required, Receiving and Fixing of modular box, wire pulling, fixing of switch & socket, distribution boxes & MCB in all floor area. Fixing of DB, MCCB, SFU, ACCL etc, Laying of suitable sizes of XLPE armored cable including supply of all accessories from Main source upto MCCB , Main switch DB etc in respective floor of Site office. Supply and Making of end termination of 1.1 KV grade XlPE cable as required for Site office. Conducting & cable laying of internet system, CCTV for floor area and CCTV Camera at outside the site office as required. GI Pipe earthing with laying of GI strip GI wire etc as required for earthing system at Site office including supply of materials like GI Pipe electrode & GI strip, sand, bricks, Stone chips, CI cover etc of standard size & approved make. Cutting holes in false ceiling for fixing of light Fixture , fixing of light fixture, fan, exhaust fan.etc in all floor area as per drawing complete in all respect & as per annexure attach with the WO. Plate area details - Total Area- 1608.00 sqft . | Sq.Ft. | 1608 | 37 | Approved
BHOPAL - COMMERCIAL | OVERHEAD | Security Expenditure |  | WO/BPC/BPC5/1 | SAFECURE SERVICES PRIVATE LIMITED | Providing Security Personnel | Providing Security Guard@12 hrs. daily basis for full month including reliever, NH & management fees, from 1st July'2024 to 30th Sep'2024, Total Manpower = 2 nos. | Head | 6 | 15629.76 | Amended & Approved
Primarc Aadvika | EXPERIENCE CENTER | Electrical |  | WO/HW1/PHW3/7 | A P ELECTRICAL AND ENGINEERS | Supply & Labour charges in /sq.ft. on plate area of total electrical work | Supply & Labour charges in /sq.ft. on plate area of total electrical work including supply of MMS, PVC Conduit with all accessories , PVC circular box for wall conduiting including supply of Sand, MS JB of approved make, main line & CKT wiring, wiring of light point, fan point , exhaust fan, AC out door unit & indoor unit connection, power point , power point for projector/TV Point etc of all floor area as required, Receiving and Fixing of modular box, wire pulling, fixing of switch & socket, distribution boxes & MCB in all floor area. Fixing of DB, MCCB, SFU, ACCL etc, Laying of suitable sizes of XLPE armoured cable including suply of all accessories from Main source upto MCCB , Main switch DB etc in respective floor of marketing office. Supply and Making of end termination of 1.1 KV grade XlPE cable as required for marketing office. Conduiting & cable laying of TV & Telephone, intercom, internet system, CCTV for all floor area and CCTV Camer at outside the marketing office as required. GI Pipe earthing with laying of GI striop GI wire etc as required for earting system at marketing office including supply of materials like GI Pipe electrode & GI strip,sand, bricks, Stone chips, CI cover etc of standard size & approved make. Cutting holes in false ceiling for fixing of light Fixture , fixing of light fixture, fan, exhaust fan.etc in all floor area as per drawing complete in all respect & as per annexure attach with the WO. Plate area details - GF-2986.00 sqft Mazanine Floor - 2986.00 sqqft , Total Area- 5972.00 sqft . | Sq.Ft. | 4060 | 41 | Approved
BHOPAL - COMMERCIAL | OVERHEAD | Security Expenditure |  | WO/BPC/BPC5/2 | SAFECURE SERVICES PRIVATE LIMITED | Providing Security Personnel | Providing Security Guard@12 hrs. daily basis for full month including reliever, NH & management fees, from 1st Oct'2024 to 30th Nov'2024, Total Manpower = 2 nos. | Head | 4 | 16709.76 | Approved
BHOPAL - COMMERCIAL | OVERHEAD | Security Expenditure |  | WO/BPC/BPC5/3 | SAFECURE SERVICES PRIVATE LIMITED | Providing Security Personnel | Providing One (01) Security Guard@12 hrs. daily basis for full month including reliever, NH & management fees, from 1st Dec'2024 to 31st Mar'2025. | Head | 4 | 16709.76 | Approved
BHOPAL - RESIDENTIAL | OVERHEAD | Security Expenditure |  | WO/BPR/BPR4/1 | SAFECURE SERVICES PRIVATE LIMITED | Providing Security Personnel | Providing One (01) Security Guard@12 hrs. daily basis for full month including reliever, NH & management fees, from 1st Dec'2024 to 31st Mar'2025. | Head | 4 | 16709.76 | Approved
AARANYA | PRE-CONSTRUCTION PHASE | Temp fencing wall & Gate |  | WO/PKB/PKB1/8 | Ranjeet Kumar Singh | RCC wall Saw cutting & Dismantling work | RCC wall Saw cutting & Dismantling work |  | 0 | 0 | Approved
AARANYA | PRE-CONSTRUCTION PHASE | Temp fencing wall & Gate |  | WO/PKB/PKB1/8 | Ranjeet Kumar Singh | Saw cutting | Charges for cutting of wall (Depth 250-300mm) through Saw cutting method made of RCC including all labour, materials, machinery, tools & tackles to the entire satisfaction of EIC. | RMT | 5 | 1500 | Approved
AARANYA | PRE-CONSTRUCTION PHASE | Temp fencing wall & Gate |  | WO/PKB/PKB1/8 | Ranjeet Kumar Singh | RCC dismantling | Charges for RCC dismantling all complete including cleaning all rubbish, lifting and disposing debris at designated dump yard within the site premises as specified by Engineer in charge. | Cum. | 4.5 | 3300 | Approved
Primarc Aadvika | COMMON INFRASTRUCTURE | Land Development |  | WO/HW1/PHW2/12 | GOBINDA CHANDRA SAHOO | 300mm O.D. Pipe -STORM WATER PIPE LINE | Charges for laying, jointing, testing and commissioning the following diameters underground double wall corrugated pipe of HDPE SN 8 pipes with smooth internal and profiled external surface for non-pressure underground Sewerage pipe line as per ISO 21138-3 with suitable Snapfit coupler and rubber 'O' Ring for jointing in trenches for all depths ( up to invert level from FGL )and lengths to correct grades levels and alignment & adequate width of trench (minimum pipe OD + 300 mm) including PCC concrete of 75 mm for bedding (1:3:6) pipe supports 150 mm Silver sand filling along with compaction with water and 75mm thick encasing of the pipes wherever required (in every socket joint, 2 mtr. interval considering socket joint encasing), compacting the base before pcc work, disposing of surplus earth within the site premises (lead up to 0.5 km), backfilling work after completion of job, The rate is inclusive of bailing out of water during excavation and shoring work, testing and making good the leakages if any etc. as per directions of the Engineer-in-charge. (only pipe, fittings and cement would be supplied by the Employer free of cost, but subjected to reconciliation) (300mm O.D. Pipe)-STORM WATER PIPE LINE |  | 0 | 0 | Amended & Approved
Primarc Aadvika | COMMON INFRASTRUCTURE | Land Development |  | WO/HW1/PHW2/12 | GOBINDA CHANDRA SAHOO | 400mm O.D. Pipe)-STORM WATER PIPE LINE | Charges for laying, jointing, testing and commissioning the following diameters underground double wall corrugated pipe of HDPE SN 8 pipes with smooth internal and profiled external surface for non-pressure underground Sewerage pipe line as per ISO 21138-3 with suitable Snapfit coupler and rubber 'O' Ring for jointing in trenches for all depths ( up to invert level from FGL )and lengths to correct grades levels and alignment & adequate width of trench (minimum pipe OD + 300 mm) including PCC concrete of 75 mm for bedding (1:3:6) pipe supports 150 mm Silver sand filling along with compaction with water and 75mm thick encasing of the pipes wherever required (in every socket joint, 2 mtr. interval considering socket joint encasing), compacting the base before pcc work, disposing of surplus earth within the site premises (lead up to 0.5 km), backfilling work after completion of job, The rate is inclusive of bailing out of water during excavation and shoring work, testing and making good the leakages if any etc. as per directions of the Engineer-in-charge. (only pipe, fittings and cement would be supplied by the Employer free of cost, but subjected to reconciliation) (400mm O.D. Pipe)-STORM WATER PIPE LINE |  | 0 | 0 | Approved
Primarc Aadvika | COMMON INFRASTRUCTURE | Land Development |  | WO/HW1/PHW2/12 | GOBINDA CHANDRA SAHOO | Construction of water tight brick masonry in Catch Pit / Storm Water Pit | Charges for Construction of water tight brick masonry in Catch Pit / Storm Water Pit as per drawing of following sizes using designated brickwork(Red Brick) 250mm in cement sand mortar (1:4), over a bed of Single Layer BFS followed by 125 mm thk. PCC (1:3:6), 15 mm thick inside plastering work with cement plaster (1:4) finished with a floating coat of neat cement, outside making jointing & pointing and making channel and benching in cement concrete (1:2:4), RCC (1:1.5:3) 150 mm thick top slab with 10 mm dia reinforcement at 150mm c/c in double layer to hold the FRP cover, fixing FRP rectangular type manhole cover, fixing of rung ladder, testing all complete as per specifications and approved drawings. Rates shall include the cost of excavation in all sorts of soil, compacting the base, disposing of surplus earth within the site premises (lead up to 0.5 km), backfilling work after completion of job, all complete. The rate is inclusive of bailing out of water during excavation and shoring work, if required to prevent collapsing of soil. (Only cement, PVC Gully trap, Cover, Rung Ladder, Reinforcement Steel (From Scrap) would be supplied by the Employer but subjected to reconciliation). Work to be done as per drawing and direction of EIC. |  | 0 | 0 | Amended & Approved
Primarc Aadvika | COMMON INFRASTRUCTURE | Land Development |  | WO/HW1/PHW2/12 | GOBINDA CHANDRA SAHOO | Dismantling of floor | Dismantling of floor Pcc by pneumatic hammer and shifting all disbursed at outside of the project. | RMT | 0 | 300 | Approved
Primarc Aadvika | COMMON INFRASTRUCTURE | Land Development |  | WO/HW1/PHW2/12 | GOBINDA CHANDRA SAHOO | Invert Lvl -Less than 700 mm | Invert Lvl -Less than 700 mm | RMT | 35 | 1286 | Approved
Primarc Aadvika | COMMON INFRASTRUCTURE | Land Development |  | WO/HW1/PHW2/12 | GOBINDA CHANDRA SAHOO | Invert Lvl -Greater than 1000 mm but less than 1500 mm | Invert Lvl -Greater than 1000 mm but less than 1500 mm | RMT | 0 | 1286 | Approved
Primarc Aadvika | COMMON INFRASTRUCTURE | Land Development |  |  |  | Invert Lvl -Less than 700 mm | Invert Lvl -Less than 700 mm | RMT |  |  | Approved
Primarc Aadvika | COMMON INFRASTRUCTURE | Land Development |  | WO/HW1/PHW2/12 | GOBINDA CHANDRA SAHOO | Invert Lvl -Greater than 1000 mm but less than 1500 mm | Invert Lvl -Greater than 1000 mm but less than 1500 mm | RMT | 0 | 1400 | Approved
Primarc Aadvika | COMMON INFRASTRUCTURE | Land Development |  | WO/HW1/PHW2/12 | GOBINDA CHANDRA SAHOO | (750 X 900 X upto 1400 mm Depth)- | (750 X 900 X upto 1400 mm Depth)- | Nos | 0 | 13500 | Approved
AARANYA | PRE-CONSTRUCTION PHASE | Temp fencing wall & Gate |  | WO/PKB/PKB1/9 | DEEPSUN INDUSTRIAL CORPORATION | Temporary fencing Work | Temporary fencing Work |  | 0 | 0 | Approved
AARANYA | PRE-CONSTRUCTION PHASE | Temp fencing wall & Gate |  | WO/PKB/PKB1/9 | DEEPSUN INDUSTRIAL CORPORATION | E/W up to 1.5 m | All Charges for earth work in excavation (including lifting & shifting) of foundation of structure, in all sorts of soil (including mixed soil, laterite or sandstone) including setting out, removing, spreading or stacking of soils within a lead of 150 m as per drawing, specification and direction of EIC. The item includes necessary dismantling of foundation (if any) (through breaker machine) made with brick, PCC, RCC, trimming the sides of trenches, levelling, dressing and ramming the bottom, bailing out water, barricading the area providing caution board, including all labour, materials, machinery, tools & tackles for all lead & lift to the entire satisfaction of EIC. The Contractor shall be paid only for excavation as actual / as per IS 1200 / discretion of EIC. For, Depth up to 1.5 m | Cum. | 3.5 | 2500 | Approved
AARANYA | PRE-CONSTRUCTION PHASE | Temp fencing wall & Gate |  | WO/PKB/PKB1/9 | DEEPSUN INDUSTRIAL CORPORATION | Plain cement concrete (PCC) M15 (1:2:4) | All charges for providing & laying M15 (1:2:4) plain cement concrete (PCC) of required thickness at all levels and leads coming above Plinth level using 20 mm nominal size well-graded approved quality aggregate including vibrating / compacting as required establishing dewatering system by pumping / bailing out water, cleaning, preparing surfaces, junctions etc. including shuttering, curing complete as per drawing and direction of Engineer-in-Charge. Source of concrete will be RMC/SMC | Cum. | 3.5 | 8500 | Approved
AARANYA | PRE-CONSTRUCTION PHASE | Temp fencing wall & Gate |  | WO/PKB/PKB1/9 | DEEPSUN INDUSTRIAL CORPORATION | Fabrication & Erection of fencing | All Charges for Fabrication & Erection of fencing made with MS hollow & other structural sections along with CGI sheet duly anchored by means of self-threading screws complete including cutting to requisite shape and length, fabrication with necessary bolting, metal arc welding, hoisting and erection all complete as per direction of Engineer-in- Charge. (All MS structural materials and CGI Sheet will be supplied by client) | Sq.Mtr. | 240 | 330 | Approved
Primarc Chambers | COMMON INFRASTRUCTURE | Grill / Steel Work |  | WO/PCH/PC04/27 | ADA-METCON | Fabrication and Erection MS member | Fabrication and Erection of MS member which will be provided by client. |  | 0 | 0 | Approved
Primarc Chambers | COMMON INFRASTRUCTURE | Grill / Steel Work |  | WO/PCH/PC04/27 | ADA-METCON | a | Fabrication and erection of SHS 50 x 50 x 1.5-2.0mm including supply of tools & tackles, labor, cost of Red Oxide Primer, loading and unloading for all levels, and execution as per drawing, specification, and direction of the Engineer-in-Charge. | Kg | 212.7 | 45 | Approved
Primarc Chambers | COMMON INFRASTRUCTURE | Grill / Steel Work |  | WO/PCH/PC04/27 | ADA-METCON | b | Fabrication and erection of RHS 96 x 48 x 4.8mm, including supply of tools & tackles, labor, cost of Red Oxide Primer, loading and unloading for all levels, as per drawing, specification, and direction of the Engineer-in-Charge. Location: Entrance Gate, DG/WTP Shed. | Kg | 530 | 35 | Approved
SOUTHWINDS PROJECT LLP (PHASE - III & IV) | MEP PHASE - IV | Networking-Interiors |  | WO/SP34/MW4/56 | SHREE E-SOLUTIONS | Intercom System | Supply, Intallations, Testing & Commissiong of Intecom system specially designed for housing complexs analog extension for All Blocks, Security and Amenities, 16 simultaneously calls (Make : Matrix - ETERNITY GENX12SAC) |  | 0 | 0 | Approved
SOUTHWINDS PROJECT LLP (PHASE - III & IV) | MEP PHASE - IV | Networking-Interiors |  | WO/SP34/MW4/56 | SHREE E-SOLUTIONS | Analog Extension- 120 | Analog Extension- 120 | Set | 3 | 132035 | Approved
SOUTHWINDS PROJECT LLP (PHASE - III & IV) | MEP PHASE - IV | Networking-Interiors |  | WO/SP34/MW4/56 | SHREE E-SOLUTIONS | Analog Extension- 136 | Analog Extension- 136 | Set | 1 | 145957 | Approved
SOUTHWINDS PROJECT LLP (PHASE - III & IV) | MEP PHASE - IV | Networking-Interiors |  | WO/SP34/MW4/56 | SHREE E-SOLUTIONS | Analog Extension- 96 | Analog Extension- 96 | Set | 1 | 118113 | Approved
SOUTHWINDS PROJECT LLP (PHASE - III & IV) | MEP PHASE - IV | Networking-Interiors |  | WO/SP34/MW4/56 | SHREE E-SOLUTIONS | Intercom System - Others Item | Intercom System - Others Item |  | 0 | 0 | Approved
SOUTHWINDS PROJECT LLP (PHASE - III & IV) | MEP PHASE - IV | Networking-Interiors |  | WO/SP34/MW4/56 | SHREE E-SOLUTIONS | 10 pair Krone box with Krone Module | Supply, Intallations, Testing & Commissiong of 10 pair Krone box with Krone Module as per drawing and direction of Engineer in charge (Make : Krone ) | Nos. | 143 | 381 | Approved
SOUTHWINDS PROJECT LLP (PHASE - III & IV) | MEP PHASE - IV | Networking-Interiors |  | WO/SP34/MW4/56 | SHREE E-SOLUTIONS | 20 pair Krone box with krone module | Supply, Intallations, Testing & Commissiong of 20 pair Krone box with krone module as per drawing and direction of Engineer in charge (Make : Krone) | Nos. | 3 | 555 | Approved
SOUTHWINDS PROJECT LLP (PHASE - III & IV) | MEP PHASE - IV | Networking-Interiors |  | WO/SP34/MW4/56 | SHREE E-SOLUTIONS | 40 pair Krone box with krone module | Supply, Intallations, Testing & Commissiong of 40 pair Krone box with krone module as per drawing and direction of Engineer in charge (Make : Krone) | Nos. | 3 | 760 | Approved
SOUTHWINDS PROJECT LLP (PHASE - III & IV) | MEP PHASE - IV | Networking-Interiors |  | WO/SP34/MW4/56 | SHREE E-SOLUTIONS | 50 pair Krone box with Krone Module | Supply, Intallations, Testing & Commissiong of 50 pair Krone box with Krone Module as per drawing and direction of Engineer in charge (Make : Krone) | Nos. | 7 | 900 | Approved
SOUTHWINDS PROJECT LLP (PHASE - III & IV) | MEP PHASE - IV | Networking-Interiors |  | WO/SP34/MW4/56 | SHREE E-SOLUTIONS | 100 pair Krone box with Krone module | Supply, Intallations, Testing & Commissiong of 100 pair Krone box with Krone module as per drawing and direction of Engineer in charge (Make : Krone ) | Nos. | 6 | 1550 | Approved
SOUTHWINDS PROJECT LLP (PHASE - III & IV) | MEP PHASE - IV | Networking-Interiors |  | WO/SP34/MW4/56 | SHREE E-SOLUTIONS | 5 pair telephone cable | Supply, Intallations, Testing & Commissiong of 5 pair telephone cable Qty at actual (Make : Finolex/Polycab) | Mtrs. | 3503 | 32 | Approved
SOUTHWINDS PROJECT LLP (PHASE - III & IV) | MEP PHASE - IV | Networking-Interiors |  | WO/SP34/MW4/56 | SHREE E-SOLUTIONS | 10 pair telephone cable | Supply, Intallations, Testing & Commissiong of 10 pair telephone cable Qty at actual (Make : Finolex/Polycab) | Mtrs. | 493 | 65 | Approved
SOUTHWINDS PROJECT LLP (PHASE - III & IV) | MEP PHASE - IV | Networking-Interiors |  | WO/SP34/MW4/56 | SHREE E-SOLUTIONS | 20 pair telephone cable | Supply, Intallations, Testing & Commissiong of 20 pair telephone cable Qty at actual (Make : Finolex/Polycab) | Mtrs. | 151 | 101 | Approved
SOUTHWINDS PROJECT LLP (PHASE - III & IV) | MEP PHASE - IV | Networking-Interiors |  | WO/SP34/MW4/56 | SHREE E-SOLUTIONS | 50 pair telephone cable | Supply, Intallations, Testing & Commissiong of 50 pair telephone cable Qty at actual (Make : Finolex/Polycab) | Mtrs. | 193 | 240 | Approved
SOUTHWINDS PROJECT LLP (PHASE - III & IV) | MEP PHASE - IV | Networking-Interiors |  | WO/SP34/MW4/56 | SHREE E-SOLUTIONS | 100 pair telephone cable | Supply, Intallations, Testing & Commissiong of 100 pair telephone cable Qty at actual (Make : Finolex/Polycab) | Mtrs. | 15 | 570 | Approved
SOUTHWINDS PROJECT LLP (PHASE - III & IV) | MEP PHASE - IV | Networking-Interiors |  | WO/SP34/MW4/56 | SHREE E-SOLUTIONS | 20 pair armoured telephone cable | Supply, Intallations, Testing & Commissiong of 20 pair armoured telephone cable Qty at actual (Make : Finolex/Polycab) | Mtrs. | 0 | 220 | Approved
SOUTHWINDS PROJECT LLP (PHASE - III & IV) | MEP PHASE - IV | Networking-Interiors |  | WO/SP34/MW4/56 | SHREE E-SOLUTIONS | 10 pair armoured telephone cable | Supply, Intallations, Testing & Commissiong of 10 pair armoured telephone cable Qty at actual (Make : Finolex/Polycab) | Mtrs. | 182 | 190 | Approved
SOUTHWINDS PROJECT LLP (PHASE - III & IV) | MEP PHASE - IV | Networking-Interiors |  | WO/SP34/MW4/56 | SHREE E-SOLUTIONS | 25mm dia MMS pvc conduit pipe | Supply, Intallations, Testing & Commissiong of 25mm dia MMS pvc conduit pipe with accessories-ISI Grade (Make : AKG/Suvishi) | Mtrs. | 340 | 29 | Approved
SOUTHWINDS PROJECT LLP (PHASE - III & IV) | MEP PHASE - IV | Networking-Interiors |  | WO/SP34/MW4/56 | SHREE E-SOLUTIONS | 6U Intercom Rack with 2 Trays, 1 Fan & 1 PDU | Supply, Intallations, Testing & Commissiong of 6U Intercom Rack with 2 Trays, 1 Fan & 1 PDU (Make : Netrack/Valrack) | Nos. | 6 | 5250 | Approved
SOUTHWINDS PROJECT LLP (PHASE - III & IV) | MEP PHASE - IV | Networking-Interiors |  | WO/SP34/MW4/56 | SHREE E-SOLUTIONS | Media Convetor Gigabite(TX/RX ) Pair | Supply, Intallations, Testing & Commissiong of Media Convetor Gigabite(TX/RX ) Pair, Make : D-LINK/TP-LINK/SY | Pairs | 6 | 2700 | Approved
SOUTHWINDS PROJECT LLP (PHASE - III & IV) | MEP PHASE - IV | Networking-Interiors |  | WO/SP34/MW4/56 | SHREE E-SOLUTIONS | Terminal Box with all accessories cable Splicing | Supply, Intallations, Testing & Commissiong of Terminal Box with all accessories cable Splicing (Make : Florida / Equivalent) | Nos. | 6 | 350 | Approved
SOUTHWINDS PROJECT LLP (PHASE - III & IV) | MEP PHASE - IV | Networking-Interiors |  | WO/SP34/MW4/56 | SHREE E-SOLUTIONS | 5 port network switch | Supply, Intallations, Testing & Commissiong of 5 port network switch, Make: D - Link | Nos. | 5 | 650 | Approved
SOUTHWINDS PROJECT LLP (PHASE - III & IV) | MEP PHASE - IV | Networking-Interiors |  | WO/SP34/MW4/56 | SHREE E-SOLUTIONS | Integration of Intercom system | Supply, Intallations, Testing & Commissiong , Integration of Intercom system including all Accessories Set. | Set | 6 | 1600 | Approved
SOUTHWINDS PROJECT LLP (PHASE - III & IV) | MEP PHASE - IV | Networking-Interiors |  | WO/SP34/MW4/56 | SHREE E-SOLUTIONS | CCTV System | CCTV System |  | 0 | 0 | Amended & Approved
SOUTHWINDS PROJECT LLP (PHASE - III & IV) | MEP PHASE - IV | Networking-Interiors |  | WO/SP34/MW4/56 | SHREE E-SOLUTIONS | 2 MP High Performance Outdoor Motorized Vari Focal EXIR Bullet Camera | Supply, Intallations, Testing & Commissiong of 1/3' progressive scan 2 MP High Performance Outdoor Motorized Vari Focal EXIR Bullet Camera with CMOS image sensor, 2.8 12mm motorized vari focal lens & PAL/NTSC: 1928 (H) x 1088(V) Resolution Full HD1080P@25fps output , IR range Upto 40 meters, True WDR, up to 120dB IR Cut filter with Auto switch, input voltage 12v DC & Power consumptions Max 6W & Min illumination 0.1 Lux «,F1.2. True Day Night Features, IP66 weatherproof (Make: Hikvision - DS-2CE19D3T-AIT3ZF | Nos. | 44 | 3750 | Approved
SOUTHWINDS PROJECT LLP (PHASE - III & IV) | MEP PHASE - IV | Networking-Interiors |  | WO/SP34/MW4/56 | SHREE E-SOLUTIONS | 2 MP Audio Indoor Fixed Turret Camera | Supply, Intallations, Testing & Commissiong of 1/3' progressive scan 2 MP Audio Indoor Fixed Turret Camera CMOS & PAL/NTSC: 1920 (H) x 1080(V). Fixed lens- 3.6 mm Angle of view Resolution Full HD1080P output , IR range Upto 20 meters, IR Cut filter with Auto switch, input voltage 12v DC & Power consumptions Max 2.7W & Min illumination 0.1 Lux «,F1.2. True Day Night Features (Make: Hikvision - DS-2CE76D0T-ITPFS) | Nos. | 55 | 950 | Approved
SOUTHWINDS PROJECT LLP (PHASE - III & IV) | MEP PHASE - IV | Networking-Interiors |  | WO/SP34/MW4/56 | SHREE E-SOLUTIONS | 16 channel Full HDTVI DVR | Supply, Intallations, Testing & Commissiong of H.265 pro+ compression technology 16 channel Full HDTVI DVR- Support upto 6 MP@15fps. External Interface: H.265 pro+ Vedio Compression, 1 RJ45 10M/100M/1000M self adaptive, Ethernet Interface, 2 USB2.0, I VGA interface, 01 HDMI port (for parameters configuration, maintenance, transparent channel);Network Protocols - TCP/IP/DHCP etc, Power Consumption is ≤ 25 W, RS-485 interface (for PTZ control), Hard Disk Driver: - interface Type: 1 SATA Interfaces, Each interface supports up to 10TB. (Make: Hikvision - IDS -7216HQHI-M1/FA) | Nos. | 0 | 8250 | Approved
SOUTHWINDS PROJECT LLP (PHASE - III & IV) | MEP PHASE - IV | Networking-Interiors |  | WO/SP34/MW4/56 | SHREE E-SOLUTIONS | 32 channel Full HDTVI DVR | Supply, Intallations, Testing & Commissiong of H.265 pro+ compression technology 32 channel Full HDTVI DVR- Support upto 6 MP@15fps. External Interface: H.265 pro+ Vedio Compression, 1 RJ45 10M/100M/1000M self adaptive, Ethernet Interface, 2 USB2.0, I VGA interface, 01 HDMI port (for parameters configuration, maintenance, transparent channel);Network Protocols - TCP/IP/DHCP etc, Power Consumption is ≤ 25 W, RS-485 interface (for PTZ control), Hard Disk Driver: - interface Type: 1 SATA Interfaces, Each interface supports up to 10TB. (Make: Hikvision -( DS-7232HGHI-M2) | Nos. | 1 | 19100 | Approved
SOUTHWINDS PROJECT LLP (PHASE - III & IV) | MEP PHASE - IV | Networking-Interiors |  | WO/SP34/MW4/56 | SHREE E-SOLUTIONS | SMPS | Supply, Intallations, Testing & Commissiong of SMPS Power supply, Make: ERD | Nos. | 99 | 350 | Approved
SOUTHWINDS PROJECT LLP (PHASE - III & IV) | MEP PHASE - IV | Networking-Interiors |  | WO/SP34/MW4/56 | SHREE E-SOLUTIONS | 4TB Surveillance Hard Disk | Supply, Intallations, Testing & Commissiong of 4TB Surveillance Hard Disk. Make : Seagate | Nos. | 7 | 7950 | Approved
SOUTHWINDS PROJECT LLP (PHASE - III & IV) | MEP PHASE - IV | Networking-Interiors |  | WO/SP34/MW4/56 | SHREE E-SOLUTIONS | BNC Connector | Supply, Intallations, Testing & Commissiong of BNC Connector (Make: MX) | Nos. | 198 | 45 | Approved
SOUTHWINDS PROJECT LLP (PHASE - III & IV) | MEP PHASE - IV | Networking-Interiors |  | WO/SP34/MW4/56 | SHREE E-SOLUTIONS | DC Jack | Supply, Intallations, Testing & Commissiong of DC Jack (Make: MX) | Nos. | 99 | 40 | Approved
SOUTHWINDS PROJECT LLP (PHASE - III & IV) | MEP PHASE - IV | Networking-Interiors |  | WO/SP34/MW4/56 | SHREE E-SOLUTIONS | Out door weather proof junction Box( 6" X 4") | Supply, Intallations, Testing & Commissiong of Out door weather proof junction Box( 6" X 4") (Make : Sintex) | Nos. | 44 | 900 | Approved
SOUTHWINDS PROJECT LLP (PHASE - III & IV) | MEP PHASE - IV | Networking-Interiors |  | WO/SP34/MW4/56 | SHREE E-SOLUTIONS | PVC 4 x4 junction Box | Supply, Intallations, Testing & Commissiong of PVC 4 x4 junction Box(Make: PP) | Nos. | 30 | 45 | Approved
SOUTHWINDS PROJECT LLP (PHASE - III & IV) | MEP PHASE - IV | Networking-Interiors |  | WO/SP34/MW4/56 | SHREE E-SOLUTIONS | 4U DVR Housing Rack with 2 Trays, 1 Fan & 1 PDU | Supply, Intallations, Testing & Commissiong of 4U DVR Housing Rack with 2 Trays, 1 Fan & 1 PDU. (Make : Netrack/Valrack) | Nos. | 4 | 4600 | Approved
SOUTHWINDS PROJECT LLP (PHASE - III & IV) | MEP PHASE - IV | Networking-Interiors |  | WO/SP34/MW4/56 | SHREE E-SOLUTIONS | 52" LED Monitor with suitable CPU set | Supply, Intallations, Testing & Commissiong of 52" LED Monitor with suitable CPU set, with all Accessories. with Wall Mounting Bracket etc as required to complete in all respect. Make : LG- 55UR801C | Nos. | 2 | 75000 | Approved
SOUTHWINDS PROJECT LLP (PHASE - III & IV) | MEP PHASE - IV | Networking-Interiors |  | WO/SP34/MW4/56 | SHREE E-SOLUTIONS | 5 mtr HDMI cable | Supply, Intallations, Testing & Commissiong of 5 mtr HDMI cable (Make : WB ) | Nos. | 2 | 950 | Approved
SOUTHWINDS PROJECT LLP (PHASE - III & IV) | MEP PHASE - IV | Networking-Interiors |  | WO/SP34/MW4/56 | SHREE E-SOLUTIONS | 1 KVA UPS | Supply, Intallations, Testing & Commissiong of 1 KVA UPS offline (with Battery) Make: APC/ Microtech | Nos. | 8 | 4950 | Approved
SOUTHWINDS PROJECT LLP (PHASE - III & IV) | MEP PHASE - IV | Networking-Interiors |  | WO/SP34/MW4/56 | SHREE E-SOLUTIONS | Media Convetor Gigabite (TX/RX ) Pair | Supply, Intallations, Testing & Commissiong of Media Convetor Gigabite (TX/RX ) Pair, Make : D-LINK/TP-LINK/SY | Pairs | 12 | 2700 | Approved
SOUTHWINDS PROJECT LLP (PHASE - III & IV) | MEP PHASE - IV | Networking-Interiors |  | WO/SP34/MW4/56 | SHREE E-SOLUTIONS | Terminal Box with all accessories cable Splicing | Supply, Intallations, Testing & Commissiong of Terminal Box with all accessories cable Splicing (Make : Florida / Equivalent) | Nos. | 7 | 350 | Approved
SOUTHWINDS PROJECT LLP (PHASE - III & IV) | MEP PHASE - IV | Networking-Interiors |  | WO/SP34/MW4/56 | SHREE E-SOLUTIONS | 5 port network switch | Supply, Intallations, Testing & Commissiong of 5 port network switch, Make: D - Link | Nos. | 6 | 650 | Approved
SOUTHWINDS PROJECT LLP (PHASE - III & IV) | MEP PHASE - IV | Networking-Interiors |  | WO/SP34/MW4/56 | SHREE E-SOLUTIONS | RG-6 video Co-axial Copper Cable | Supply, Intallations, Testing & Commissiong of RG-6 video Co-axial Copper Cable (Make: Finolex) - Qty at actual | Mtrs. | 2700 | 32 | Approved
SOUTHWINDS PROJECT LLP (PHASE - III & IV) | MEP PHASE - IV | Networking-Interiors |  | WO/SP34/MW4/56 | SHREE E-SOLUTIONS | Laying - RG-6 video Co-axial Copper Cable | Laying, Testing & Commissiong of RG-6 video Co-axial Copper Cable - Qty at actual | Mtrs. | 1050 | 12 | Approved
SOUTHWINDS PROJECT LLP (PHASE - III & IV) | MEP PHASE - IV | Networking-Interiors |  | WO/SP34/MW4/56 | SHREE E-SOLUTIONS | 2 core 1.0 sqmm cable | Supply, Intallations, Testing & Commissiong of 2 core 1.0 sqmm cable (Make : Polycab) - Qty at actual | Mtrs. | 2135 | 37 | Approved
SOUTHWINDS PROJECT LLP (PHASE - III & IV) | MEP PHASE - IV | Networking-Interiors |  | WO/SP34/MW4/56 | SHREE E-SOLUTIONS | 6 core OFC Armoured cable | Supply, Intallations, Testing & Commissiong of 6 core OFC Armoured cable (Make : D-Link/Finolex) - Qty at actual | Mtrs. | 894 | 43 | Approved
SOUTHWINDS PROJECT LLP (PHASE - III & IV) | MEP PHASE - IV | Networking-Interiors |  | WO/SP34/MW4/56 | SHREE E-SOLUTIONS | 25mm dia MMS PVC conduit pipe | Supply, Intallations, Testing & Commissiong of 25mm dia MMS PVC conduit pipe with accessories-ISI Grade (Make : AKG/Suvishi) | Mtrs. | 736 | 29 | Approved
SOUTHWINDS PROJECT LLP (PHASE - III & IV) | MEP PHASE - IV | Networking-Interiors |  | WO/SP34/MW4/56 | SHREE E-SOLUTIONS | OFC splicing | Supply, Intallations, Testing & Commissiong of OFC splicing with accessories ( like pigtail, patchcord, RJ 45 jack etc) with PC software etc as required to complete in all respect. | Set | 29 | 1100 | Approved
SOUTHWINDS PROJECT LLP (PHASE - III & IV) | CLUB PHASE - III & IV | Networking-Interiors |  | WO/SP34/CW34/11 | SHREE E-SOLUTIONS | CCTV SYSTEM | CCTV SYSTEM |  | 0 | 0 | Amended & Approved
SOUTHWINDS PROJECT LLP (PHASE - III & IV) | CLUB PHASE - III & IV | Networking-Interiors |  | WO/SP34/CW34/12 | SHREE E-SOLUTIONS | CCTV SYSTEM | CCTV SYSTEM |  | 0 | 0 | Amended & Approved
SOUTHWINDS PROJECT LLP (PHASE - III & IV) | CLUB PHASE - III & IV | Networking-Interiors |  | WO/SP34/CW34/11 | SHREE E-SOLUTIONS | IP Dome Camera 2 MP 1920 × 1080@30fps | Supply, Intallations, Testing & Commissiong of H.265+ High quality imaging 1/2.8" Progressive Scan CMOS SENSOR, IP Dome Camera 2 MP 1920 × 1080@30fps, IR upto 30 mtr, Fixed Lens, H.265+ compression technology to save bandwidth and storage, Clear imaging against strong back light due to DWDR technology,3D DNR technology delivers clean and sharp images, 12V DC, Day & Night - IR Cut Filter,Water and dust resistant (IP67), PoE Supported. Make : Hikvision ; Model : DS-2CD3321G2E-I | Nos. | 6 | 2200 | Approved
SOUTHWINDS PROJECT LLP (PHASE - III & IV) | CLUB PHASE - III & IV | Networking-Interiors |  | WO/SP34/CW34/12 | SHREE E-SOLUTIONS | IP Dome Camera 2 MP 1920 × 1080@30fps | Supply, Intallations, Testing & Commissiong of H.265+ High quality imaging 1/2.8" Progressive Scan CMOS SENSOR, IP Dome Camera 2 MP 1920 × 1080@30fps, IR upto 30 mtr, Fixed Lens, H.265+ compression technology to save bandwidth and storage, Clear imaging against strong back light due to DWDR technology,3D DNR technology delivers clean and sharp images, 12V DC, Day & Night - IR Cut Filter,Water and dust resistant (IP67), PoE Supported. Make : Hikvision ; Model : DS-2CD3321G2E-I | Nos. | 0 | 2200 | Approved
SOUTHWINDS PROJECT LLP (PHASE - III & IV) | CLUB PHASE - III & IV | Networking-Interiors |  | WO/SP34/CW34/11 | SHREE E-SOLUTIONS | IP Bullet Camera 2 MP 1920 × 1080@30fps | Supply, Intallations, Testing & Commissiong of H.265+ High quality imaging 1/2.8" Progressive Scan CMOS SENSOR, IP Bullet Camera 2 MP 1920 × 1080@30fps, IR upto 30 mtr, Fixed Lens, H.265+ compression technology to save bandwidth and storage, Clear imaging against strong back light due to DWDR technology,3D DNR technology delivers clean and sharp images, 12V DC, Day & Night - IR Cut Filter,Water and dust resistant (IP67), PoE Supported. Make : Hikvision ; Model : DS-2CD3021G2E-I | Nos. | 9 | 2250 | Approved
SOUTHWINDS PROJECT LLP (PHASE - III & IV) | CLUB PHASE - III & IV | Networking-Interiors |  | WO/SP34/CW34/12 | SHREE E-SOLUTIONS | IP Bullet Camera 2 MP 1920 × 1080@30fps | Supply, Intallations, Testing & Commissiong of H.265+ High quality imaging 1/2.8" Progressive Scan CMOS SENSOR, IP Bullet Camera 2 MP 1920 × 1080@30fps, IR upto 30 mtr, Fixed Lens, H.265+ compression technology to save bandwidth and storage, Clear imaging against strong back light due to DWDR technology,3D DNR technology delivers clean and sharp images, 12V DC, Day & Night - IR Cut Filter,Water and dust resistant (IP67), PoE Supported. Make : Hikvision ; Model : DS-2CD3021G2E-I | Nos. | 0 | 2250 | Approved
SOUTHWINDS PROJECT LLP (PHASE - III & IV) | CLUB PHASE - III & IV | Networking-Interiors |  | WO/SP34/CW34/11 | SHREE E-SOLUTIONS | NVR 32 Channel | Supply, Intallations, Testing & Commissiong of NVR 32 Channel, 12MP@30fps, DEFINATION DISPLAY & RECORDING, LAN, TCP/IP, back-up on USB, 5 USERS on Client S/W over LAN, built-in Web Server for Remote Surveillance on Internet Explorer, VGA O/P, HDMI O/P, 4K Display, 4 SATA HDD(Support upto 10TB Capacity each HDD) Make : Hikvision ; Model : DS-7732NXI-K4 | Nos. | 1 | 23100 | Approved
SOUTHWINDS PROJECT LLP (PHASE - III & IV) | CLUB PHASE - III & IV | Networking-Interiors |  | WO/SP34/CW34/12 | SHREE E-SOLUTIONS | NVR 32 Channel | Supply, Intallations, Testing & Commissiong of NVR 32 Channel, 12MP@30fps, DEFINATION DISPLAY & RECORDING, LAN, TCP/IP, back-up on USB, 5 USERS on Client S/W over LAN, built-in Web Server for Remote Surveillance on Internet Explorer, VGA O/P, HDMI O/P, 4K Display, 4 SATA HDD(Support upto 10TB Capacity each HDD) Make : Hikvision ; Model : DS-7732NXI-K4 | Nos. | 0 | 23100 | Approved
SOUTHWINDS PROJECT LLP (PHASE - III & IV) | CLUB PHASE - III & IV | Networking-Interiors |  | WO/SP34/CW34/11 | SHREE E-SOLUTIONS | 4TB Surveillance Hard Disk Drive | Supply, Intallations, Testing & Commissiong of 4TB Surveillance Hard Disk Drive. Make : Seagate | Nos. | 2 | 7950 | Approved
SOUTHWINDS PROJECT LLP (PHASE - III & IV) | CLUB PHASE - III & IV | Networking-Interiors |  | WO/SP34/CW34/12 | SHREE E-SOLUTIONS | 4TB Surveillance Hard Disk Drive | Supply, Intallations, Testing & Commissiong of 4TB Surveillance Hard Disk Drive. Make : Seagate | Nos. | 2 | 7950 | Approved
SOUTHWINDS PROJECT LLP (PHASE - III & IV) | CLUB PHASE - III & IV | Networking-Interiors |  | WO/SP34/CW34/11 | SHREE E-SOLUTIONS | 24 Port PoE Gigabit Ethernet Switch | Supply, Intallations, Testing & Commissiong of 24 Port PoE Gigabit Ethernet Switch 10/100/1000 mbps, unmanaged, plug and play Layer 2 network switch designed for video data transmission POE Power budget 370 watts 2 x 10/100/1000 Mbps uplink ethernet port. Make : Hikvision ; Model : DS-3E0526P-E | Nos. | 1 | 15400 | Approved
SOUTHWINDS PROJECT LLP (PHASE - III & IV) | CLUB PHASE - III & IV | Networking-Interiors |  | WO/SP34/CW34/12 | SHREE E-SOLUTIONS | 24 Port PoE Gigabit Ethernet Switch | Supply, Intallations, Testing & Commissiong of 24 Port PoE Gigabit Ethernet Switch 10/100/1000 mbps, unmanaged, plug and play Layer 2 network switch designed for video data transmission POE Power budget 370 watts 2 x 10/100/1000 Mbps uplink ethernet port. Make : Hikvision ; Model : DS-3E0526P-E | Nos. | 1 | 15400 | Approved
SOUTHWINDS PROJECT LLP (PHASE - III & IV) | CLUB PHASE - III & IV | Networking-Interiors |  | WO/SP34/CW34/11 | SHREE E-SOLUTIONS | UPS 1 KVA Offline | UPS 1 KVA Offline. Make : APC/Numeric | Nos. | 2 | 4950 | Approved
SOUTHWINDS PROJECT LLP (PHASE - III & IV) | CLUB PHASE - III & IV | Networking-Interiors |  | WO/SP34/CW34/12 | SHREE E-SOLUTIONS | UPS 1 KVA Offline | UPS 1 KVA Offline. Make : APC/Numeric | Nos. | 2 | 4950 | Approved
SOUTHWINDS PROJECT LLP (PHASE - III & IV) | CLUB PHASE - III & IV | Networking-Interiors |  | WO/SP34/CW34/11 | SHREE E-SOLUTIONS | 24 Port Patch Panel Loaded | Supply, Intallations, Testing & Commissiong of 24 Port Patch Panel Loaded. Make : Molex | Nos. | 1 | 3900 | Approved
SOUTHWINDS PROJECT LLP (PHASE - III & IV) | CLUB PHASE - III & IV | Networking-Interiors |  | WO/SP34/CW34/12 | SHREE E-SOLUTIONS | 24 Port Patch Panel Loaded | Supply, Intallations, Testing & Commissiong of 24 Port Patch Panel Loaded. Make : Molex | Nos. | 1 | 3900 | Approved
SOUTHWINDS PROJECT LLP (PHASE - III & IV) | CLUB PHASE - III & IV | Networking-Interiors |  | WO/SP34/CW34/11 | SHREE E-SOLUTIONS | CAT-6 Patch Cord and I/O Jack | Supply, Intallations, Testing & Commissiong of CAT-6 Patch Cord and I/O Jack. Make : Molex | Nos. | 30 | 435 | Approved
SOUTHWINDS PROJECT LLP (PHASE - III & IV) | CLUB PHASE - III & IV | Networking-Interiors |  | WO/SP34/CW34/12 | SHREE E-SOLUTIONS | CAT-6 Patch Cord and I/O Jack | Supply, Intallations, Testing & Commissiong of CAT-6 Patch Cord and I/O Jack. Make : Molex | Nos. | 30 | 435 | Approved
SOUTHWINDS PROJECT LLP (PHASE - III & IV) | CLUB PHASE - III & IV | Networking-Interiors |  | WO/SP34/CW34/11 | SHREE E-SOLUTIONS | SITC OF RACK 6 U | Supply, Intallations, Testing & Commissiong of RACK 6 U with standard accessories. - 1 No. Glass Door - 1 No. Lock - 1 No. Fan - 1 set of mounting screw - Dimension:( H X W X D) 258 X 550 X 500 Make : Netrack / Valrack | Nos. | 1 | 5250 | Approved
SOUTHWINDS PROJECT LLP (PHASE - III & IV) | CLUB PHASE - III & IV | Networking-Interiors |  | WO/SP34/CW34/12 | SHREE E-SOLUTIONS | SITC OF RACK 6 U | Supply, Intallations, Testing & Commissiong of RACK 6 U with standard accessories. - 1 No. Glass Door - 1 No. Lock - 1 No. Fan - 1 set of mounting screw - Dimension:( H X W X D) 258 X 550 X 500 Make : Netrack / Valrack | Nos. | 0 | 5250 | Approved
SOUTHWINDS PROJECT LLP (PHASE - III & IV) | CLUB PHASE - III & IV | Networking-Interiors |  | WO/SP34/CW34/11 | SHREE E-SOLUTIONS | PVC Junction Box 4"x4" | Supply, Intallations, Testing & Commissiong of PVC Junction Box 4"x4" Make : STD | Nos. | 6 | 45 | Approved
SOUTHWINDS PROJECT LLP (PHASE - III & IV) | CLUB PHASE - III & IV | Networking-Interiors |  | WO/SP34/CW34/12 | SHREE E-SOLUTIONS | PVC Junction Box 4"x4" | Supply, Intallations, Testing & Commissiong of PVC Junction Box 4"x4" Make : STD | Nos. | 6 | 45 | Approved
SOUTHWINDS PROJECT LLP (PHASE - III & IV) | CLUB PHASE - III & IV | Networking-Interiors |  | WO/SP34/CW34/11 | SHREE E-SOLUTIONS | Weatherproof Junction Box | Supply, Intallations, Testing & Commissiong of Weatherproof Junction Box Make : Sintex/Hensel | Nos. | 9 | 900 | Approved
SOUTHWINDS PROJECT LLP (PHASE - III & IV) | CLUB PHASE - III & IV | Networking-Interiors |  | WO/SP34/CW34/12 | SHREE E-SOLUTIONS | Weatherproof Junction Box | Supply, Intallations, Testing & Commissiong of Weatherproof Junction Box Make : Sintex/Hensel | Nos. | 9 | 900 | Approved
SOUTHWINDS PROJECT LLP (PHASE - III & IV) | CLUB PHASE - III & IV | Networking-Interiors |  | WO/SP34/CW34/11 | SHREE E-SOLUTIONS | Full HD Standard 32" Display Unit | Supply, Intallations, Testing & Commissiong of Full HD Standard 32" Display Unit with wall mount bracket, Brightness 400 nit Screen Resolution 3,840 x 2,160 (UHD) Speaker Built-in Interface HDMI(3) /USB 2.0/ RS232C/ RJ45/IR / Audio Built-in Speaker 10W + 10W, Operation: Portrait / Landscape LG- 32LQ571C Make : LG | Nos. | 1 | 16300 | Approved
SOUTHWINDS PROJECT LLP (PHASE - III & IV) | CLUB PHASE - III & IV | Networking-Interiors |  | WO/SP34/CW34/12 | SHREE E-SOLUTIONS | Full HD Standard 32" Display Unit | Supply, Intallations, Testing & Commissiong of Full HD Standard 32" Display Unit with wall mount bracket, Brightness 400 nit Screen Resolution 3,840 x 2,160 (UHD) Speaker Built-in Interface HDMI(3) /USB 2.0/ RS232C/ RJ45/IR / Audio Built-in Speaker 10W + 10W, Operation: Portrait / Landscape LG- 32LQ571C Make : LG | Nos. | 0 | 16300 | Approved
SOUTHWINDS PROJECT LLP (PHASE - III & IV) | CLUB PHASE - III & IV | Networking-Interiors |  | WO/SP34/CW34/11 | SHREE E-SOLUTIONS | HDMI Cable - 5 Mtr. | Supply, Intallations, Testing & Commissiong of HDMI Cable - 5 Mtr. Make : WB/MX | Nos. | 1 | 950 | Approved
SOUTHWINDS PROJECT LLP (PHASE - III & IV) | CLUB PHASE - III & IV | Networking-Interiors |  | WO/SP34/CW34/12 | SHREE E-SOLUTIONS | HDMI Cable - 5 Mtr. | Supply, Intallations, Testing & Commissiong of HDMI Cable - 5 Mtr. Make : WB/MX | Nos. | 0 | 950 | Approved
SOUTHWINDS PROJECT LLP (PHASE - III & IV) | CLUB PHASE - III & IV | Networking-Interiors |  | WO/SP34/CW34/11 | SHREE E-SOLUTIONS | CAT-6 Cable 23 AWG Pure Copper Conductor | Supply, Intallations, Testing & Commissiong of CAT-6 Cable 23 AWG Pure Copper Conductor - QTY AT ACTUAL. Make : Molex | Mtrs. | 437 | 29 | Approved
SOUTHWINDS PROJECT LLP (PHASE - III & IV) | CLUB PHASE - III & IV | Networking-Interiors |  | WO/SP34/CW34/12 | SHREE E-SOLUTIONS | CAT-6 Cable 23 AWG Pure Copper Conductor | Supply, Intallations, Testing & Commissiong of CAT-6 Cable 23 AWG Pure Copper Conductor - QTY AT ACTUAL. Make : Molex | Mtrs. | 0 | 29 | Approved
SOUTHWINDS PROJECT LLP (PHASE - III & IV) | CLUB PHASE - III & IV | Networking-Interiors |  | WO/SP34/CW34/12 | SHREE E-SOLUTIONS | Gigabit Media Converter Tx/Rx Pair | Supply, Intallations, Testing & Commissiong of Gigabit Media Converter Tx/Rx Pair. Make : SYTP-Link/D-Link | Pairs | 0 | 2700 | Approved
SOUTHWINDS PROJECT LLP (PHASE - III & IV) | CLUB PHASE - III & IV | Networking-Interiors |  | WO/SP34/CW34/11 | SHREE E-SOLUTIONS | Gigabit Media Converter Tx/Rx Pair | Supply, Intallations, Testing & Commissiong of Gigabit Media Converter Tx/Rx Pair. Make : SYTP-Link/D-Link | Pairs | 1 | 2700 | Approved
SOUTHWINDS PROJECT LLP (PHASE - III & IV) | CLUB PHASE - III & IV | Networking-Interiors |  | WO/SP34/CW34/11 | SHREE E-SOLUTIONS | Terminal Box | Supply, Intallations, Testing & Commissiong of Terminal Box. Make : STD | Nos. | 2 | 350 | Approved
SOUTHWINDS PROJECT LLP (PHASE - III & IV) | CLUB PHASE - III & IV | Networking-Interiors |  | WO/SP34/CW34/12 | SHREE E-SOLUTIONS | Terminal Box | Supply, Intallations, Testing & Commissiong of Terminal Box. Make : STD | Nos. | 0 | 350 | Approved
SOUTHWINDS PROJECT LLP (PHASE - III & IV) | CLUB PHASE - III & IV | Networking-Interiors |  | WO/SP34/CW34/11 | SHREE E-SOLUTIONS | OFC splicing | Supply, Intallations, Testing & Commissiong of OFC splicing with accessories ( like pigtail, patchcord, RJ 45 jack etc) with PC software etc as required to complete in all respect. | Lot | 1 | 5500 | Approved
SOUTHWINDS PROJECT LLP (PHASE - III & IV) | CLUB PHASE - III & IV | Networking-Interiors |  | WO/SP34/CW34/12 | SHREE E-SOLUTIONS | OFC splicing | Supply, Intallations, Testing & Commissiong of OFC splicing with accessories ( like pigtail, patchcord, RJ 45 jack etc) with PC software etc as required to complete in all respect. | Lot | 0 | 5500 | Approved
SOUTHWINDS PROJECT LLP (PHASE - III & IV) | CLUB PHASE - III & IV | Networking-Interiors |  | WO/SP34/CW34/11 | SHREE E-SOLUTIONS | RJ-45 connector | Supply, Intallations, Testing & Commissiong of RJ-45 connector. Make : D-Link | Nos. | 30 | 10 | Approved
SOUTHWINDS PROJECT LLP (PHASE - III & IV) | CLUB PHASE - III & IV | Networking-Interiors |  | WO/SP34/CW34/12 | SHREE E-SOLUTIONS | RJ-45 connector | Supply, Intallations, Testing & Commissiong of RJ-45 connector. Make : D-Link | Nos. | 30 | 10 | Approved
AARANYA | PRE-CONSTRUCTION PHASE | Temp fencing wall & Gate |  | WO/PKB/PKB1/10 | Sarmistha Enterprise | Supplying, fabricating, and fixing of MS ISMB (200 mm) sections | Supplying, fabricating, and fixing of MS ISMB (200 mm) sections at the designated location including all manpower, tool & tackle, necessary fittings such as hooks, hinges, any other hardware required for the proper installation maintaining proper line and level as per direction of Engineer-in-Charge. | Kg | 220.76 | 105 | Amended & Approved
AARANYA | PRE-CONSTRUCTION PHASE | Temp fencing wall & Gate |  | WO/PKB/PKB1/10 | Sarmistha Enterprise | Charges for repairing and fixing the MS gate | Charges for repairing and fixing the MS gate, including removing any damaged parts, straightening, welding, grinding, and aligning to restore its original functionality, replacing worn-out components, hinges, locks, bolts, or any other hardware as required for smooth operation as per direction of Engineer-in-Charge. | Lump Sum | 1 | 4000 | Approved
AARANYA | PRE-CONSTRUCTION PHASE | Temp fencing wall & Gate |  | WO/PKB/PKB1/10 | Sarmistha Enterprise | Charges for excavation of pit 750mm x 750mm x 1000mm and filling PCC | Charges for excavation of pit 750mm x 750mm x 1000mm and filling the pit with Plain Cement Concrete (PCC) after erection of ISMB post including providing required tools and tackles, labor, and materials per the direction of the Engineer-in-Charge. | Lump Sum | 1 | 16820.2 | Amended & Approved
SOUTHWINDS PROJECT LLP (PHASE - III & IV) | BLOCK PHASE - IV | Water Proofing |  | WO/SP34/BP4/20 | PRERONA CONSTRUCTION | Expansion Joint Treatment Work at Block - 14 | Expansion Joint Treatment Work at Block - 14 Step 1 : Cleaning of concrete surface on both side of the expansion joint to remove any dust, oil, grease including removal of laitance and cleaning the inside of the expansion joint with compressed air. Step 2 : Repairing the edges of the joint ( in case of weak concrete at the joint edge ) and also configuring the joint width ( in case of expansion joints with irregular width more than the width of the chosen Sikadur Combiflex Tape width ) with epoxy repair mortar Sikadur 31 and Sikadur 41. Step 3 : Providing and applying the first layer of epoxy adhesive Sikadur 3LC on both sides of the joints as per the width of the Sikadur Combiflex Tape Step 4 : Providing and applying 400 mm x 2 mm Sikadur Combiflex Tape as per manufacturers' method statement (for 200 mm gap size) Step 5 : Providing and applying second layer of Sikadur 3lC and finishing the adhesive by tapering the edge while completely sand witching the Sikadur Combiflex tape within as per manufacturers' method statement. Step 6 : Providing & Fixing cement fibre board 8-9mm thick, to covers up the treated joint, by making one side fix and other side free as per specification & direction of ElC. | RMT | 130 | 2350 | Approved
CHANDANNAGAR COMMERCIAL | MAIN TOWER | Lift |  | WO/GC01/GC01/9 | KONE ELEVATOR INDIA PRIVATE LIMITED | Supply, installation, testing & commissioning of 1 nos KONE make Elevators | Supply, installation, testing & commissioning of 1 nos KONE make Stainless steel hairline finish Model - IMNSS21, 2 Stops and 13 Person Passenger Elevators at Chandannagar Commercial as per specification attached and direction of Engineer-in-Charge. | Nos. | 1 | 1271186.45 | Amended & Approved
SOUTHWINDS PROJECT LLP (PHASE - III & IV) | OVERHEAD PHASE - III & IV | In-house labour |  | WO/SP34/OP34/42 | Suraj Enterprise | Unskilled Labour - 23rd Dec'2024 to 30th June'2025 | Charges of Unskilled Labour for misc. work as per direction of EIC. Time Period: 23rd Dec'2024 to 30th June'2025 |  | 0 | 0 | Amended & Approved
SOUTHWINDS PROJECT LLP (PHASE - III & IV) | OVERHEAD PHASE - III & IV | In-house labour |  | WO/SP34/OP34/42 | Suraj Enterprise | Unskilled labour. Time Period: 23rd Dec’2024 to 31st Dec’2024 | Charges of Unskilled labour for misc work as per direction of EIC. Time Period: 23rd Dec’2024 to 31st Dec’2024 | Nos. | 75 | 525 | Approved
SOUTHWINDS PROJECT LLP (PHASE - III & IV) | OVERHEAD PHASE - III & IV | In-house labour |  | WO/SP34/OP34/42 | Suraj Enterprise | loading - unloading | Charges for loading - unloading, transportation, hire charges for machinery work as per direction of Engineer-in-Charge. Time Period: 23rd Dec’2024 to 31st Dec’2024 | Nos. | 75 | 26 | Approved
SOUTHWINDS PROJECT LLP (PHASE - III & IV) | OVERHEAD PHASE - III & IV | In-house labour |  | WO/SP34/OP34/42 | Suraj Enterprise | Unskilled labour. Time Period: 1st Jan’2025 to 31st Jan’2025 | Charges of Unskilled labour for misc work as per direction of EIC. Time Period: 1st Jan’2025 to 31st Jan’2025 | Nos. | 207 | 525 | Approved
SOUTHWINDS PROJECT LLP (PHASE - III & IV) | OVERHEAD PHASE - III & IV | In-house labour |  | WO/SP34/OP34/42 | Suraj Enterprise | loading - unloading | Charges for loading - unloading, transportation, hire charges for machinery work as per direction of Engineer-in-Charge. Time Period: 1st Jan’2025 to 31st Jan’2025 | Nos. | 207 | 26 | Approved
SOUTHWINDS PROJECT LLP (PHASE - III & IV) | OVERHEAD PHASE - III & IV | In-house labour |  | WO/SP34/OP34/42 | Suraj Enterprise | Unskilled labour. Time Period: 1st Feb’2025 to 28th Feb’2025 | Charges of Unskilled labour for misc work as per direction of EIC. Time Period: 1st Feb’2025 to 28th Feb’2025 | Nos. | 419 | 525 | Approved
SOUTHWINDS PROJECT LLP (PHASE - III & IV) | OVERHEAD PHASE - III & IV | In-house labour |  | WO/SP34/OP34/42 | Suraj Enterprise | loading - unloading | Charges for loading - unloading, transportation, hire charges for machinery work as per direction of Engineer-in-Charge. Time Period: 1st Feb’2025 to 28th Feb’2025 | Nos. | 419 | 26 | Approved
SOUTHWINDS PROJECT LLP (PHASE - III & IV) | OVERHEAD PHASE - III & IV | In-house labour |  | WO/SP34/OP34/42 | Suraj Enterprise | Unskilled labour. Time Period: 1st Mar’2025 to 31st Mar’2025 | Charges of Unskilled labour for misc work as per direction of EIC. Time Period: 1st Mar’2025 to 31st Mar’2025 | Nos. | 524.5 | 525 | Approved
SOUTHWINDS PROJECT LLP (PHASE - III & IV) | OVERHEAD PHASE - III & IV | In-house labour |  | WO/SP34/OP34/42 | Suraj Enterprise | loading - unloading | Charges for loading - unloading, transportation, hire charges for machinery work as per direction of Engineer-in-Charge. Time Period: 1st Mar’2025 to 31st Mar’2025 | Nos. | 524.5 | 26 | Approved
BHOPAL - COMMERCIAL | COMMON INFRASTRUCTURE | Consultancy Charges | OTHER CONSLUTANTS | WO/BPC/BPC3/3 | HEAL INTERNATIONAL | Consultancy charges | Charges for assisting the client in navigating the process of obtaining necessary permissions, approvals, and No Objection Certificates (NOCs), as well as providing support in liaising with relevant regulatory authorities to ensure compliance with the requirements for the Project, as directed by the Engineer-in-Charge (EIC), in accordance with the scope of services outlined in the terms and conditions and detailed in Annexure A | Lump Sum | 1 | 6000000 | Approved
BHOPAL - COMMERCIAL | COMMON INFRASTRUCTURE | Consultancy Charges | OTHER CONSLUTANTS | WO/BPC/BPC3/4 | ELEGANT FIREOPS | Consultancy charges for NOC | Charges for providing Fire NOC from Fire department for our project as per direction of EIC/ Technical Head. | Lump Sum | 1 | 350000 | Approved
Primarc Chambers | BLOCK | Flooring Work |  | WO/PCH/PC01/86 | Wistech Services | 1.5 mm Thick Textured finish car parking system | Providing and applying car park flooring system of average 1.5mm thick texture finish Epoxy Paint by supply and application of primer, a body coat of PU primer with quartz sand, followed by sand broadcasting to achieve an anti-skid finish, and a final PU high-abrasion-resistant top coat of 500 microns in a standard shade (RAL 7004 as approved by EIC/ Architect) ensuring a seamless, jointless, and durable finish after necessary surface preparation by means of light grinding, chipping (in corners if necessary), wire brushing, coir brushing, etc. to get rid of all dust, dirt, laitance & other loose elements & achieve a sound, clean surface for epoxy painting, with men, materials, tools & tackles etc. all complete as per Drawings & direction of EIC. Location : Ground Floor and Podium (Driveway Area, Parking Area & Server Room). | Sq.Ft. | 26208.2 | 61 | Amended & Approved
Primarc Chambers | BLOCK | Flooring Work |  | WO/PCH/PC01/86 | Wistech Services | 1.5 mm Thick Textured finish UV Resistant car parking system | Providing and applying car park flooring system of average 1.5mm thick texture finish UV Resistant by supply and application of primer, a body coat of PU primer with quartz sand, followed by sand broadcasting to achieve an anti-skid finish, and a final PU top coat that is high abrasion and UV resistant, applied at 500 microns in a standard shade (RAL 7004 as approved by EIC/ Architect) ensuring a seamless, jointless, and durable finish after necessary surface preparation by means of light grinding, chipping (in corners if necessary), wire brushing, coir brushing, etc. to get rid of all dust, dirt, laitance & other loose elements & achieve a sound, clean surface for epoxy painting, with men, materials, tools & tackles etc. all complete as per Drawings & direction of EIC. Location : Ground Floor (Open Car Parking Area). | Sq.Ft. | 535.993 | 74 | Amended & Approved
Primarc Chambers | BLOCK | Flooring Work |  | WO/PCH/PC01/86 | Wistech Services | 100 mm wide Band marking | Providing and applying 100mm wide band marking using proprietory PU coating of approved colour shade Including Labour, materials, tools & tackles etc for complete the work. all complete as per Drawings & direction of EIC. Location : Ground Floor & Podium-4 (Parking Area). | RMT | 154.8 | 100 | Approved
Primarc Chambers | BLOCK | Flooring Work |  |  |  | Epoxy paint on floor | Epoxy paint on floor ( Driveway, Car parking at ground and Podium level & Server room) as per drawing & direction of EIC. |  |  |  | Draft
Primarc Chambers | BLOCK | Flooring Work |  |  |  | 1.5 mm Thick Textured finish car parking system | Providing and applying car park flooring system of average 1.5mm thick texture finish Epoxy Paint by supply and application of primer, a body coat of PU primer with quartz sand, followed by sand broadcasting to achieve an anti-skid finish, and a final PU high-abrasion-resistant top coat of 500 microns in a standard shade (RAL 7004 as approved by EIC/ Architect) ensuring a seamless, jointless, and durable finish after necessary surface preparation by means of light grinding, chipping (in corners if necessary), wire brushing, coir brushing, etc. to get rid of all dust, dirt, laitance & other loose elements & achieve a sound, clean surface for epoxy painting, with men, materials, tools & tackles etc. all complete as per Drawings & direction of EIC. Location : Ground Floor and Podium (Driveway Area, Parking Area & Server Room). | Sq.Ft. |  |  | Draft
Primarc Chambers | BLOCK | Flooring Work |  |  |  | 1.5 mm Thick Textured finish car parking system (GF Parking Area & Server Room) | Providing and applying car park flooring system of average 1.5mm thick texture finish Epoxy Paint by supply and application of primer, a body coat of PU primer with quartz sand, followed by sand broadcasting to achieve an anti-skid finish, and a final PU high-abrasion-resistant top coat of 500 microns in a standard shade ((RAL 7004 as approved by EIC/ Architect) ensuring a seamless, jointless, and durable finish after necessary surface preparation by means of light grinding, chipping (in corners if necessary), wire brushing, coir brushing, etc. to get rid of all dust, dirt, laitance & other loose elements & achieve a sound, clean surface for epoxy painting, with men, materials, tools & tackles etc. all complete as per Drawings & direction of EIC. Location : Ground Floor and Podium (GF Parking Area & Server Room). | Sq.Ft. |  |  | Draft
Primarc Chambers | BLOCK | Flooring Work |  |  |  | 1.5 mm Thick Textured finish UV Resistant car parking system | Providing and applying car park flooring system of average 1.5mm thick texture finish UV Resistant by supply and application of primer, a body coat of PU primer with quartz sand, followed by sand broadcasting to achieve an anti-skid finish, and a final PU top coat that is high abrasion and UV resistant, applied at 500 microns in a standard shade ((RAL 7004 as approved by EIC/ Architect) ensuring a seamless, jointless, and durable finish after necessary surface preparation by means of light grinding, chipping (in corners if necessary), wire brushing, coir brushing, etc. to get rid of all dust, dirt, laitance & other loose elements & achieve a sound, clean surface for epoxy painting, with men, materials, tools & tackles etc. all complete as per Drawings & direction of EIC. Location : Ground Floor (Open Car Parking Area). | Sq.Ft. |  |  | Draft
AARANYA | EXPERIENCE CENTER | Civil | Sub & Super Structure Work | WO/PKB/PKX/4 | DEEPSUN INDUSTRIAL CORPORATION | E/W up to 3 m (PCC & Brick foundation zone) | All Charges for earth work in excavation (including lifting & shifting) of foundation of structure, in all sorts of soil (including mixed soil, laterite or sandstone) including setting out, removing, spreading or stacking of soils within a lead of 150 m as per drawing, specification and direction of EIC. The item includes necessary dismantling of foundation (if any) made with brick, PCC, RCC, trimming the sides of trenches, levelling, dressing and ramming the bottom, bailing out water, barricading the area providing caution board, including all labour, materials, machinery, tools & tackles for all lead & lift to the entire satisfaction of EIC. The Contractor shall be paid only for excavation as actual / as per IS 1200 / discretion of EIC. For, Depth up to 3 m (For dismantling of PCC, BFS, WBM layer, Brick foundation zone within earth excavation) | Cum. | 65.715 | 2500 | Approved
AARANYA | EXPERIENCE CENTER | Civil | Sub & Super Structure Work | WO/PKB/PKX/4 | DEEPSUN INDUSTRIAL CORPORATION | Backfilling in foundation with lead approx 150-200m by JCB ( Up to plinth level ) | All Charges for doing backfilling in foundation ( Up to plinth level ) with excavated earth in layer not exceeding 150mm in depth including watering, ramming, compacting, consolidating in deposited layer and transportation of soil, all labour, materials, machinery, tools & tackles etc. for all lead (Including JCB hire charges for lead approx 150-200m within site) & lift to the entire satisfaction of Engineer-in-Charge. | Cum. | 57.525 | 180 | Approved
AARANYA | EXPERIENCE CENTER | Civil | Sub & Super Structure Work | WO/PKB/PKX/4 | DEEPSUN INDUSTRIAL CORPORATION | Silver Sand Supply, filling & Consolidating the same | Charges for Silver sand filling at Ramp bottom area and consolidating the same through saturation with water & ramming, etc. complete in all respect including all labour,tools/tackles, machinery, supply of sand and as per dwg. and direction of Engineer-in-Charge. | Cum. | 46.815 | 2256 | Approved
Primarc Chambers | BLOCK | Signages and Art Work | Signage Work | WO/PCH/PC01/87 | INIZIO SIGN SYSTEMS PVT. LTD. | Unit marker signage | Supply and fixing of Unit Marker Signage with 600mm x 600mm Aluminium profile (same as approved) duly coloured with 4mm acrylic facia & 24mm solid acrylic numbers fixed at top of unit directly fixed on wall with adhesive/silicon for the completion of entire scope of work, labours, tools & tackles, lead & lifts, shifting, all finishes and complete as per the specfication and requirement and as per the direction of the EIC |  | 0 | 0 | Approved
Primarc Chambers | BLOCK | Signages and Art Work | Signage Work | WO/PCH/PC01/87 | INIZIO SIGN SYSTEMS PVT. LTD. | Unit number | Unit number for Individual & Merged Units | Nos | 149 | 1000 | Approved
Primarc Chambers | BLOCK | Signages and Art Work | Signage Work | WO/PCH/PC01/87 | INIZIO SIGN SYSTEMS PVT. LTD. | Name plate | Name plate for Units | Nos | 129 | 4100 | Approved
The Ramdulari | BLOCK | Flooring Work |  |  |  | Main Lift Lobby Italian Marble Flooring | Charges for fixing of Italian Marble(Vietnam & Black Marquina Marble) at MainLift Lobby over a bed of 40-50 mm thick white cement mortar (1:6) showing in the drawing & joint filling with white cement slurry pigmented to match including RESIN, TINEX, ARALDITE, PUTTY, PIGMENT, all finishing & Cleaning as per drawing and direction of Engineer-In-Charge.This also includes high gloss mirror polish (7 nos cutting) .. Only Marble and White Cement will be supplied by Client. .(Rate including all required materials,labours,tools & tackles and necessary arrangements for the work. 2nd to 26th Floor |  |  |  | Approved
The Ramdulari | BLOCK | Flooring Work |  |  |  | Charges Italian Marble Cutting & Laying on the floor | Charges Vietnam & Black Marquina Marble Cutting & Laying on the floor as per direction of Engineer-in-Charge. | Sq.Ft. |  |  | Approved
The Ramdulari | BLOCK | Flooring Work |  |  |  | Sand Filling | Supply of Sand, oxide, old cloth for fixing of Vietnam Marble at Main lift lobby Floor & Skirting as per direction of Engineer-in-Charge | Sq.Ft. |  |  | Approved
The Ramdulari | BLOCK | Flooring Work |  |  |  | Resin Tinex fixing | Providing and Fixing charges for Vietnam Marble Resin Filling,Tinex ,Colour Pigment at Main lift lobby Floor & Skirting as ber BOQ & direction of EIC. | Sq.Ft. |  |  | Approved
The Ramdulari | BLOCK | Flooring Work |  |  |  | Poish | Charges Italian marble floor high gloss 7nos of cutting mirror polish .Main Lift lobby Floor | Sq.Ft. |  |  | Approved
The Ramdulari | BLOCK | Flooring Work |  |  |  | Skirting | Charges Black Marquina marble Cutting & Laying on the Skirting (300mm ) including high gloss 7nos of cutting mirror polish as per direction of Engineer-in-Charge | Rft |  |  | Approved
The Ramdulari | BLOCK | Flooring Work |  |  |  | Border | Charges Black Marquina marble Cutting & Laying on the floor 100mm Border as per direction of Engineer-in-Charge | Rft |  |  | Approved
The Ramdulari | BLOCK | Flooring Work |  |  |  | Chemical Coating | Providing & applying chemical coating as per BOQ & direction of EIC. | Sq.Ft. |  |  | Approved
The Ramdulari | BLOCK | Flooring Work |  |  |  | Floor Chipping | Charges for Deep Chipping (if Required) | Sq.Ft. |  |  | Approved
The Ramdulari | BLOCK | Flooring Work |  |  |  | Lifting | Lifting Charges of Material Marble ,under beding material etc as per BOQ & direction of EIC. | Sq.Ft. |  |  | Approved
The Ramdulari | BLOCK | Flooring Work |  |  |  | Floor Protection | Installation of floor protection sheet with POP coating, including surface preparation, material, labor, and finishing as per specifications. | Sq.Ft. |  |  | Approved
The Ramdulari | BLOCK | Flooring Work |  | WO/RP/RP02/51 | SAAV DEVELOPERS LLP | Main Lift Lobby Italian Marble Flooring | Charges for fixing of Italian Marble (Vietnam & Black Marquina) at Main Lift Lobby over a bed of 40-50 mm thick white cement mortar (1:6) showing in the drawing, cost of filling chemicals like Resin, Tinex, Araldite, Putty, Pigment and joint grout for Marble work, all finishing & Cleaning as per drawing and direction of Engineer-In-Charge. This also includes high gloss mirror polish (7 nos cutting). Only Marble and White Cement will be supplied by Client. . (Rate including all required materials, labours,tools & tackles and necessary arrangements for the work. Location:- 2nd to 26th Floor |  | 0 | 0 | Amended & Approved
The Ramdulari | BLOCK | Flooring Work |  | WO/RP/RP02/51 | SAAV DEVELOPERS LLP | Cutting & Laying Marble | Charges Vietnam & Black Marquina Marble Cutting & Laying on the floor as per direction of Engineer-in-Charge. | Sq.Ft. | 2925 | 80 | Approved
The Ramdulari | BLOCK | Flooring Work |  | WO/RP/RP02/51 | SAAV DEVELOPERS LLP | Sand Bed | Supply of Sand, oxide, old cloth for fixing of Vietnam Marble & Black Marquina at Main lift lobby Floor & Skirting as per direction of Engineer-in-Charge. | Sq.Ft. | 3980 | 15 | Approved
The Ramdulari | BLOCK | Flooring Work |  | WO/RP/RP02/51 | SAAV DEVELOPERS LLP | Resin Filling | Providing and Fixing charges for Vietnam Marble & Black Marquina Resin Filling, Tinex ,Colour Pigment at Main lift lobby Floor & Skirting as per BOQ & direction of EIC. | Sq.Ft. | 3980 | 50 | Approved
The Ramdulari | BLOCK | Flooring Work |  | WO/RP/RP02/51 | SAAV DEVELOPERS LLP | Polish | Charges for high gloss 7nos of cutting mirror polish . Main Lift lobby Floor (Vietnam Marble & Black Marquina) | Sq.Ft. | 3295 | 40 | Approved
The Ramdulari | BLOCK | Flooring Work |  | WO/RP/RP02/51 | SAAV DEVELOPERS LLP | Skirting | Charges for Cutting & Laying Black Marquina Marble Skirting (300mm), as per the direction of the Engineer-in-Charge. | Rft | 700 | 70 | Approved
The Ramdulari | BLOCK | Flooring Work |  | WO/RP/RP02/51 | SAAV DEVELOPERS LLP | Polish | Charges for high gloss 7nos of cutting mirror polish . Main Lift lobby Skirting (Black Marquina) | Rft | 700 | 40 | Approved
The Ramdulari | BLOCK | Flooring Work |  | WO/RP/RP02/51 | SAAV DEVELOPERS LLP | Border | Charges for Cutting & Laying Black Marquina on the floor 100mm Border as per approved drawing & direction of Engineer-in-Charge | Rft | 1138 | 100 | Approved
The Ramdulari | BLOCK | Flooring Work |  | WO/RP/RP02/51 | SAAV DEVELOPERS LLP | Chemical coating | Providing & Applying white marble protection chemical (AKEMI) coating in Floor ( Vietnam Marble) as per BOQ & direction of EIC. | Sq.Ft. | 2510 | 25 | Approved
The Ramdulari | BLOCK | Flooring Work |  | WO/RP/RP02/51 | SAAV DEVELOPERS LLP | Charges for Deep Chipping (if Required) | Charges for Deep Chipping (if Required) | Sq.Ft. | 3295 | 5 | Approved
The Ramdulari | BLOCK | Flooring Work |  |  |  | Lifting | Lifting charges for materials (marble, under bedding material, etc.) as per BOQ and direction of Engineer-in-Charge. | Sq.Ft. |  |  | Approved
The Ramdulari | BLOCK | Flooring Work |  | WO/RP/RP02/51 | SAAV DEVELOPERS LLP | Floor Protection | Providing, Installation & Removing of floor protection sheet with POP coating, including material, labor, and finishing as per specifications. | Sq.Ft. | 3295 | 15 | Approved
Primarc Chambers | BLOCK | Window and Glazing |  | WO/PCH/PC01/30 | Annex Design Pvt. Ltd. | Cement Board cladding | Supply, fabrication, and installation of 6mm thick cement board, along with 0.8mm G.I. sheet, and a 2mm aluminum "M" shaped sheet for back covering, applied to the existing MS backup structure, as per the approved drawing. The rate covers all materials, including the 6mm thick cement board, 0.8mm G.I. sheet, screws, cutting charges, and installation labor costs. | Sq.Ft. | 669.6 | 285 | Approved
Primarc Aadvika | PRE-CONSTRUCTION PHASE | Site Office | Civil and Finishing Work of Site Office |  |  | Gypsum board False Ceiling | Providing and fixing with Gypsum board 12 mm thk. flat framework comprising of rolled galvanized metal sections consisting of the main channels to run in one direction at 1000mm c/c and secondary ceiling section at 525-650mm c/c in other direction connected to main channel with GI connecting clips of 10 SWG of approved quality. The grids shall be suspended from MS angle by GI strap hangers 15mmx15mm size @ 1000mm C/C both ways from MS angle support. Gypsum board 12 mm thick is then screwed & fixed to ceiling section, finished with jointing compound, paper tape including necessary scaffolding & tool tackles all complete as per drawing and direction of Engineer-In-Charge. Gypsum Board make: India Gypsum Channel Make: India Gypsum/Equivalent | Sq.Ft. |  |  | Approved
Primarc Aadvika | PRE-CONSTRUCTION PHASE | Site Office | Civil and Finishing Work of Site Office | WO/HW1/PHW1/12 | Sangita Gaurisaria | False Ceiling work at site office | False Ceiling work at site office, as per BOQ ,dwg and direction of EIC. |  | 0 | 0 | Approved
Primarc Aadvika | PRE-CONSTRUCTION PHASE | Site Office | Civil and Finishing Work of Site Office | WO/HW1/PHW1/12 | Sangita Gaurisaria | Gypsum board False Ceiling | Providing and fixing with Gypsum board 12 mm thk. flat framework comprising of rolled galvanized metal sections consisting of the main channels to run in one direction at 1000mm c/c and secondary ceiling section at 525-650mm c/c in other direction connected to main channel with GI connecting clips of 10 SWG of approved quality. The grids shall be suspended from MS angle by GI strap hangers 15mmx15mm size @ 1000mm C/C both ways from MS angle support. Gypsum board 12 mm thick is then screwed & fixed to ceiling section, finished with jointing compound, paper tape including necessary scaffolding & tool tackles all complete as per drawing and direction of Engineer-In-Charge. Gypsum Board make: India Gypsum Channel Make: India Gypsum/Equivalent | Sq.Ft. | 933 | 72 | Approved
Primarc Aadvika | PRE-CONSTRUCTION PHASE | Site Office | Civil and Finishing Work of Site Office | WO/HW1/PHW1/13 | Sangita Gaurisaria | Flooring work at Temporary Site office | Flooring work at Temporary Site office, as per BOQ ,dwg and direction of EIC. |  | 0 | 0 | Approved
Primarc Aadvika | PRE-CONSTRUCTION PHASE | Site Office | Civil and Finishing Work of Site Office | WO/HW1/PHW1/13 | Sangita Gaurisaria | Floor Vitrified Tiles | Providing & Fixing Charges for Floor Vitrified Tiles at Engineer's room, PM room, Conference room, Common area, Passage, Main store area over a bed of 35-45mm thick cement mortar (1:4) in proper line and level, joints filled with white cement slurry with matched colour pigment after acid washing including all finishing & Cleaning as per drawing and direction of Engineer-in-Charge. Tiles & Cement will be supplied by Client. | Sq.Ft. | 860.67 | 36.81 | Approved
Primarc Aadvika | PRE-CONSTRUCTION PHASE | Site Office | Civil and Finishing Work of Site Office | WO/HW1/PHW1/13 | Sangita Gaurisaria | Floor Vitrified Tiles at Toilet | Providing & Fixing Charges of Floor Vitrified Tiles at Toilet over a bed of 35-45mm thick cement mortar (1:4) in proper line & level, joints filled with white cement slurry with match colour pigment after acid washing including all finishing & Cleaning as per drawing and direction of Engineer-in-Charge. Tiles & Cement will be supplied by Client. | Sq.Ft. | 125.12 | 36.81 | Approved
Primarc Aadvika | PRE-CONSTRUCTION PHASE | Site Office | Civil and Finishing Work of Site Office | WO/HW1/PHW1/13 | Sangita Gaurisaria | Floor Vitrified Tiles Skirting | Providing & Fixing Charges for Floor Vitrified Tiles Skirting at Engineer's room, PM room, Conference room, Common area, Passage, Main store area over a bed of 20-25 mm thick cement mortar (1:4) in proper line , level & plumb, joints filled with white cement slurry with matched colour pigment after acid washing including all finishing & Cleaning as per drawing amnd direction of Engineer- in- Charge. Tiles & Cement will be supplied by the Client. | Rft | 244.1 | 30.12 | Approved
Primarc Aadvika | PRE-CONSTRUCTION PHASE | Site Office | Civil and Finishing Work of Site Office | WO/HW1/PHW1/13 | Sangita Gaurisaria | Ceramic Tiles at Toilet wall/ Dado | Providing & Fixing Charges of Ceramic Tiles at Toilet wall/ Dado over a bed of 35-45mm thick cement mortar (1:4) in proper line & level & plumb, joints filled with white cement slurry with matched colour pigment after acid washing including all finishing & Cleaning as per drawing amnd direction of Engineer- in- Charge. Tiles & Cement will be supplied by the Client. | Sq.Ft. | 431.77 | 39.04 | Approved
Primarc Aadvika | PRE-CONSTRUCTION PHASE | Site Office | Civil and Finishing Work of Site Office | WO/HW1/PHW1/13 | Sangita Gaurisaria | Granite Slab on Counter Top | Providing & Fixing Charges for Fixing of Granite Slab on Counter Top as per showing in the drawing & joints filled with white cement slurry with matched colour pigment to match including TINEX, ARALDITE, OXIDE, PUTTY all finishing & Cleaning as per drawing and direction of Engineer-In-Charge. Granite Slab , Cement will be supplied by Client. | Sq.Ft. | 36.75 | 56.89 | Approved
Primarc Aadvika | PRE-CONSTRUCTION PHASE | Site Office | Civil and Finishing Work of Site Office | WO/HW1/PHW1/13 | Sangita Gaurisaria | Moulding & Polishing of Counter | Labour Charges for Moulding & Polishing of Counter(s) for all levels as per drawing and direction of Engineer-In-Charge | Rft | 25.52 | 35.7 | Approved
Primarc Aadvika | PRE-CONSTRUCTION PHASE | Site Office | Civil and Finishing Work of Site Office | WO/HW1/PHW1/13 | Sangita Gaurisaria | Granite Patty/Facia at Kitchen Counter | Providing & Fixing Charges of Granite Patty/Facia at Kitchen Counter Over a bed of 35-40 mm thick cement mortar(1:4),joints filled with white cement slurry with matched colour pigment after acid washing including all finishing & Cleaning as per drawing amnd direction of Engineer- in- Charge. Granite & Cement will be supplied by Client. | Rft | 43.95 | 54.66 | Approved
Primarc Aadvika | PRE-CONSTRUCTION PHASE | Site Office | Civil and Finishing Work of Site Office | WO/HW1/PHW1/13 | Sangita Gaurisaria | Black Stone for support & partition | Providing & Fixing charges for Fixing of Black Stone for support & partition of Granite Counter Top at Kitchen including skirting at partition wall and brick wall cutting for groove making for all levels as per drawing and direction of Engineer-In-Charge. Black stone, Cement will be supplied by Client. | Sq.Ft. | 78.35 | 45.74 | Approved
Primarc Aadvika | PRE-CONSTRUCTION PHASE | Site Office | Civil and Finishing Work of Site Office | WO/HW1/PHW1/13 | Sangita Gaurisaria | V-Groove making | Labour Charges of V-Groove making of at Wall Tiles at any levels as per drawing and direction of Engineer-In-Charge. | Rft | 64.76 | 16.73 | Approved
Primarc Aadvika | PRE-CONSTRUCTION PHASE | Site Office | Civil and Finishing Work of Site Office | WO/HW1/PHW1/13 | Sangita Gaurisaria | Chipping work in floor | Labour charges for Chipping work in floor and wall for fixing of Tiles, Marble and Granite at all levels as per drawing and direction of Engineer-In-Charge. | Sq.Ft. | 0 | 1.67 | Approved
Primarc Aadvika | PRE-CONSTRUCTION PHASE | Site Office | Civil and Finishing Work of Site Office | WO/HW1/PHW1/13 | Sangita Gaurisaria | Sink & Gas Hole Cutting | Charges for Sink & Gas Hole Cutting at Granite Counter Top as per Drawing & Direction of EIC. | Nos. | 1 | 390.43 | Approved
The Ramdulari | BLOCK | Grill / Steel Work |  | WO/RP/RP02/52 | Sarmistha Enterprise | MS Stair Railing Work at Main Stair & Service Stair | MS Stair Railing Work at Main Stair & Service Stair as per approved dwg, B.O.Q & direction of EIC. |  | 0 | 0 | Amended & Approved
The Ramdulari | BLOCK | Grill / Steel Work |  | WO/RP/RP02/52 | Sarmistha Enterprise | Stair Railing | Providing and Fixing of Stair Railing made with 60 mm x 40 mm x 3.2 mm MS RHS as handrail, , 50 X 8 mm MS flat as horizontal as for connecting the vertical member, 32x8 mm MS Flat as Vertical Support bolted from the side with MS flat base plate 100x 200x8mm with all complete and including cost of Zink chromate Primer, (Burger/Equivalent). Welding shall be done properly with continuous and uniform welds to ensure structural integrity and stability. The rate includes all required materials, labor, tools, tackles, and necessary arrangements for the work. Transportation, loading, unloading, shifting, and lifting of all materials and machinery are in the contractor's scope. Work shall be executed as per approved drawings and under the direction of the Engineer-in-Charge. Location:- Main Stair & Service Stair | Kg | 11966 | 115 | Approved
The Ramdulari | BLOCK | Grill / Steel Work |  | WO/RP/RP02/52 | Sarmistha Enterprise | Achor Fastner | Providing and fixing anchor Fastner 12x100 mm (Local Brand) as per drawing and direction of Engineer-in-Charge. | Nos | 2244 | 35 | Approved
Primarc Aadvika | EXPERIENCE CENTER | Interior Work |  | WO/HW1/PHW3/8 | Kraftwood Decor Pvt. Ltd. | Flooring Work as per drawing and direction of Engineer-In-Charge. | Flooring Work as per drawing and direction of Engineer-In-Charge. |  | 0 | 0 | Approved
Primarc Aadvika | EXPERIENCE CENTER | Interior Work |  | WO/HW1/PHW3/8 | Kraftwood Decor Pvt. Ltd. | FLOOR PATTERN - tile flooring(1200x2400) | FLOOR PATTERN - Providing & Fixing Charges for tile flooring(1200x2400). Pre polished with grooves and 2mm spacers and details Chemical Laying. Including all finishing & Cleaning as per drawing and direction of Engineer-In-Charge. | Sq.Ft. | 1816 | 250 | Approved
Primarc Aadvika | EXPERIENCE CENTER | Interior Work |  | WO/HW1/PHW3/8 | Kraftwood Decor Pvt. Ltd. | Skirting - kadapa stone band- 150mm high | Skirting - Providing & Fixing Charges for kadapa stone band- 150mm high Skirting Including all finishing & Cleaning as per drawing and direction of Engineer-In-Charge. | Rft | 142 | 120 | Approved
Primarc Aadvika | EXPERIENCE CENTER | Interior Work |  | WO/HW1/PHW3/8 | Kraftwood Decor Pvt. Ltd. | VITRIFIED TILE - FLOOR APPLICATION - WASHROOM | VITRIFIED TILE - FLOOR APPLICATION - WASHROOM - Providing and Fixing Charges for anti-skid floor vitrified tiles at Washroom with epoxy grout with 6mm spacer, including all complete as per drawing and direction of Engineer-In-Charge. | Sq.Ft. | 63.29 | 200 | Approved
Primarc Aadvika | EXPERIENCE CENTER | Interior Work |  | WO/HW1/PHW3/8 | Kraftwood Decor Pvt. Ltd. | DADO TILES- WALL APPLICATION - WASHROOM(upto 1200 ht) | DADO TILES - WALL APPLICATION - WASHROOM (up to 1200 ht) Providing and Fixing Charges for vitrified tiles at Washroom Wall / Dado with epoxy grout with 6mm spacer including all complete as per drawing and direction of Engineer-In-Charge. | Sq.Ft. | 270 | 200 | Approved
Primarc Aadvika | EXPERIENCE CENTER | Interior Work |  | WO/HW1/PHW3/8 | Kraftwood Decor Pvt. Ltd. | Skirting - VITRIFIED TILE - 150mm high (Pantry) | Skirting - VITRIFIED TILE - 150mm high (Pantry) - Providing and Fixing Charges for anti-skid floor vitrified tiles at Pantry Area. Including all complete as per drawing and direction of Engineer-In-Charge. | Rft | 135.5 | 150 | Approved
Primarc Aadvika | EXPERIENCE CENTER | Interior Work |  | WO/HW1/PHW3/8 | Kraftwood Decor Pvt. Ltd. | Vitrified tile- WALL AND FLOOR APPLICATION - PANTRY | Vitrified tile- WALL AND FLOOR APPLICATION - PANTRY - Providing and Fixing Charges for Wall & Floor anti-skid Vitrified Tiles at Pantry Area with epoxy grout with 6mm spacer. Including all complete as per drawing and direction of Engineer-In-Charge. | Rft | 1010.5 | 200 | Approved
Primarc Aadvika | EXPERIENCE CENTER | Interior Work |  | WO/HW1/PHW3/8 | Kraftwood Decor Pvt. Ltd. | STONE COUNTER IN WASHROOM AND PANTRY | STONE COUNTER IN WASHROOM AND PANTRY - Providing, laying and fixing charges for Italian stone counters at Washroom & Pantry. Including all complete as per drawing and direction of Engineer-In-Charge. | Sq.Ft. | 70.67 | 350 | Approved
Primarc Aadvika | EXPERIENCE CENTER | Interior Work |  | WO/HW1/PHW3/8 | Kraftwood Decor Pvt. Ltd. | URINAL PARTITION IN WASHROOM LAMINATED FINISHED 450X1500MM | URINAL PARTITION IN WASHROOM LAMINATED FINISHED 450X1500MM - Providing and Fixing Charges for Urinal Partition with Laminated Finish (450 mm X 1500 mm). Including all complete as per drawing and direction of Engineer-In-Charge. | Sq.Ft. | 15 | 600 | Approved
Primarc Aadvika | EXPERIENCE CENTER | Interior Work |  | WO/HW1/PHW3/8 | Kraftwood Decor Pvt. Ltd. | Carpet Flooring (1) - Meeting room (PP) | Carpet Flooring (1) - Providing and Fixing Charges of carpet flooring (1) including cost of suitable adhesive using carpet tiles yarn type Nylon, guage 1/12, pile height 0.5mm, backing bitumen, for heavy commercial use. Including all complete as per drawing and direction of Engineer-In-Charge. Location: Meeting room (PP) | Sq.Ft. | 373 | 150 | Approved
Primarc Aadvika | EXPERIENCE CENTER | Interior Work |  | WO/HW1/PHW3/8 | Kraftwood Decor Pvt. Ltd. | Carpet Flooring (2) - Theater | Carpet Flooring (2) - Providing and Fixing Charges of carpet flooring (2) including cost of suitable adhesive using carpet tiles yarn type Nylon, guage 1/12, pile height 0.5mm, backing bitumen, for heavy commercial use. Including all complete as per drawing and direction of Engineer-In-Charge. Location: Theater. | Sq.Ft. | 343 | 150 | Approved
Primarc Aadvika | EXPERIENCE CENTER | Interior Work |  | WO/HW1/PHW3/8 | Kraftwood Decor Pvt. Ltd. | Rubber Wood Plank | Rubber Wood Plank - Providing and Fixing Charges of Rubber Wood Plank on staircase steps and mezz floor. Including all complete as per drawing and direction of Engineer-In-Charge. | Sq.Ft. | 571.5 | 400 | Approved
Primarc Aadvika | EXPERIENCE CENTER | Interior Work |  | WO/HW1/PHW3/8 | Kraftwood Decor Pvt. Ltd. | THEATER - MS Frame with 18mm Ply | THEATER - Providing and Fixing Charges of MS Frame with 18mm Ply Over it. Including all complete as per drawing and direction of Engineer-In-Charge. | Sq.Ft. | 229.5 | 850 | Approved
Primarc Aadvika | EXPERIENCE CENTER | Interior Work |  | WO/HW1/PHW3/8 | Kraftwood Decor Pvt. Ltd. | Partition / Panelling / Boxing / Wooden Work / Glazing work as per drawing and direction of Engineer-In-Charge. | Partition / Panelling / Boxing / Wooden Work / Glazing work as per drawing and direction of Engineer-In-Charge. |  | 0 | 0 | Approved
Primarc Aadvika | EXPERIENCE CENTER | Interior Work |  | WO/HW1/PHW3/8 | Kraftwood Decor Pvt. Ltd. | POP PUNNING | POP PUNNING - Providing and Applying of POP PUNNING on walls for even finish, considering max 12-15mm thk only Internal and External AAC Work and Partitions. Including all complete as per drawing and direction of Engineer-In-Charge. | Sq.Ft. | 4064.5 | 38 | Approved
Primarc Aadvika | EXPERIENCE CENTER | Interior Work |  | WO/HW1/PHW3/8 | Kraftwood Decor Pvt. Ltd. | PAINT | PAINT - Providing and Applying of paint on Internal AAC Work and Partitions. Including all complete as per drawing and direction of Engineer-In-Charge. | Sq.Ft. | 5120 | 32 | Approved
Primarc Aadvika | EXPERIENCE CENTER | Interior Work |  | WO/HW1/PHW3/8 | Kraftwood Decor Pvt. Ltd. | SKIRTING- 150mm High / 20mm Thk | SKIRTING- 150mm High / 20mm Thk - Providing and Fixing Charges of Oak wood veneer Skirting- 150mm High / 20mm Thk. Including all complete as per drawing and direction of Engineer-In-Charge. | Rft | 204 | 250 | Approved
Primarc Aadvika | EXPERIENCE CENTER | Interior Work |  | WO/HW1/PHW3/8 | Kraftwood Decor Pvt. Ltd. | PARTITION & GYPSUM CLADDING | PARTITION & GYPSUM CLADDING - Providing and Fixing Charges of partition made in aluminium frame and 12mm thk ply fixing both sides including Gypsum Cladding on Partitions 12.5mm thk. Including all complete as per drawing and direction of Engineer-In-Charge. | Sq.Ft. | 3488.5 | 610 | Approved
Primarc Aadvika | EXPERIENCE CENTER | Interior Work |  | WO/HW1/PHW3/8 | Kraftwood Decor Pvt. Ltd. | GYPSUM PARTITION (Single SKIN) | GYPSUM PARTITION (Single SKIN): Providing and Fixing Charges of single skin 115mm thick gypsum partition made up of 1 layer of 12.5mm thick gypsum on each side, comprising of horizontal 3 mains (1 at bottom, 1 at lantern and i at 8 ft height) and vertical (At every 600mm) GI section, centre to centre or part thereof, with rock wool of 48Kg/m3 density, vertically and horizontally fixed firmly to walls/ floors/ RCC etc. Alternate vertical members to go up to RCC ceiling and firmly fixed. Jointing and taping to be included in the cost. Square and tapered edges of the boards are to be jointed and finished so as to have a flush look which includes filling and finishing with jointing compound, paper tape. Including of cutting for passing of services and expandable foam packing. The item includes providing cut-outs for electrical fixtures etc. The item includes a provision to be made for the A/C ducts to pass through the partition and then sealing the same around the duct with Gypsum Board / POP etc. Including all complete as per drawing and direction of Engineer-In-Charge. | Sq.Ft. | 1035 | 700 | Approved
Primarc Aadvika | EXPERIENCE CENTER | Interior Work |  | WO/HW1/PHW3/8 | Kraftwood Decor Pvt. Ltd. | WALL PAINT ON TOILET PARTITIONS | WALL PAINT ON TOILET PARTITIONS – Providing & Applying Charges of Wall paint on Toilet Partitions up to 2880mm height as per Approved Colour. Including all complete as per drawing and direction of Engineer-In-Charge. | Sq.Ft. | 0 | 32 | Approved
Primarc Aadvika | EXPERIENCE CENTER | Interior Work |  | WO/HW1/PHW3/8 | Kraftwood Decor Pvt. Ltd. | WALL PAINT ON PANTRY PARTITIONS | WALL PAINT ON PANTRY PARTITIONS - Providing & Applying Charges of Wall Paint on Pantry Partitions up to 2880mm height as per Approved Colour. Including all complete as per drawing and direction of Engineer-In-Charge. | Sq.Ft. | 0 | 32 | Approved
Primarc Aadvika | EXPERIENCE CENTER | Interior Work |  | WO/HW1/PHW3/8 | Kraftwood Decor Pvt. Ltd. | GLAZED PARTITION (Internal) | GLAZED PARTITION (Internal): Providing & Fixing Charges of Modular Aluminium single glazed partitioning with 10mm thick clear toughened glass with aluminium frame of approved make with rubber gasket as per manufacturer specification. Including fitted within built locking arrangement, glazing clips and all other necessary fittings, fixtures, adhesives and joineries, cutting glass of approved make to requisite shape and size fitting. Including all complete as per drawing and direction of Engineer-In-Charge. | Sq.Ft. | 454.5 | 1500 | Approved
Primarc Aadvika | EXPERIENCE CENTER | Interior Work |  | WO/HW1/PHW3/8 | Kraftwood Decor Pvt. Ltd. | Film on Glass Partition & Glass Doors | Film on Glass Partition & Glass Doors - Providing and Fixing Charges of film on glass partition & glass doors with Georgian bars. Including all complete as per drawing and direction of Engineer-In-Charge. | Sq.Ft. | 125.5 | 850 | Approved
Primarc Aadvika | EXPERIENCE CENTER | Interior Work |  | WO/HW1/PHW3/8 | Kraftwood Decor Pvt. Ltd. | GLASS DOOR 800mm x 2700mm | GLASS DOOR 800mm x 2700mm - Providing & Fixing Charges of GLASS DOOR 800mm x 2700mm 10mm thick, specification of glass as per approved drawing including all fittings & fixtures as per drawing and direction of Engineer-In-Charge. | Nos. | 2 | 55000 | Approved
Primarc Aadvika | EXPERIENCE CENTER | Interior Work |  | WO/HW1/PHW3/8 | Kraftwood Decor Pvt. Ltd. | GLASS DOOR 975mm x 2700mm | GLASS DOOR 975mm x 2700mm - Providing & Fixing Charges of GLASS DOOR 975mm x 2700mm 10mm thick, specification of glass as per approved drawing including all fittings & fixtures as per drawing and direction of Engineer-In-Charge. | Nos. | 2 | 65000 | Approved
Primarc Aadvika | EXPERIENCE CENTER | Interior Work |  | WO/HW1/PHW3/8 | Kraftwood Decor Pvt. Ltd. | GLASS DOOR 900mm x 2700mm | GLASS DOOR 900mm x 2700mm Providing & Fixing Charges of GLASS DOOR 900mm x 2700mm 10mm thick, specification of glass as per approved drawing including all fittings & fixtures as per drawing and direction of Engineer-In-Charge. | Nos. | 0 | 62000 | Approved
Primarc Aadvika | EXPERIENCE CENTER | Interior Work |  | WO/HW1/PHW3/8 | Kraftwood Decor Pvt. Ltd. | THEATER DOOR = 1100 mm x 2800mm | THEATER DOOR = 1100 mm x 2800mm Providing & Fixing Charges of THEATER DOOR = 1100 mm x 2800mm 10mm thick, specification of glass as per approved drawing including all fittings & fixtures as per drawing and direction of Engineer-In-Charge. | Nos. | 1 | 90000 | Approved
Primarc Aadvika | EXPERIENCE CENTER | Interior Work |  | WO/HW1/PHW3/8 | Kraftwood Decor Pvt. Ltd. | DOORS - INTERNAL TOILET & PANTRY | DOORS - INTERNAL TOILET & PANTRY - Providing & Fixing Charges of Internal Flush Door Shutter with laminated both side + Moulding/ panelled finish as per design and approved drawings and all hardware/Architrave to be Inclusive. Including all complete as per drawing and direction of Engineer-In-Charge. Size: 750mm x2400mm x 55mm Location: Internal Toilet & Pantry | Nos. | 2 | 45000 | Approved
Primarc Aadvika | EXPERIENCE CENTER | Interior Work |  | WO/HW1/PHW3/8 | Kraftwood Decor Pvt. Ltd. | Finishing Work Including all complete as per drawing and direction of Engineer-In-Charge. | Finishing Work Including all complete as per drawing and direction of Engineer-In-Charge. |  | 0 | 0 | Approved
Primarc Aadvika | EXPERIENCE CENTER | Interior Work |  | WO/HW1/PHW3/8 | Kraftwood Decor Pvt. Ltd. | Plastic Emulsion Paint | Providing and applying of three or more coats of best quality plastic emulsion paint of approved manufacture and shade to wall surfaces etc. applied evenly to give approved Matt or stippled finish, including preparation of surface and coat of approved primer complete as per specifications. Including all complete as per drawing and direction of Engineer-In-Charge. | Sq.Ft. | 5408 | 32 | Approved
Primarc Aadvika | EXPERIENCE CENTER | Interior Work |  | WO/HW1/PHW3/8 | Kraftwood Decor Pvt. Ltd. | Fabric (1) panelling to partition panels | Providing & Fixing in position Fabric (1) panelling to partition panels finished with 20 mm groove with foam, marking and ply backing. Fabric having Nylon. The job shall be done as per drawing and direction of Engineer-In-Charge. (LEAD CHINE IN & OUT SJA 3756, SNO. 109) - (Make: merino or equivalent) | Sq.Ft. | 851.5 | 1250 | Approved
Primarc Aadvika | EXPERIENCE CENTER | Interior Work |  | WO/HW1/PHW3/8 | Kraftwood Decor Pvt. Ltd. | Fabric (1) panelling to Gypsum partition panels | Providing & fixing in position Fabric (1) panelling to Gypsum partition panels finished with foam, marking and ply backing. Fabric having Nylon. The job shall be done as per drawing and direction of Engineer-In-Charge. (LEAD CHINE IN & OUT SJA 3756, SNO. 109) - (Make: merino or equivalent) | Sq.Ft. | 800 | 1250 | Approved
Primarc Aadvika | EXPERIENCE CENTER | Interior Work |  | WO/HW1/PHW3/8 | Kraftwood Decor Pvt. Ltd. | Fabric (2) panelling to Gypsum partition panels | Providing & Fixing in position Fabric (2) panelling to Gypsum partition panels finished with foam, marking and ply backing. Fabric having Nylon. The job shall be done as per drawing and direction of Engineer-In-Charge. (LEAD CHINE IN & OUT SJA 3756, SNO. 109) - (Make: merino or equivalent) | Sq.Ft. | 0 | 1250 | Approved
Primarc Aadvika | EXPERIENCE CENTER | Interior Work |  | WO/HW1/PHW3/8 | Kraftwood Decor Pvt. Ltd. | Wooden Fluted Plank | Providing & Fixing Charges of wooden fluted plank as per approved specification & Drawings including all fittings & fixture and direction of Engineer-In-Charge. | Sq.Ft. | 310.5 | 1550 | Approved
Primarc Chambers | COMMON INFRASTRUCTURE | Landscaping | Softscape | WO/PCH/PC04/37 | Mondal Nurseries & Exterior | Shrubs/Bamboo | Supply of Shrubs/Bamboo for Ground Level Plantation as per drawing and direction of EIC. |  | 0 | 0 | Amended & Approved
Primarc Chambers | COMMON INFRASTRUCTURE | Landscaping | Softscape | WO/PCH/PC04/37 | Mondal Nurseries & Exterior | Shrubs/Trees | Supply of Shrubs/Trees for Terrace Level Plantation as per drawing and direction of EIC. |  | 0 | 0 | Amended & Approved
Primarc Chambers | COMMON INFRASTRUCTURE | Landscaping | Softscape | WO/PCH/PC04/37 | Mondal Nurseries & Exterior | a | Boardleaf Grass | Sq.Mtr. | 90 | 236.8 | Approved
Primarc Chambers | COMMON INFRASTRUCTURE | Landscaping | Softscape | WO/PCH/PC04/37 | Mondal Nurseries & Exterior | b | Lawn Grass | Sq.Mtr. | 400.1 | 150.68 | Approved
Primarc Chambers | COMMON INFRASTRUCTURE | Landscaping | Softscape | WO/PCH/PC04/37 | Mondal Nurseries & Exterior | c | Asparagus (1' c-c) | Nos | 300 | 70 | Approved
Primarc Chambers | COMMON INFRASTRUCTURE | Landscaping | Softscape | WO/PCH/PC04/37 | Mondal Nurseries & Exterior | d | Murraya paniculata (2' c-c) | Nos | 55 | 720 | Approved
Primarc Chambers | COMMON INFRASTRUCTURE | Landscaping | Softscape | WO/PCH/PC04/37 | Mondal Nurseries & Exterior | e | Bambusa Multiplex (Ht.-10' ) | Nos | 85 | 2350 | Approved
Primarc Chambers | COMMON INFRASTRUCTURE | Landscaping | Softscape | WO/PCH/PC04/37 | Mondal Nurseries & Exterior | a | Epipremnum Aureum gold | Nos | 45 | 60 | Approved
Primarc Chambers | COMMON INFRASTRUCTURE | Landscaping | Softscape | WO/PCH/PC04/37 | Mondal Nurseries & Exterior | b | Philodendron erubescens gold | Nos | 385 | 60 | Approved
Primarc Chambers | COMMON INFRASTRUCTURE | Landscaping | Softscape | WO/PCH/PC04/37 | Mondal Nurseries & Exterior | c | Rhoeo spathaacsea | Nos | 1080 | 40 | Approved
Primarc Chambers | COMMON INFRASTRUCTURE | Landscaping | Softscape | WO/PCH/PC04/37 | Mondal Nurseries & Exterior | d | Ficus Lyrata | Nos | 45 | 150 | Approved
Primarc Chambers | COMMON INFRASTRUCTURE | Landscaping | Softscape | WO/PCH/PC04/37 | Mondal Nurseries & Exterior | e | Alpinia Zerumbet Variegata (Height- 1.5') | Nos | 50 | 120 | Approved
Primarc Chambers | COMMON INFRASTRUCTURE | Landscaping | Softscape | WO/PCH/PC04/37 | Mondal Nurseries & Exterior | f | Plumeria Alba (Height- 7' ) | Nos | 2 | 3500 | Approved
Primarc Aadvika | EXPERIENCE CENTER | Interior Work |  | WO/HW1/PHW3/8 | Kraftwood Decor Pvt. Ltd. | Ceiling Works as per drawing and direction of Engineer-In-Charge. | Ceiling Works as per drawing and direction of Engineer-In-Charge. |  | 0 | 0 | Approved
Primarc Aadvika | EXPERIENCE CENTER | Interior Work |  | WO/HW1/PHW3/8 | Kraftwood Decor Pvt. Ltd. | Open cell ceiling | Providing & Fixing Charges of Open cell ceiling galvanized sheet and aluminium of 100 mm x100mm as per design, drawings and direction of Engineer-In-Charge. including all fittings & fixture for complete the job. Make: Armstrong, Location: waiting and lounge | Sq.Ft. | 2238 | 350 | Approved
Primarc Aadvika | EXPERIENCE CENTER | Interior Work |  | WO/HW1/PHW3/8 | Kraftwood Decor Pvt. Ltd. | Wooden Fluted Ceiling | Providing & Fixing Charges of Wooden Fluted Ceiling as per design, drawings and direction of Engineer-In-Charge. including all fittings & fixture for complete the job. Location: Meeting Room | Sq.Ft. | 375 | 1600 | Approved
Primarc Aadvika | EXPERIENCE CENTER | Interior Work |  | WO/HW1/PHW3/8 | Kraftwood Decor Pvt. Ltd. | Gypsum Ceiling | Providing & Fixing Charges of Gypsum Ceiling as per design, drawings and direction of Engineer-In-Charge. including all fittings & fixture for complete the job. | Sq.Ft. | 2118.5 | 120 | Approved
Primarc Aadvika | EXPERIENCE CENTER | Interior Work |  | WO/HW1/PHW3/8 | Kraftwood Decor Pvt. Ltd. | Anutone ceiling | Providing & Fixing Charges of Anutone ceiling as per design, drawings and direction of Engineer-In-Charge. including all fittings & fixture for complete the job. Location: Theater | Sq.Ft. | 322.5 | 675 | Approved
Primarc Aadvika | EXPERIENCE CENTER | Interior Work |  | WO/HW1/PHW3/8 | Kraftwood Decor Pvt. Ltd. | Miscellaneous Work as per drawing and direction of Engineer-In-Charge. | Miscellaneous Work as per drawing and direction of Engineer-In-Charge. |  | 0 | 0 | Approved
Primarc Aadvika | EXPERIENCE CENTER | Interior Work |  | WO/HW1/PHW3/8 | Kraftwood Decor Pvt. Ltd. | Housekeeping / site clean-ups | Housekeeping / site clean-ups and loading unloading charges and disposal of debris from site | Lump Sum | 1 | 175000 | Approved
Primarc Aadvika | EXPERIENCE CENTER | Interior Work |  | WO/HW1/PHW3/8 | Kraftwood Decor Pvt. Ltd. | Flooring Protection | Providing & Applying of Flooring Protection including all required Materials | Lump Sum | 1 | 46000 | Approved
Primarc Aadvika | EXPERIENCE CENTER | Interior Work |  | WO/HW1/PHW3/8 | Kraftwood Decor Pvt. Ltd. | Scaffolding for Ceiling and Height Jobs | Providing & Applying of Scaffolding for Ceiling and Height Jobs | Lump Sum | 1 | 100000 | Approved
Primarc Chambers | COMMON INFRASTRUCTURE | Landscaping | Softscape | WO/PCH/PC04/38 | Mondal Nurseries & Exterior | Drain cell | Laying of Drain cell as per dwg. & direction of EIC. | Sq.Ft. | 1963.05 | 2.9 | Approved
Primarc Chambers | COMMON INFRASTRUCTURE | Landscaping | Softscape | WO/PCH/PC04/38 | Mondal Nurseries & Exterior | Geo textile | Laying of Geo textile as per dwg. & direction of EIC. | Sq.Ft. | 2002.27 | 1.5 | Approved
Primarc Chambers | COMMON INFRASTRUCTURE | Landscaping | Softscape | WO/PCH/PC04/38 | Mondal Nurseries & Exterior | Soil preparation (GFL) | Charges for Soil Preparation with supply of vermicompost/ manure/fertilizers mixing leveling and compacting earth by watering, Carriage, Plantation as per direction of EIC. (Ground floor level) |  | 0 | 0 | Approved
Primarc Chambers | COMMON INFRASTRUCTURE | Landscaping | Softscape | WO/PCH/PC04/38 | Mondal Nurseries & Exterior | Soil preparation (Terrace) | Charges for Soil Preparation with supply of vermicompost/ manure/fertilizers mixing leveling and compacting earth by watering, Carriage, Plantation as per direction of EIC. (Terrace level) | Nos | 1607 | 9 | Approved
Primarc Chambers | COMMON INFRASTRUCTURE | Landscaping | Softscape | WO/PCH/PC04/38 | Mondal Nurseries & Exterior | Plantation | Plantation charges for Shrubs/Trees/Bamboo as per dwg. & direction of EIC. |  | 0 | 0 | Approved
Primarc Chambers | COMMON INFRASTRUCTURE | Landscaping | Softscape | WO/PCH/PC04/38 | Mondal Nurseries & Exterior | Transportation charges | Transportation charges for Trees/ Shrubs/ Bamboo for Ground and Terrace level | Lump Sum | 1 | 20000 | Approved
Primarc Chambers | COMMON INFRASTRUCTURE | Landscaping | Softscape | WO/PCH/PC04/38 | Mondal Nurseries & Exterior | Trees from Nursery (BAMANGACHI) | Charges for Transportation/ Plantation of Trees from Nursery (BAMANGACHI) |  | 0 | 0 | Approved
Primarc Chambers | COMMON INFRASTRUCTURE | Landscaping | Softscape | WO/PCH/PC04/38 | Mondal Nurseries & Exterior | Trees from Square | Charges for Transportation/ Plantation of Trees from Square |  | 0 | 0 | Approved
Primarc Chambers | COMMON INFRASTRUCTURE | Landscaping | Softscape | WO/PCH/PC04/38 | Mondal Nurseries & Exterior | Maintenance (if req.) | Charges for Maintenance (if req.) which includes supervision, watering, supply and application of manure, fertilizer & pesticides as per requirement and direction of EIC. Charges For Deployment of Gardener - 2 Nos @14000/Nos- Per Month (8 Hours of Working/ Sunday is Weekly off) | Months | 4 | 40000 | Amended & Approved
Primarc Chambers | COMMON INFRASTRUCTURE | Landscaping | Softscape | WO/PCH/PC04/38 | Mondal Nurseries & Exterior | Manure | Charges for supply of Manure as per direction of EIC |  | 0 | 0 | Amended & Approved
Primarc Chambers | COMMON INFRASTRUCTURE | Landscaping | Softscape | WO/PCH/PC04/38 | Mondal Nurseries & Exterior | a | Soil bed preparation with supply of vermicompost/ manure/fertilizers for Shrubs (GFL including all ) | Nos | 1217 | 18 | Approved
Primarc Chambers | COMMON INFRASTRUCTURE | Landscaping | Softscape | WO/PCH/PC04/38 | Mondal Nurseries & Exterior | b | Soil preparation with supply of vermicompost/ manure/fertilizers for Trees, Bamboo (GFL including all ) | Nos | 90 | 120 | Approved
Primarc Chambers | COMMON INFRASTRUCTURE | Landscaping | Softscape | WO/PCH/PC04/38 | Mondal Nurseries & Exterior | Shrubs | Plantation charges (Shrubs) | Nos | 2775 | 19 | Approved
Primarc Chambers | COMMON INFRASTRUCTURE | Landscaping | Softscape | WO/PCH/PC04/38 | Mondal Nurseries & Exterior | Trees/Bamboo | Plantation charges (Trees & Bamboo) | Nos | 137 | 120 | Approved
Primarc Chambers | COMMON INFRASTRUCTURE | Landscaping | Softscape | WO/PCH/PC04/38 | Mondal Nurseries & Exterior | a | Transportation charges (nursery to site) | Trip | 7 | 1800 | Approved
Primarc Chambers | COMMON INFRASTRUCTURE | Landscaping | Softscape | WO/PCH/PC04/38 | Mondal Nurseries & Exterior | b | Labour charges for loading and unloading | Lump Sum | 1 | 9000 | Approved
Primarc Chambers | COMMON INFRASTRUCTURE | Landscaping | Softscape | WO/PCH/PC04/38 | Mondal Nurseries & Exterior | c | Plantation charges | Nos | 57 | 220 | Approved
Primarc Chambers | COMMON INFRASTRUCTURE | Landscaping | Softscape | WO/PCH/PC04/38 | Mondal Nurseries & Exterior | a | Transportation charges (square to site) | Lump Sum | 1 | 2500 | Approved
Primarc Chambers | COMMON INFRASTRUCTURE | Landscaping | Softscape | WO/PCH/PC04/38 | Mondal Nurseries & Exterior | b | Labour charges for loading and unloading | Lump Sum | 1 | 4007 | Approved
Primarc Chambers | COMMON INFRASTRUCTURE | Landscaping | Softscape | WO/PCH/PC04/38 | Mondal Nurseries & Exterior | c | Plantation charges | Lump Sum | 1 | 2400 | Approved
Primarc Chambers | COMMON INFRASTRUCTURE | Landscaping | Softscape | WO/PCH/PC04/38 | Mondal Nurseries & Exterior | a | Vermi Compost (50kg/ Bag) | Bags. | 160 | 300 | Approved
Primarc Chambers | COMMON INFRASTRUCTURE | Landscaping | Softscape | WO/PCH/PC04/38 | Mondal Nurseries & Exterior | b | Cocopeat (25kg/ Bag) | Bags. | 160 | 340 | Approved
The Ramdulari | BLOCK | Flooring Work |  | WO/RP/RP02/51 | SAAV DEVELOPERS LLP | Lifting | Lifting charges for materials (marble, under bedding material, etc.) 2nd Floor to 12th Floor as per BOQ and direction of Engineer-in-Charge. | Sq.Ft. | 1384 | 9.75 | Approved
The Ramdulari | BLOCK | Flooring Work |  | WO/RP/RP02/51 | SAAV DEVELOPERS LLP | Lifting | Lifting charges for materials (marble, under bedding material, etc.) 13nd Floor to 25th Floor as per BOQ and direction of Engineer-in-Charge. | Sq.Ft. | 1499 | 28.5 | Approved
Primarc Chambers | BLOCK | AC Ledge Works |  | WO/PCH/PC01/75 | Milan Roy | Hire charges of Scaffolding/ staging including transportation Charges, all complete as per drawing and direction of EIC for 60 days. | Hire charges of Scaffolding/ staging including transportation Charges, all complete as per drawing and direction of EIC for 60 days. | Sq.Ft. | 7901 | 22 | Amended & Approved
Primarc Chambers | BLOCK | AC Ledge Works |  | WO/PCH/PC01/75 | Milan Roy | Hire charges of Scaffolding/ staging including transportation Charges, all complete as per drawing and direction of EIC for 30 days. | Hire charges of Scaffolding/ staging including transportation Charges, all complete as per drawing and direction of EIC for 30 days. | Cum. | 3434 | 110 | Amended & Approved
Primarc Chambers | BLOCK | AC Ledge Works |  | WO/PCH/PC01/75 | Milan Roy | Hire charges of Scaffolding/ staging including transportation Charges, all complete as per drawing and direction of EIC for 30 days. [ Type - Cantilever ] | Hire charges of Scaffolding/ staging including transportation Charges, all complete as per drawing and direction of EIC for 30 days. [ Type - Cantilever ] | Sq.Ft. | 1361 | 22 | Amended & Approved
AARANYA | COMMON INFRASTRUCTURE | Land Development | Pond Development |  |  | Pond Cleaning, Pond Treatment & Monthly Maintainace | Pond Cleaning, Pond Treatment & Monthly Maintenance as per BOQ & direction of EIC. |  |  |  | Draft
AARANYA | COMMON INFRASTRUCTURE | Land Development | Pond Development |  |  | Pond Cleaning | All charges for cleaning of pond water and its banks by means of engagement of labours, tools & tackles,followed by treatment of pond water by adding medicines , minerals etc. to make the entire area hyginic and acceptable to flora and fauna ,incluiding necessary supervision by expert related to this job time to time and as directed by EIC. The waste materials such collected after cleaning will be ept at designated place shown by Primarc representative. (Rate is | Lump Sum |  |  | Draft
AARANYA | COMMON INFRASTRUCTURE | Land Development | Pond Development |  |  | Maintainace | All charges for clean and maintain the pond water and its surrounding areas and treatment of pond water by adding medicines and minerals etc. in regular intervals by means of engagement of labour & tools tackles as required and as directed by EIC.Month Februrary'25 to July'25 | Months |  |  | Draft
SOUTHWINDS PROJECT LLP (PHASE - III & IV) | CLUB PHASE - III & IV | POP/PUTTY Work |  | WO/SP34/CW34/14 | Buildon Plasters Private Limited | Gypsum & Putty | Gypsum plaster (wall) & Gypsum-putty (Ceiling) application at MLCP (Club) (Lift Lobby & Staircase ) as per B.O.Q & direction of EIC. |  | 0 | 0 | Approved
SOUTHWINDS PROJECT LLP (PHASE - III & IV) | CLUB PHASE - III & IV | POP/PUTTY Work |  | WO/SP34/CW34/14 | Buildon Plasters Private Limited | Ceiling | Charges for Providing and Applying Gypsum & putty with 5 mm - 6 mm thickness to the ceiling ( on concrete surface ) including lifting, Scaffolding, preparing the surface, necessary hacking , grinding etc. all complete at all level as per drawing and direction of Engineer-in-Charge. Brand of Gypsum: Buildon Gypsum Brand of Putty: Asian / Berger /JK/ Birla White | Sq.Ft. | 660 | 10.5 | Approved
SOUTHWINDS PROJECT LLP (PHASE - III & IV) | CLUB PHASE - III & IV | POP/PUTTY Work |  | WO/SP34/CW34/14 | Buildon Plasters Private Limited | Wall | Charges for Providing and Applying of Gypsum Plaster on Surfaces between 10mm to 12mm thickness. Finish will be line, level and plumb on Surface including all lifting, Scaffolding, preparing the surface, necessary hacking , grinding , supply & application of fibre mesh etc. all complete at all level as per drawing and direction of Engineer-in-Charge. Brand of Gypsum: Buildon Gypsum | Sq.Ft. | 2334 | 28.5 | Approved
AARANYA | COMMON INFRASTRUCTURE | Land Development | Pond Development | WO/PKB/PKB2/14 | BIOMATES | Pond Cleaning, Pond Treatment & Monthly Maintainace | Pond Cleaning, Pond Treatment & Monthly Maintenance as per BOQ & direction of EIC.. |  | 0 | 0 | Amended & Approved
AARANYA | COMMON INFRASTRUCTURE | Land Development | Pond Development | WO/PKB/PKB2/14 | BIOMATES | Pond Cleaning | All charges for cleaning of pond water and its banks by means of engagement of labours, tools & tackles, followed by treatment of pond water by adding medicines, minerals etc. to make the entire area hyginic and acceptable to flora and fauna ,including necessary supervision by expert related to this job time to time and as directed by EIC. The waste materials such collected after cleaning will be ept at designated place shown by Primarc representative. .(Rate including all required materials, labours tools & tackles and necessary arrangements for the work) | Lump Sum | 1 | 45000 | Approved
AARANYA | COMMON INFRASTRUCTURE | Land Development | Pond Development | WO/PKB/PKB2/14 | BIOMATES | Maintainace | Monthly Charges for maintenance of Pond including pond cleaning and maintain the pond (Pond 1,2,3 & 4) water and its surrounding areas and treatment of pond water by adding medicines and minerals etc. in regular intervals by means of engagement of labour & tools tackles as required and as directed by EIC. (Rate including all required materials, labours tools & tackles and necessary arrangements for the work) Period: February'25 to July'25 1. 1 Labour Every Day for pond cleaning & maintain surrounding area (Excluding Sunday) 2. At Least two labour or more as required, for pond water treatment, with a minimum of one treatment monthly or more as needed. Monthly Monitoring & supervision by expert once in a month | Months | 6 | 26000 | Approved
SOUTHWINDS PROJECT LLP (PHASE - III & IV) | FINISHING PHASE - IV | POP/PUTTY Work |  | WO/SP34/FW4/50 | Buildon Plasters Private Limited | Gypsum & Putty | Gypsum plaster (wall) & Gypsum-putty (Ceiling) application at MLCP (Except Club Area) (Lift Lobby & Staircase ) as per B.O.Q & direction of EIC. |  | 0 | 0 | Approved
SOUTHWINDS PROJECT LLP (PHASE - III & IV) | FINISHING PHASE - IV | POP/PUTTY Work |  | WO/SP34/FW4/50 | Buildon Plasters Private Limited | Ceiling | Charges for Providing and Applying Gypsum & putty with 5 mm - 6 mm thickness to the ceiling ( on concrete surface ) including lifting, Scaffolding, preparing the surface, necessary hacking , grinding etc. all complete at all level as per drawing and direction of Engineer-in-Charge. Brand of Gypsum: Buildon Gypsum Brand of Putty: Asian / Berger /JK/ Birla White | Sq.Ft. | 2011 | 10.5 | Approved
SOUTHWINDS PROJECT LLP (PHASE - III & IV) | FINISHING PHASE - IV | POP/PUTTY Work |  | WO/SP34/FW4/50 | Buildon Plasters Private Limited | Wall | Charges for application of Gypsum Plaster on Surfaces between 10mm to 12mm thickness. Finish will be line, level and plumb on Surface including all lifting, Scaffolding, preparing the surface, necessary hacking , grinding , supply & application of fibre mesh etc. all complete at all level as per drawing and direction of Engineer-in-Charge. Brand of Gypsum: Buildon Gypsum | Sq.Ft. | 8105 | 11 | Approved
The Soul, Rajarhat | BLOCK | Painting | External Painting | WO/HR01/BOK01/195 | ARTISAN | Supply of Material for repairing work. | Supply of SikaFlex construction (600ml) ,Sika Flex 11fc & Stone Cutting Diamond as per Challan and direction of EIC. | Lump Sum | 1 | 32000 | Approved
SOUTHWINDS PROJECT LLP (PHASE - III & IV) | CLUB PHASE - III & IV | Window and Glazing |  | WO/SP34/CW34/5 | Vinayak Fabtech | Extra Work | Charges for Extra Work of MS Removing and Refixing of all outside column of all Pathway area as per approved Drawing & direction of EIC. | Lump Sum | 1 | 13500 | Approved
SOUTHWINDS PROJECT LLP (PHASE - III & IV) | OVERHEAD PHASE - III & IV | General |  | WO/SP34/OP34/43 | Suprakash Das | Vehicle Charges with Driver for Sprinkling of water on bypass road. | Vehicle Charges with Driver for Sprinkling of water on bypass road. | Days | 50 | 500 | Approved
Primarc Aadvika | PRE-CONSTRUCTION PHASE | Site Office | Civil and Finishing Work of Site Office | WO/HW1/PHW1/14 | JAHANGIR ALAM ENTERPRISE | 2-3 mm putty | Charges for Providing and Applying Putty with 2-3 mm thickness to the wall including Scaffolding, preparing the surface, etc. all complete at all level as per drawing and direction of Engineer-in-Charge. Brand of Putty: Asian / Berger /JK/ Birla White Location: Site office | Sq.Ft. | 5654 | 7 | Approved
Primarc Aadvika | PRE-CONSTRUCTION PHASE | Site Office | Civil and Finishing Work of Site Office | WO/HW1/PHW1/14 | JAHANGIR ALAM ENTERPRISE | Plastic Emulsion Paint | Providing and applying of one coat of Primer followed by two coats of Plastic Emulsion Paint of approved shade & brand with complete finish, up to the required height including all surfaces properly rubbed, smoothened with emery paper, thoroughly cleaned by dry mopping with cloths to make the surfaces dust free prior to application of paint, including fill cracks and holes with approved filler if required so with necessary tools, tackles & scaffolding at all levels as per direction of Engineer in charge. Location: Site office wall including False Ceiling areas Brand: Asian Paints/Berger/AkzoNable | Sq.Ft. | 6509 | 8.5 | Approved
Primarc Chambers | BLOCK | Window and Glazing |  | WO/PCH/PC01/52 | Annex Design Pvt. Ltd. | Ground Floor - Euro 40 Series Casement Openable Door | "Design, Fabrication, Supply & installation at site of aluminium powder coated Euro 40 SERIES heavy duty Aluminium Openable Door tempered frame shutter and other extruded profiles & 6"" door bottom with reference to the desired strength in approved surface , with pure polyester grade powder coating on the aluminium sections, special quality Corner Cleat for joining support, best quality Floor spring , door top, bottom pivot accessories and aluminium powder coated profile on all four side of the shutter ( For Double Shutter ) for free movemement for shutters, best quality lock with handle, special quality EPDM Gasket for glass fixation, best quality Fischer Screw for wall fasteners, with other required hardwares. Glass infill desired ( 6 mm ST 167 Toughened Glass ). All aluminium sections will be covered with special quality protection tapes to prevent it from scratches and will be peeled off once installed in site within 2 (Two) weeks .All complete as per Dwg. BOQ. and direction of EIC. Location - Ground Floor" |  | 0 | 0 | Approved
Primarc Chambers | BLOCK | Window and Glazing |  | WO/PCH/PC01/52 | Annex Design Pvt. Ltd. | CG21 | CG21 ( OPENABLE ) (2550x3525) - 2 Nos. | Sq.Ft. | 140.23 | 1380 | Approved
Primarc Chambers | BLOCK | Window and Glazing |  | WO/PCH/PC01/52 | Annex Design Pvt. Ltd. | CG15A | CG15A( OPENABLE )(2550 x 3525) - 1 Nos. | Sq.Ft. | 70.95 | 1380 | Approved
Primarc Chambers | BLOCK | Window and Glazing |  | WO/PCH/PC01/52 | Annex Design Pvt. Ltd. | Extra charges for Hardware fittings | Extra Charges for fittings including floor spring, door top & bottom pivot accessories, swing profile felt, aluminium swing profile with powder coating on profiles as per drawing and direction of EIC. |  | 0 | 0 | Approved
Primarc Chambers | BLOCK | Window and Glazing |  | WO/PCH/PC01/52 | Annex Design Pvt. Ltd. | CG21 | CG21 ( OPENABLE ) (2550x3525) - 2 Nos. | Nos | 2 | 9000 | Approved
Primarc Chambers | BLOCK | Window and Glazing |  | WO/PCH/PC01/52 | Annex Design Pvt. Ltd. | CG15A | CG15A( OPENABLE )(2550 x 3525) - 1 Nos. | Nos | 1 | 9000 | Approved
Primarc Chambers | BLOCK | Window and Glazing |  | WO/PCH/PC01/52 | Annex Design Pvt. Ltd. | CG15A | CG15A(1100x3450) - 1 Nos. | Sq.Ft. | 44.1 | 625 | Approved
Primarc Chambers | BLOCK | Window and Glazing |  | WO/PCH/PC01/52 | Annex Design Pvt. Ltd. | CG21 | CG21(3570x3450) - 2 Nos. | Sq.Ft. | 225.8 | 625 | Approved
Primarc Chambers | BLOCK | Fire Fighting |  | WO/PCH/PC01/51 | Balajee Fire | Flange | Drain Sleeves For domestic Water Tank(Dia-100mm, Flange Type- Flange) | Nos | 1 | 700 | Approved
Primarc Chambers | BLOCK | Fire Fighting |  | WO/PCH/PC01/51 | Balajee Fire | Flange | Level Controller Sleeves for Harvesting Tanks (Dia-25mm, Flange Type-SEAL) | Nos | 1 | 225 | Approved
Primarc Chambers | BLOCK | Fire Fighting |  | WO/PCH/PC01/51 | Balajee Fire | Flange | Drain Sleeves For STP Tanks (Dia-80mm, Flange Type- Flange) | Nos | 4 | 650 | Approved
Primarc Chambers | BLOCK | Fire Fighting |  | WO/PCH/PC01/51 | Balajee Fire | Flange | Drain Sleeves For Fire Tanks (Dia-100mm, Flange Type- Flange) | Nos | 2 | 700 | Approved
Primarc Chambers | BLOCK | Fire Fighting |  | WO/PCH/PC01/51 | Balajee Fire | Flange | Drain Sleeves For STP discharge out side (Dia-100mm, Flange Type- Flange) | Nos | 1 | 700 | Approved
Primarc Chambers | BLOCK | Fire Fighting |  | WO/PCH/PC01/51 | Balajee Fire | Flange | Drain Sleeves For Sump discharge out side (Dia-100mm, Flange Type- reduce 80 and Flange) | Nos | 1 | 700 | Approved
Primarc Chambers | BLOCK | Fire Fighting |  | WO/PCH/PC01/51 | Balajee Fire | Flange | Drain Sleeves For harvesting tank water supply out+ In side (Dia-50mm, Flange Type- Flange) | Nos | 2 | 450 | Approved
Primarc Chambers | BLOCK | Fire Fighting |  | WO/PCH/PC01/51 | Balajee Fire | Flange | Drain Sleeves For harvesting tank overflow out side (Dia-80mm, Flange Type- Flange) | Nos | 1 | 650 | Approved
Primarc Chambers | BLOCK | Fire Fighting |  | WO/PCH/PC01/51 | Balajee Fire | Flange | OHT Tank Drain(Dia-50mm, Flange Type-blank) | Nos | 1 | 450 | Approved
SOUTHWINDS PROJECT LLP (PHASE - III & IV) | HARDSCAPE & LANDSCAPE PHASE - IV | Road Works |  | WO/SP34/HL4/2 | SHAHBAZ CONSTRUCTION | Construction of water bound macadam (WBM) sub-base with stone aggregates | Construction of water bound macadam (WBM) sub-base with stone aggregates of specific sizes and binding material (Stone dust) etc. of minimum thickness 100 mm including screening, sorting, spreading to template and consolidation with 8-10 T Static Roller as per drawing and direction of Engineer-in-Charge | Cum. | 619.9 | 5700 | Approved
SOUTHWINDS PROJECT LLP (PHASE - III & IV) | HARDSCAPE & LANDSCAPE PHASE - IV | Road Works |  | WO/SP34/HL4/2 | SHAHBAZ CONSTRUCTION | Laying Geo Textile | Laying Geo Textile membrane above the sub base layer as per drawing and direction of Engineer-in-Charge . (Geo textile supplied by client) | Sq.Mtr. | 4854.981 | 12.6 | Approved
SOUTHWINDS PROJECT LLP (PHASE - III & IV) | HARDSCAPE & LANDSCAPE PHASE - IV | Road Works |  | WO/SP34/HL4/2 | SHAHBAZ CONSTRUCTION | plain cement concrete (PCC)(75-100 mm thick) | All charges for laying1:4:8 plain cement concrete (PCC)(75-100 mm thick) of required thickness below brick foundation or any other location as specified in the drawing till Plinth level using 20 mm nominal size well-graded approved quality aggregate including vibrating / compacting, scaffolding as required establishing dewatering system by pumping / bailing out water, cleaning, preparing surfaces, junctions etc. including shuttering, curing complete as per drawing and direction of Engineer-in-Charge. Cement will be supplied by client but subjected to reconciliation | Cum. | 47.898 | 6305 | Approved
SOUTHWINDS PROJECT LLP (PHASE - III & IV) | HARDSCAPE & LANDSCAPE PHASE - IV | Road Works |  | WO/SP34/HL4/2 | SHAHBAZ CONSTRUCTION | Laying interlocking designer paver block - Size of paver block-(200X200) | Laying interlocking designer paver block of any shade and Colour of approved quality , laid in pattern as directed in pavement, driveway etc. including necessary underlay complete in all respect with all labour and material. (Border concrete if necessary to be paid separately), a) 60 mm thick Block (Over 50 mm sand bed including cost of sand ). (Only paver block supply by client,but subjected to reconciliation). All work complete as per drawing & direction of Engineer-in-Charge.Size of paver block-(200X200) | Sq.Mtr. | 3343.85 | 375 | Approved
SOUTHWINDS PROJECT LLP (PHASE - III & IV) | HARDSCAPE & LANDSCAPE PHASE - IV | Road Works |  | WO/SP34/HL4/2 | SHAHBAZ CONSTRUCTION | Laying interlocking designer paver block - Size of paver block-(100X100) | Laying interlocking designer paver block of any shade and Colour of approved quality , laid in pattern as directed in pavement, driveway etc. including necessary underlay complete in all respect with all labour and material. (Border concrete if necessary to be paid separately), a) 60 mm thick Block (Over 50 mm sand bed including cost of sand ). (Only paver block supply by client,but subjected to reconciliation). All work complete as per drawing & direction of Engineer-in-Charge.Size of paver block-(100X100) | Sq.Mtr. | 1599.821 | 375 | Approved
SOUTHWINDS PROJECT LLP (PHASE - III & IV) | HARDSCAPE & LANDSCAPE PHASE - IV | Road Works |  | WO/SP34/HL4/2 | SHAHBAZ CONSTRUCTION | Charges for laying 75mm thick Concrete Grass pavers | Charges for laying 75mm thick Concrete Grass pavers of specified sizes over 60mm thick compacted & consolidated sand (by watering & manual compaction) & filling of Good earth (as available in site) into the depth of thickness of Pavers, watering in stages to make it consolidated naturally maintaining all line,levels and slopes, according to approved sample done at site including necessary tools and tackles, shifting materials from stack yard, cleaning the paver surfaces with broom, removing the excess earth & sand to designated place etc complete as per drawing and as directed by EIC. (Measurements will be as per plan dimensions of the Concrete paver surface) (Concrete pavers will be supplied by client on reconciliation basis, rest will be under scope of the contractor) | Sq.Mtr. | 0 | 300 | Approved
SOUTHWINDS PROJECT LLP (PHASE - III & IV) | HARDSCAPE & LANDSCAPE PHASE - IV | Road Works |  | WO/SP34/HL4/2 | SHAHBAZ CONSTRUCTION | Charges for fixing of Kerb stones - (Precast concrete kerb stone - (Length - 500 X Height - 300 X Width - 150 and 300 X Height - 300 X Width - 150)" | Charges for fixing of Kerb stones of specific sizes along the Drive way or other designated places including necessary alignment. The rate is exclusive of the cost of Kerb Stones, manpower cost for fixing the Kerbs, all lead and lift, carrying cost from stock yard to execution point, including laying PCC at the bottom of the kerb line and joining two adjacent Kerb stone using lean cement mortar.) (Kerb stone & cement supply by client) All work complete as per drawing & direction of EIC.) (Precast concrete kerb stone - (Length - 500 X Height - 300 X Width - 150 and 300 X Height - 300 X Width - 150)" | RMT | 1378.553 | 250 | Approved
SOUTHWINDS PROJECT LLP (PHASE - III & IV) | HARDSCAPE & LANDSCAPE PHASE - IV | Road Works |  | WO/SP34/HL4/2 | SHAHBAZ CONSTRUCTION | PCC (1:4:8) With Pigment matching colour of Paver Block | PCC (1:4:8) With Pigment matching colour of Paver Block | Cum. | 0 | 6305 | Approved
SOUTHWINDS PROJECT LLP (PHASE - III & IV) | HARDSCAPE & LANDSCAPE PHASE - IV | Road Works |  | WO/SP34/HL4/2 | SHAHBAZ CONSTRUCTION | Charges for cleaning,cutting,filling and rolling over WBM-Jhama Burnt brick layer | Charges for cleaning,cutting,filling and rolling over WBM-Jhama Burnt brick layer | Sq.Mtr. | 1713.36 | 75 | Approved
Primarc Chambers | BLOCK | False Celling |  | WO/PCH/PC01/88 | Sangita Gaurisaria | Cement Board | Fixing of cement board 8 mm thick flat framework comprising of the main channels to run in one direction at 1000mm c/c and secondary ceiling section at 525-650 mm c/c in other direction connected to main channel with Gl connecting clips of 10 SWG of approved quality. The grids shall be suspended from structural slab by Gl strap hanger 15 mm x 15 mm size @1000mm C/C both ways from structural support Gypsum board 12 mm thick is then screwed & fixed to ceiling section, finished with jointing compound, paper tape including necessary saffolding and tool tackles all complete as per drawing and direction direction of Engineer-ln Charge. Board Brand : V- Board Channel make : IGPL; Location- 12th, 13th Square Duct Peripherial Coverage [ In front of C25 & C27] | Sq.Ft. | 110 | 90 | Approved
Primarc Chambers | BLOCK | False Celling |  | WO/PCH/PC01/88 | Sangita Gaurisaria | Hilux Board | Providing and fixing with HILUX Board(Moisture resistant ) for wall cladding of 8 mm thick with flooring channel and T- channel 600c/c vertically all complete as per direction of Engineer-ln Charge, Board Brand : Hilux Channel make : IGPL , Location- Podium 1 to 4 | Sq.Ft. | 581.5 | 120 | Approved
Primarc Chambers | BLOCK | False Celling |  | WO/PCH/PC01/88 | Sangita Gaurisaria | Gypsum ceiling | Providing all the Necessary material for Gypsum Celing Corridoor area and Profile Light Cutting (20 mm X 12 mm) with Channel Providing & Fixing at Corridoor & Lift Lobby area including labour charges. False ceiling providing and fixing with gypsum board 12 mm thk. flat framework comprising of rolled galvanized metal sections consisting of the main channels to run in one direction at 1000mm c/c and secondary ceiling section at 525-650nim c/c in other direction connected to main channel with Gl connecting clips of 10 SWG of approved quality. The grids shall be suspended from structural slab by Gl strap hanger 15 mm x 15 mm size @1000mm C/C both ways from structural support Gypsum board 12 mm thick is then screwed & fixed to ceiling section, finished with jointing compound, paper tape including necessary saffolding and tool tackles all complete as per drawing and direction direction of Engineer-ln Charge. Board Brand : lGPL board/Equivalent Channel Brand : IGPL Channel. Location- Podium 1 to 4 | Sq.Ft. | 1427.8 | 80 | Approved
Primarc Chambers | BLOCK | False Celling |  |  |  | Loading - unloading | Charges for loading - unloading-, transportation, hire charges for machinery as per direction of Engineer-in-Charge | Lump Sum |  |  | Approved
Primarc Aadvika | PRE-CONSTRUCTION PHASE | Site Office | Civil and Finishing Work of Site Office | WO/HW1/PHW1/13 | Sangita Gaurisaria | Charges for loading - unloading | Charges for loading - unloading, transportation, hire charges for machinery as per direction of Engineer-in-Charge. | Lump Sum | 1 | 2533.61 | Approved
Primarc Aadvika | PRE-CONSTRUCTION PHASE | Site Office | Civil and Finishing Work of Site Office | WO/HW1/PHW1/12 | Sangita Gaurisaria | Charges for loading - unloading | Charges for loading - unloading, transportation, hire charges for machinery as per direction of Engineer-in-Charge. | Lump Sum | 1 | 2015.28 | Approved
Primarc Aadvika | COMMON INFRASTRUCTURE | Land Development |  | WO/HW1/PHW2/3 | MANOJ KUMAR JHA | Supply of Silver Sand | Supply of Silver Sand including compaction at the desired location at all levels with watering, ramming, consolidation etc. as necessary & as directed by the EIC. The rates are inclusive of all materials, labours, tools/tackles, etc. all complete. | Cft. | 6520 | 35 | Approved
Primarc Aadvika | COMMON INFRASTRUCTURE | Land Development |  | WO/HW1/PHW2/3 | MANOJ KUMAR JHA | Supply of Silver Sand | Supply of Silver Sand including compaction at the desired location at all levels with watering, ramming, consolidation etc. as necessary & as directed by the EIC. The rates are inclusive of all materials, labours, tools/tackles, etc. all complete. (Location: For Compaction of 1000mm dia test pile area & Bore packing for Pile load test) Approx 300 Cft per Trip | Trip | 11 | 12000 | Approved
Primarc Aadvika | COMMON INFRASTRUCTURE | Land Development |  | WO/HW1/PHW2/3 | MANOJ KUMAR JHA | Supply of Flyash | Supply of Flyash including compaction at the desired location at all levels with watering, ramming, consolidation etc. as necessary & as directed by the EIC. The rates are inclusive of all materials, labours, tools/tackles, etc. all complete. | Cft. | 11980 | 26 | Approved
Primarc Chambers | BLOCK | Wood Work |  | WO/PCH/PC01/89 | B. S. Furniture | Mirror installation in all toilet areas | Charges for the supply and installation of mirrors on plywood-framed surface, with side edges covered and moulded with teakwood, finished and polished all complete as per dwg. & direction of the EIC/Architect. (Shifting & lifting of all materials & machineries and scaffolding (if required) are in contractor's scope); (Only Plywood will be in client scope) Location-Podium-1, 5th to 14th floor Toilet area. | Lump Sum | 1 | 108630 | Amended & Approved
SOUTHWINDS PROJECT LLP (PHASE - III & IV) | CLUB PHASE - III & IV | Grill / Steel Work |  | WO/SP34/CW34/8 | Sarmistha Enterprise | MS Platform for AC Hanging as per Drawings and Direction of Engineer-in-charge. | Supply, Fabrication & Erection of MS Platform for AC Hanging made with 32x32x2.8 SHS as Post, 60x40x3 RHS as Horizontal, 230x230x12 Plate as top and 150mm ISMB (as per shown in Drawings) with using 6mm Chequred Plate including all accessorie, tools & tackles for complete the work and one coat red oxide primer of approved manufacture at all MS Section as per Drawings and Direction of Engineer-in-charge. | Kgs | 636 | 110 | Approved
SOUTHWINDS PROJECT LLP (PHASE - III & IV) | FINISHING PHASE - IV | Grill / Steel Work |  | WO/SP34/FW4/9 | PROTECH ENGINEERS | Bl-14-Part-01 | Bl-14-Part-01 -(G+18) Parapet Railing | Kg | 237.59 | 104 | Approved
SOUTHWINDS PROJECT LLP (PHASE - III & IV) | FINISHING PHASE - IV | Grill / Steel Work |  | WO/SP34/FW4/9 | PROTECH ENGINEERS | Bl-16 | Bl-16 -(G+18) Parapet Railing | Kg | 278.736 | 104 | Approved
SOUTHWINDS PROJECT LLP (PHASE - III & IV) | FINISHING PHASE - IV | Grill / Steel Work |  | WO/SP34/FW4/9 | PROTECH ENGINEERS | Railing Over OT Parapet & Planter Wall | MS Work at Private Terrace : Supply and Erection of A. Railing Over OT Parapet made with 50mm/ 2.9 Circular Hollow Pipe, 25mm/ 2.6 Circular Hollow Pipe and 30X6 MS Flat B. Railing Over Planter Wall made with SHS 50X50X2.9, SHS 25X25X2.6 and MS Plate 100X100X10 Anchor Fastener (As per approved design) etc. complete at all level including one coat of red-lead prime/ epoxy primer, transportation, lead and lifting as per drawing and direction of EIC |  | 0 | 0 | Approved
SOUTHWINDS PROJECT LLP (PHASE - III & IV) | FINISHING PHASE - IV | Grill / Steel Work |  | WO/SP34/FW4/9 | PROTECH ENGINEERS | Bl-14-Part-02 -(G+18) Railing Over OT Parapet | Bl-14-Part-02 -(G+18) Railing Over OT Parapet | Kg | 40.851 | 104 | Approved
SOUTHWINDS PROJECT LLP (PHASE - III & IV) | FINISHING PHASE - IV | Grill / Steel Work |  | WO/SP34/FW4/9 | PROTECH ENGINEERS | Bl-14-Part-02 -(G+18) Railing Over Planter Wall | Bl-14-Part-02 -(G+18) Railing Over Planter Wall | Kg | 114.268 | 104 | Approved
SOUTHWINDS PROJECT LLP (PHASE - III & IV) | FINISHING PHASE - IV | Grill / Steel Work |  | WO/SP34/FW4/9 | PROTECH ENGINEERS | MS Platform for CFM | MS Work at Above roof : Supply and Erection of MS platform for CFM made with Post of 100x100x4 SHS over 200x200x12 insert plate by anchor fastner, ISMB 200 as platform sections to be welded at insert plate 200x250x12 and ISA 75x75x6 at wall end support, and 6 mm thick chequered plate at top (As per approved design) etc. complete at all level including one coat of epoxy primer, transportation, lead and lifting as per drawing and direction of EIC |  | 0 | 0 | Approved
SOUTHWINDS PROJECT LLP (PHASE - III & IV) | FINISHING PHASE - IV | Grill / Steel Work |  | WO/SP34/FW4/9 | PROTECH ENGINEERS | BLOCK-14(PART-01) CFM | BLOCK-14(PART-01) CFM | Kg | 784.896 | 110 | Approved
Primarc Chambers | COMMON INFRASTRUCTURE | Grill / Steel Work |  | WO/PCH/PC04/27 | ADA-METCON | G.I chain link FENCING | Charges for supply and fixing of G.I chain link for fencing |  | 0 | 0 | Approved
Primarc Chambers | COMMON INFRASTRUCTURE | Grill / Steel Work |  | WO/PCH/PC04/27 | ADA-METCON | G.I chain link FENCING | Providing and Fixing of 50*50*2.5 mm G.I wire mesh chain link FENCING with all complete and including cost of Scaffolding, at all levels as per approved drawing and direction of Engineer-in-Charge. | Sq.Ft. | 353.5 | 45 | Approved
Primarc Chambers | COMMON INFRASTRUCTURE | Grill / Steel Work |  | WO/PCH/PC04/27 | ADA-METCON | Transportation charges | Transportation charges including loading, unloading as per direction of Engineer-in-charge. | Lump Sum | 1 | 2500 | Approved
Primarc Chambers | COMMON INFRASTRUCTURE | Grill / Steel Work |  | WO/PCH/PC04/27 | ADA-METCON | Gutter line | Providing and fixing a color-coated gutter line at the shed to collect runoff water, complete with necessary scaffolding, as per the approved drawing, color and the directions of the Engineer-in-charge. (Rate is including all required materials, labours, tools & tackles and necessary arrangements for the work.) | RMT | 12.7 | 1000 | Approved
BHOPAL - COMMERCIAL | MARKETING | Marketing Office | Civil and Finishing Work of Marketing Office | WO/BPC/BPC4/4 | A W CONSTRUCTIONS PRIVATE LIMITED | Excavation | All Charges for doing excavation in required profile by mechanical means (hydraulic excavator)/ manual in all type of soils in dry and wet condition for foundation or any other foundation of the proposed structure as per drawings or direction EIC including dismantling of foundation (if any) made with brick, PCC, RCC, dressing of side, bottom, ramming of bottom, dewatering, shoring, strutting, diverting underground sewer line, water line, electrical line (if any) barricading the area providing caution board maintaining required slopes including all labour, materials, machinery, tools & tackles for all lead & lift as per drawing and direction of Engineer-in-Charge. | Cum. | 201.71 | 325 | Approved
BHOPAL - COMMERCIAL | MARKETING | Marketing Office | Civil and Finishing Work of Marketing Office | WO/BPC/BPC4/4 | A W CONSTRUCTIONS PRIVATE LIMITED | backfilling of excavated pit, trench | All Charges for doing backfilling of excavated pit, trench etc. with excavated earth in layer not exceeding 150mm in depth including watering, ramming, compaction and transportation of sand, all labour, materials, machinery, tools & tackles etc. for all lead & lift as per drawing and direction of Engineer-in-Charge | Cum. | 554 | 125 | Approved
BHOPAL - COMMERCIAL | MARKETING | Marketing Office | Civil and Finishing Work of Marketing Office | WO/BPC/BPC4/4 | A W CONSTRUCTIONS PRIVATE LIMITED | Earth filling with earth (hard muroom) brought from outside | Earth filling with earth (hard muroom) brought from outside in foundation / plinth, sides of foundation retaining wall, trenches, lift pits, above existing ground level and under floors with selected earth in layers not exceeding 150 mm thick including watering, ramming, consolidation etc. as directed. The rates are inclusive of all labours, tools/tackles, pumps, vibratory roller/earth compactor temporary works, etc.complete [measurement of net compacted volume after consolidation/ completion will be paid] | Cum. | 0 | 500 | Approved
BHOPAL - COMMERCIAL | MARKETING | Marketing Office | Civil and Finishing Work of Marketing Office | WO/BPC/BPC4/4 | A W CONSTRUCTIONS PRIVATE LIMITED | Providing & laying PCC M15 (1:2:4) | All charges for providing & laying M15 (1:2:4) plain cement concrete (PCC) of required thickness at all levels using 20 mm nominal size well-graded approved quality aggregate including vibrating / compacting, scaffolding as required establishing curing complete as per drawing and direction of Engineer-in-Charge. | Cum. | 8.5 | 5650 | Approved
BHOPAL - COMMERCIAL | MARKETING | Marketing Office | Civil and Finishing Work of Marketing Office | WO/BPC/BPC4/4 | A W CONSTRUCTIONS PRIVATE LIMITED | Providing & laying RCC M25 | All Charges for providing, mixing & laying M25 grade reinforced cement concrete (excluding cost of shuttering & reinforcement) for all leads and for all items e.g. columns, beams, slabs, lintels, staircase, foundation, etc. of all profile coming from both sub & superstructure at all level using 20 mm nominal size & down graded good quality aggregate as per design mix approved by PMC/Consultant/EIC including vibrating/compacting, curing, scaffolding as required establishing dewatering system by pumping / bailing out water, cleaning, preparing surfaces, junctions etc. including curing complete as per drawing and direction of Engineer-in-Charge. Cement concrete should have an ultimate crushing strength of not less than 250 Kg/sq.cm for Grade M25 on 15cm X 15cm X 15cm cube at 28 days and source of concrete will be Site Mix. Special conditions:- Rates are quoted for all levels & heights. | Cum. | 77.51 | 6300 | Approved
BHOPAL - COMMERCIAL | MARKETING | Marketing Office | Civil and Finishing Work of Marketing Office | WO/BPC/BPC4/4 | A W CONSTRUCTIONS PRIVATE LIMITED | Centering and shuttering | All Charges for providing, fabricating, erecting and fixing in position plained timber, plywood centering and shuttering true to line and level, including steel propping, staging, shuttering removal, applying shuttering oil, including required bracing, chamfering corners (of exposed edges) of beams, columns, walls etc. complete as per drawing and direction of Engineer-in-Charge. Rate shall also include removal and dismantling the aforesaid assembly after specified period complete at all depths and leads for all items, all profile and both sub & superstructure level all complete | Sq.Mtr. | 471.52 | 420 | Approved
BHOPAL - COMMERCIAL | MARKETING | Marketing Office | Civil and Finishing Work of Marketing Office | WO/BPC/BPC4/4 | A W CONSTRUCTIONS PRIVATE LIMITED | Charges for fixing steel reinforcement | All Charges for supply & fixing steel reinforcement (Tor Steel as per IS-1786, Fe 500) for RCC work including transporting, decoiling, straightening, removing loose rust, cutting, bending and placing for all profile and for all lead & lift at both sub & superstructure level and binding with 18 gauge annealed wire as per drawing and direction of Engineer-in-Charge. Payment of steel shall be made as per drawing and approved bar bending schedule with permissible laps and paid on the basis of the sectional weights of bar as per relevant I.S. Code. The rate shall include cost of binding wire, chairs, spacers, pins, cover blocks which will not be measured separately for payment. (Make: Goel, Kamdhenu, Moira) | MT | 9.254 | 66000 | Approved
BHOPAL - COMMERCIAL | MARKETING | Marketing Office | Civil and Finishing Work of Marketing Office | WO/BPC/BPC4/4 | A W CONSTRUCTIONS PRIVATE LIMITED | 250mm thick brick masonry with clay bricks | All Charges for providing and laying 250mm thick brick masonry with clay bricks in cement mortar 1:6 adequately soaked in water before use etc., for foundation to plinth level including the cost of all labour, tools, tackles, scaffolding, curing etc. complete as per direction of Engineer-in-Charge and technical specification. | Cum. | 0 | 7400 | Approved
SOUTHWINDS PROJECT LLP (PHASE - III & IV) | FINISHING PHASE - IV | Grill / Steel Work |  | WO/SP34/FW4/14 | ADA-METCON | MS Platform for CFM at Block - 13 (Above roof) | MS Work at Above roof : Supply and Erection of MS platform for CFM made with Post of 100x100x4 SHS over 200x200x12 insert plate by anchor fastner, ISMB 200 as platform sections to be welded at insert plate 200x250x12 and ISA 75x75x6 at wall end support, and 60 mm thick chequered plate at top (As per approved design) etc. complete at all level including one coat of epoxy primer, transportation, lead and lifting as per drawing and direction of EIC |  | 0 | 0 | Approved
Primarc Chambers | BLOCK | Electrical | DG Cost | WO/PCH/PC01/62 | S.S.Electricals | Laying Fuel pipe | Labour charges for erection of Fuel pipe at any height level as per specification & requirement and direction of EIC. | Mtrs. | 14.3 | 200 | Approved
The Ramdulari | BLOCK | Electrical | External Electrical | WO/RP/RP02/27 | ELECTRO POWER | Rectification work of LPS system | Rectification of old damaged 8 mm round conductor with new along with installation of conductor holder at height on outside surface of the building -70mtrs. approx | Lump Sum | 1 | 15000 | Approved
Primarc Chambers | COMMON INFRASTRUCTURE | Grill / Steel Work |  |  |  | 5 mm Chequered Plate | Providing and Fixing of Chequered plate - 5 mm thk./as per approved all including cost of red oxide primer, lifting, transportation, loading, unloading, tools and tackles as per approved drawing and direction of Engineer-in-charge | Kg |  |  | Draft
Primarc Chambers | BLOCK | Grill / Steel Work |  |  |  | MS Structure for Handrail work as per Dwg. & Direction of EIC | Providing and Fixing of M.S Railing at Retail 1 and Cafe area as per drawing including one coat of Red oxide primer, lifting to places and erection as per direction of EIC. | Kg |  |  | Draft
Primarc Aadvika | PRE-CONSTRUCTION PHASE | Site Office | Civil and Finishing Work of Site Office | WO/HW1/PHW1/15 | JAHANGIR ALAM ENTERPRISE | Weather shield coat paint (Non Texture) | Providing & Applying of One coat of Cementitious primer/Snowcem on plastered surface followed by One coat of Acrylic Primer & Two coat of Weather shield coat paint (Non Texture) using colour shade (Dark Grey to match with RAL Shade-7015) as approved by Architect/E.I.C at below mentioned location, including loading-unloading, scaffolding, lifting of the material & surface preparation with all materials & Labour etc. all complete as per drawing and direction of Engineer-in-Charge. Make: Approved Brand. (ICI/Berger/Asian Paint Location: Site Office Note : Colour shall be applied after approval of Engineer-in-Charge | Sq.Ft. | 1100 | 11.5 | Approved
Primarc Aadvika | COMMON INFRASTRUCTURE | Land Development |  | WO/HW1/PHW2/14 | Ranjeet Kumar Singh | Hire charges for JCB | Hire charges for JCB "Backhoe Loader" on hourly basis including fuel, operator, tiffin charges & maintenance. | hrs. | 117 | 875 | Amended & Approved
Primarc Aadvika | COMMON INFRASTRUCTURE | Land Development |  | WO/HW1/PHW2/14 | Ranjeet Kumar Singh | Hire Charges for Dumper | Hire Charges for Dumper for shifting of rubbish within site premises as per the requirement and as directed by the EIC. Rate including fuel, operator, tiffin charges & maintenance. Minimum working hours per day - 8 Hrs. | Days | 20 | 6200 | Amended & Approved
Primarc Chambers | BLOCK | Window and Glazing |  | WO/PCH/PC01/52 | Annex Design Pvt. Ltd. | ALUMINUM FIXED "Z" LOUVERS - Driver's Toilet | Design, Fabrication, Supply & installation at site of aluminium powder coated Fixed "Z" designed as per the approved drawing. The system shall be fixed with 2" x 1" Tube , Glazing Plate, Aluminium Z Louvers etc. All profiles for panel shall be powder coating 55 to 60- micron as per the shade approved by the client. . All aluminium sections will be covered with special quality protection tapes to prevent it from scratches and will be peeled off once installed in site within 2 (Two) weeks . All complete as per Dwg. BOQ. and direction of EIC. Location- Driver's Toilet. |  | 0 | 0 | Approved
Primarc Chambers | BLOCK | Window and Glazing |  | WO/PCH/PC01/52 | Annex Design Pvt. Ltd. | V1 | V1 - 600 mm x 650 mm - 1 Nos ( Aluminium Fixed Louvers Top Ex. & Fixed ) as per Drwg given. | Nos | 1 | 3000 | Approved
Primarc Chambers | BLOCK | Window and Glazing |  | WO/PCH/PC01/52 | Annex Design Pvt. Ltd. | V2 | V2 - 600 mm x 650 mm - 1 Nos ( Aluminium Fixed Louvers ) as per Drwg given. | Nos | 1 | 3000 | Approved
Primarc Chambers | BLOCK | Window and Glazing |  | WO/PCH/PC01/52 | Annex Design Pvt. Ltd. | V3 | V3 - 1200 mm x 475 mm - 1 Nos ( Aluminium Fixed Louvers Top Ex. & Fixed ) as per Drwg given. | Nos | 1 | 4000 | Approved
AARANYA | EXPERIENCE CENTER | Civil | Sub & Super Structure Work | WO/PKB/PKX/5 | DEEPSUN INDUSTRIAL CORPORATION | Brick Work & PCC dismantling | Charges for Brick Work & PCC dismantling all complete including cleaning all rubbish, lifting and staging as per direction of Engineer in charge. | Cum. | 36.43 | 2750 | Approved
AARANYA | EXPERIENCE CENTER | Civil | Sub & Super Structure Work | WO/PKB/PKX/5 | DEEPSUN INDUSTRIAL CORPORATION | brick work | Providing and erecting brick work with 1st class bricks for walls of specified thickness in cement sand mortar (1:6) including the cost of all material, labour, tools, tackles, scaffolding, curing etc. complete as per direction of Engineer-in-Charge and technical specification. | Cum. | 13.32 | 8690 | Approved
AARANYA | EXPERIENCE CENTER | Civil | Sub & Super Structure Work | WO/PKB/PKX/5 | DEEPSUN INDUSTRIAL CORPORATION | 125 mm thick brick work | All charges for Providing and erecting 125 mm thick brick work with 1st class Conventional bricks for walls of specified thickness in sand cement mortar (4 :1) including the cost of all material, labour, tools, tackles, scaffolding, curing etc. complete as per direction of Engineer-in-Charge and technical specification. | Sq.Mtr. | 47.58 | 1210 | Approved
AARANYA | EXPERIENCE CENTER | Civil | Sub & Super Structure Work | WO/PKB/PKX/5 | DEEPSUN INDUSTRIAL CORPORATION | Plaster & rendering | Removal of existing plaster & rendering of the wall (both surface) including removal of accumulated debris outside of site premises. Location: 1st floor wall | Sq.Mtr. | 212.435 | 132 | Approved
AARANYA | EXPERIENCE CENTER | Civil | Sub & Super Structure Work | WO/PKB/PKX/5 | DEEPSUN INDUSTRIAL CORPORATION | Internal Plaster | All charges for Providing and applying plaster with sand and cement mortar including round off or chamfering of concrete surface, curing etc. complete as per direction of EIC - 12 mm thick sand cement mortar (6 parts sand: 1-part cement). Location: 1st floor wall | Sq.Mtr. | 295.75 | 269.5 | Approved
AARANYA | EXPERIENCE CENTER | Civil | Sub & Super Structure Work | WO/PKB/PKX/5 | DEEPSUN INDUSTRIAL CORPORATION | Scaffolding and Dismantling work | All Charges for Providing & Fixing charges for scaffolding and Dismantling work of the same as per drawing and direction of EIC. | Cum. | 629.45 | 165 | Approved
AARANYA | EXPERIENCE CENTER | Civil | Sub & Super Structure Work | WO/PKB/PKX/5 | DEEPSUN INDUSTRIAL CORPORATION | External plaster | All charges for Providing and applying plaster with sand and cement mortar including round off or chamfering of concrete surface, curing etc. complete as per direction of EIC - 15 mm thick sand cement mortar (5 parts sand: 1-part cement). Location: External plaster | Sq.Mtr. | 381.15 | 297 | Approved
AARANYA | EXPERIENCE CENTER | Civil | Sub & Super Structure Work | WO/PKB/PKX/5 | DEEPSUN INDUSTRIAL CORPORATION | M20 grade cement concrete/reinforced cement concrete | All charges for Providing & laying M20 grade cement concrete/reinforced cement concrete (including cost of shuttering) at all levels and leads for Lintel | Cum. | 6.185 | 12540 | Approved
AARANYA | EXPERIENCE CENTER | Civil | Sub & Super Structure Work | WO/PKB/PKX/5 | DEEPSUN INDUSTRIAL CORPORATION | steel reinforcement | All charges for Providing & fixing steel reinforcement (Tor Steel as per IS-1786, Fe 500) for Lintel work including transporting, decoiling, straightening, removing loose rust, cutting, bending and placing for all profile and for all lead & lift above Plinth level and binding with 18 gauge annealed wire as per drawing and direction of Engineer-in-Charge. Payment of steel shall be made as per drawing and approved bar bending schedule with permissible laps and paid on the basis of the sectional weights of bar as per relevant I.S. Code. The rate shall include cost of binding wire, chairs, spacers, pins, cover blocks which will not be measured separately for payment | MT | 0.55 | 71104 | Approved
Primarc Chambers | COMMON INFRASTRUCTURE | Landscaping | Softscape | WO/PCH/PC04/37 | Mondal Nurseries & Exterior | f | Lantana [ 1' C-C , one line] | Nos | 190 | 110 | Approved
Primarc Chambers | COMMON INFRASTRUCTURE | Landscaping | Softscape | WO/PCH/PC04/37 | Mondal Nurseries & Exterior | g | Heliconia Psittacrorum [ 12'' C-C , two line] | Nos | 670 | 76 | Approved
Primarc Chambers | COMMON INFRASTRUCTURE | Landscaping | Softscape | WO/PCH/PC04/37 | Mondal Nurseries & Exterior | h | Ficus Lirata Dwarf h-5' Front Planter | Nos | 3 | 4500 | Approved
Primarc Chambers | COMMON INFRASTRUCTURE | Landscaping | Softscape | WO/PCH/PC04/37 | Mondal Nurseries & Exterior | i | Plumeria Alba - [ Ht - 7'] | Nos | 2 | 3500 | Approved
Primarc Chambers | COMMON INFRASTRUCTURE | Landscaping | Softscape | WO/PCH/PC04/37 | Mondal Nurseries & Exterior | j | Spider lily | Nos | 0 | 24 | Approved
Primarc Chambers | COMMON INFRASTRUCTURE | Landscaping | Softscape | WO/PCH/PC04/38 | Mondal Nurseries & Exterior | Mound preparation | Preparation of Mound as per Design, Drawing, Grading, Filling the area with soil and top dressing all complete as per BOQ & direction of EIC including all labour ,tools & tackles. (Soil Supplied by client) | Sq.Mtr. | 90 | 235 | Approved
The Ramdulari | OVERHEAD | Security Expenditure |  | WO/RP/RP04/14 | NIS MANAGEMENT LIMITED | Security Guard and Supervisor. | Providing Security Supervisor and Security Guard @12 hrs. duty basis. | Head | 0 | 0 | Approved
The Ramdulari | OVERHEAD | Security Expenditure |  | WO/RP/RP04/14 | NIS MANAGEMENT LIMITED | Security Supervisor | Providing One (01) Security Supervisor@12 hrs. daily basis for 30/31 days in a month including reliever, NH & management fees, from 1st Jan'2025 to 30th Jun'2025 | Head | 6 | 25700 | Approved
The Ramdulari | OVERHEAD | Security Expenditure |  | WO/RP/RP04/14 | NIS MANAGEMENT LIMITED | Security Guard | Providing Security Guard@12 hrs. daily basis for 30/31 days in a month including reliever, NH & management fees, from 1st Jan'2025 to 30th Jun'2025, Total Manpower = 5 nos. | Head | 30 | 22822 | Approved
The Ramdulari | PRE-CONSTRUCTION PHASE | Mechanical Equipment |  | WO/RP/RP01/50 | Souvik Das | Painting work on Tower Crane as directed by the Engineer-in-Charge. The tower crane is located at the Kasba project site. | Providing and applying one coat of epoxy primer followed by two coats of synthetic enamel paint, including scraping and sanding, with all finishing work on the tower crane as directed by the Engineer-in-Charge. Note: Materials must be applied only after receiving approval from the Engineer-in-Charge. Brands: Asian Paints / ICI / Berger. The tower crane is located at the Kasba project site. | Lump Sum | 1 | 250000 | Approved
Primarc Chambers | OVERHEAD | Security Expense |  | WO/PCH/PC05/27 | Martinet Facility Management Services Pvt. Ltd. | Providing Security Personnel. | Providing Security Guard @12 hrs. daily basis for 30/31 days in a month including reliever, NH & management fees, from 1st Jan'2025 to 31st Mar'2025, Total Manpower = 06 nos. | Head | 18 | 18074 | Approved
Primarc Chambers | COMMON INFRASTRUCTURE | Road Works |  | WO/PCH/PC04/21 | Arati Constructions | 250 mm thick Brick Work | Providing and laying 250 mm thick brick work with 1st class bricks of specified thickness in sand cement mortar (1:5) including the cost of all material, labour, tools, tackles, scaffolding, curing etc. complete as per direction of Project Manager and technical specification. (Cement will be supplied by client, but subject to reconciliation) | Cum. | 0.26 | 10000 | Approved
The Ramdulari | PRE-CONSTRUCTION PHASE | Mechanical Equipment |  | WO/RP/RP01/50 | Souvik Das | Charges for loading - unloading, transportation, hire charges for machinery as per direction of Engineer-in-Charge | Charges for loading - unloading, transportation, hire charges for machinery as per direction of Engineer-in-Charge | Lump Sum | 1 | 3000 | Approved
Primarc Chambers | OVERHEAD | Pest Control |  |  |  | Mosquito Control Treatment | Mosquito Control Treatment at Site Premises: (Work period: 1st Feb to 31st Mar, 2025 ) |  |  |  | Draft
Primarc Chambers | OVERHEAD | Pest Control |  |  |  | Mosquito Control Treatment at Site Premises | Mosquito Control Treatment at Site Premises: I. Larvae Control Treatment Spraying Chemical (Temiphos/Sumilarv) 3 times in Month. II. Adult Mosquito Control Treatment a) Spraying Chemical (Cyphenothrin Malathion) 15 times in Month. b) Smoke Fogging (Cyphenothrin 5% EC/Deltamethrin 1.25% ULV) 15 times in Month at Project premises. (AREA- GFL New Office area, 5th Floor Marketing Office area, GFL Facility Room & Meeting Room area, Labour toilet area and tidbit areas) as per direction of EIC | Months |  |  | Draft
Primarc Chambers | OVERHEAD | Pest Control |  |  |  | Mosquito Control treatment at Labour Hutment | Mosquito Control treatment at Labour Hutment: I. Adult Mosquito Control Treatment a. Spraying Chemical (Landa-Cyhalothrin) 2 times in Month at Labour Hutment as per direction of Engineer in Charge | Months |  |  | Draft
SOUTHWINDS PROJECT LLP (PHASE - III & IV) | OVERHEAD PHASE - III & IV | Security Expenditure |  | WO/SP34/OP34/44 | NIS MANAGEMENT LIMITED | Security Guard and Supervisor. | Providing Security Supervisor & Guard @12 hrs. duty basis for full month including reliever.. | Head | 0 | 0 | Approved
SOUTHWINDS PROJECT LLP (PHASE - III & IV) | OVERHEAD PHASE - III & IV | Security Expenditure |  | WO/SP34/OP34/44 | NIS MANAGEMENT LIMITED | Security Supervisor | Providing Security Supervisor@12 hrs. daily basis for 30/31 days in a month including reliever, NH & management fees, from 1st Jan'2025 to 30th Jun'2025, Total Manpower = 2 nos | Head | 12 | 25700 | Approved
SOUTHWINDS PROJECT LLP (PHASE - III & IV) | OVERHEAD PHASE - III & IV | Security Expenditure |  | WO/SP34/OP34/44 | NIS MANAGEMENT LIMITED | Security Guard | Providing Security Guard@12 hrs. daily basis for 30/31 days in a month including reliever, NH & management fees, from 1st Jan'2025 to 30th Jun'2025, Total Manpower = 12 nos. | Head | 72 | 22822 | Approved
SOUTHWINDS PROJECT LLP (PHASE - III & IV) | MEP PHASE - IV | Borewell Installation |  | WO/SP34/MW4/57 | D.S.P Pumps | Borewell Installation | Labour Charges for installation of 200 mm X 150 mm depth 90 mtrs Tube well: i) Structural Fittings ii) Pilot Boring & Sand Cheecking iii) Boring, Sinking & Lowering iv) Fitting pipe strainer & bottom plug. v) Development with air compressor (2 Day per Day 5 hrs) vi) Installation pump motor set vii) Gravel 3/16 size, cowdung, Bentonite powder & Transportation including Electrologing charges | Lump Sum | 1 | 90000 | Approved
SOUTHWINDS PROJECT LLP (PHASE - III & IV) | MEP PHASE - IV | Borewell Installation |  | WO/SP34/MW4/57 | D.S.P Pumps | Water Testing (Chemical & Bacteriological) | Charges for conducting Water testing for Chemical & Bacteriological and submission of test report as per direction of Engineer-In-Charge. | Lump Sum | 1 | 5000 | Approved
The Ramdulari | BLOCK | Elevation Work |  | WO/RP/RP02/53 | VEDA INNOVATION | Copper Cladding | Design, Supply, Fabrication, and Installation of Copper Cladding and ACP Roof System asper BOQ & direction of EIC. |  | 0 | 0 | Approved
The Ramdulari | BLOCK | Elevation Work |  | WO/RP/RP02/53 | VEDA INNOVATION | Copper Cladding | Design, supply, fabrication, and installation of 1.2 mm thick natural copper sheet cladding (panel size: 4'x4') on MS frames with grooves at specified locations as filled with 6/12 mm approved colored sealant. Provide detailed model with panel and MS frame drawings, MS framework fabrication and installation in client scope under your supervision. All copper joints to be carefully finished to ensure no water seepage. The system is to be designed considering wind load, dead load, and other safety factors, with structural load transferred to the civil structure. The system is to be designed considering wind load, dead load, and other safety factors, with structural load transferred to the civil structure. Complete in all respects as per approved design and as directed by the Engineer-in-Charge. Rate includes all required materials, labor, tools & tackles, and necessary arrangements for the work, including shifting and lifting of all materials and machinery (which is within the contractor's scope). Scaffolding and MS framework are in the client's scope. Location: Ground Floor Entrance. | Sq.Ft. | 1062 | 2075 | Approved
The Ramdulari | BLOCK | Elevation Work |  | WO/RP/RP02/53 | VEDA INNOVATION | ACP Cladding | Design, supply, and installation of 3.5 mm ACP sheets for roof covering with a finish matching the copper cladding. The system to include proper drainage slopes to prevent water stagnation, with all joints sealed to avoid water seepage. Complete in all respects as per approved design and as directed by the Engineer-in-Charge. | Sq.Ft. | 485 | 300 | Approved
The Ramdulari | BLOCK | Elevation Work |  | WO/RP/RP02/53 | VEDA INNOVATION | Freight | Freight charges to be charged as actual, based on the submission of proper supporting documents. | Lump Sum | 1 | 65000 | Approved
SOUTHWINDS PROJECT LLP (PHASE - III & IV) | MARKETING PHASE - III & IV | Security Expenditure |  | WO/SP34/MA34/25 | NIS MANAGEMENT LIMITED | Providing Security Personnel. | Providing One (01) Security Guard@12 hrs. daily basis for 30/31 days in a month including reliever, NH & management fees, from 1st Jan'2025 to 30th Jun'2025. | Head | 6 | 22822 | Approved
SOUTHWINDS PROJECT LLP (PHASE - III & IV) | COMMON INFRASTRUCTURE - PHASE III & IV | Consultancy Charges | OTHER CONSLUTANTS | WO/SP34/CI34/63 | R. V. Briggs & Co. Pvt Ltd. | Sampling & Analysis of Borewell Water for WTP (Phase – IV) as per BOQ and direction of EIC. | Sampling & Analysis of Borewell Water for WTP (Phase – IV) as per BOQ and direction of EIC. |  | 0 | 0 | Approved
SOUTHWINDS PROJECT LLP (PHASE - III & IV) | COMMON INFRASTRUCTURE - PHASE III & IV | Consultancy Charges | OTHER CONSLUTANTS | WO/SP34/CI34/63 | R. V. Briggs & Co. Pvt Ltd. | Analysis of Borewell Water | As Per IS 10500 : 2012 Bacteriological Parameters Total Coliform Organism/100ml, E.Coli/100 ml Organoleptic & Physical Parameters Colour, Odour, pH, Taste, Turbidity, Total Dissolved Solids General Parameters Aluminium, Ammonia, Anionic detergent as MBAS, Barium, Boron, Calcium, Chloride, Copper, Fluoride, Iron, Magnesium, Manganese, Nitrate, Phenolic Compound, Selenium, Silver, Sulphate, Sulphide, Alkalinity, Total Hardness, Zinc Toxic Substances Cadmium, Cyanide, Lead, Mercury, Nickel, Arsenic & Chromium | Nos. | 1 | 4500 | Approved
SOUTHWINDS PROJECT LLP (PHASE - III & IV) | COMMON INFRASTRUCTURE - PHASE III & IV | Consultancy Charges | OTHER CONSLUTANTS | WO/SP34/CI34/63 | R. V. Briggs & Co. Pvt Ltd. | Sampling, Transportation and other incidental charges. | Sampling, Transportation and other incidental charges. | Trip | 1 | 350 | Approved
SOUTHWINDS PROJECT LLP (PHASE - III & IV) | OVERHEAD PHASE - III & IV | Housekeeping |  | WO/SP34/OP34/45 | Integrated Security Service | Housekeeping Boy | Providing One (01) Housekeeping boy at site office @8.5 hrs daily basis for full month except Sunday Including NH & Management fees, from 1st Jan 2025 to 30th Jun' 2025. | Head | 5.535 | 13697 | Approved
SOUTHWINDS PROJECT LLP (PHASE - III & IV) | OVERHEAD PHASE - III & IV | Housekeeping |  |  |  | Providing Store Helper & HK boy. | Store Helper & Housekeeping boy at site office.. | Head |  |  | Draft
SOUTHWINDS PROJECT LLP (PHASE - III & IV) | OVERHEAD PHASE - III & IV | Housekeeping |  |  |  | Store Helper | Providing Store Helper @8.5 hrs. daily basis for full month except Sunday Including NH & Management fees, Total Manpower = 02 nos, (from 1st Jan'2025 to 30th Jun'2025.) | Head |  |  | Draft
SOUTHWINDS PROJECT LLP (PHASE - III & IV) | OVERHEAD PHASE - III & IV | Housekeeping |  |  |  | Housekeeping boy at site office | Providing One (01) Housekeeping boy at site office @8.5 hrs . daily basis for full month except Sunday Including NH & Management fees, (from 1st Jan'2025 to 30th Jun' 2025.) | Head |  |  | Draft
SOUTHWINDS PROJECT LLP (PHASE - III & IV) | OVERHEAD PHASE - III & IV | Housekeeping |  |  |  | Housekeeping boy at FM office | Providing One (01) Housekeeping boy at FM office @8.5 hrs. daily basis for full month except Sunday including, NH & management fees, from 1st Jan'2025 to 30th Jun'2025. | Head |  |  | Draft
SOUTHWINDS PROJECT LLP (PHASE - III & IV) | OVERHEAD PHASE - III & IV | Housekeeping |  |  |  | Providing Store Helper & HK boy.. | Store Helper & Housekeeping boy at site office.. | Head |  |  | Draft
SOUTHWINDS PROJECT LLP (PHASE - III & IV) | OVERHEAD PHASE - III & IV | Housekeeping |  |  |  | Store Helper | Providing Store Helper @8.5 hrs. daily basis for full month except Sunday Including NH & Management fees, Total Manpower = 02 nos, (from 1st Jan'2025 to 30th Jun'2025.) | Head |  |  | Draft
SOUTHWINDS PROJECT LLP (PHASE - III & IV) | OVERHEAD PHASE - III & IV | Housekeeping |  |  |  | Housekeeping boy at site office | Providing One (01) Housekeeping boy at site office @8.5 hrs . daily basis for full month except Sunday Including NH & Management fees, (from 1st Jan'2025 to 30th Jun' 2025.) | Head |  |  | Draft
SOUTHWINDS PROJECT LLP (PHASE - III & IV) | OVERHEAD PHASE - III & IV | Housekeeping |  |  |  | Housekeeping boy at FM office | Providing One (01) Housekeeping boy at FM office @8.5 hrs. daily basis for full month except Sunday including, NH & management fees, from 1st Jan'2025 to 30th Jun'2025. | Head |  |  | Draft
SOUTHWINDS PROJECT LLP (PHASE - III & IV) | OVERHEAD PHASE - III & IV | Housekeeping |  | WO/SP34/OP34/46 | Secura Infra Services Pvt. Ltd. | Providing Store Helper & HK boy | Store Helper & Housekeeping boy at site office.. | Head | 0 | 0 | Approved
SOUTHWINDS PROJECT LLP (PHASE - III & IV) | OVERHEAD PHASE - III & IV | Housekeeping |  | WO/SP34/OP34/46 | Secura Infra Services Pvt. Ltd. | Store Helper | Providing Store Helper @8.5 hrs. daily basis for full month except Sunday Including NH & Management fees, Total Manpower = 02 nos, (from 1st Jan'2025 to 30th Jun'2025.) | Head | 12 | 14590 | Approved
SOUTHWINDS PROJECT LLP (PHASE - III & IV) | OVERHEAD PHASE - III & IV | Housekeeping |  | WO/SP34/OP34/46 | Secura Infra Services Pvt. Ltd. | Housekeeping boy at site office | Providing One (01) Housekeeping boy at site office @8.5 hrs . daily basis for full month except Sunday Including NH & Management fees, (from 1st Jan'2025 to 30th Jun' 2025.) | Head | 6 | 13445 | Approved
SOUTHWINDS PROJECT LLP (PHASE - III & IV) | OVERHEAD PHASE - III & IV | Housekeeping |  | WO/SP34/OP34/46 | Secura Infra Services Pvt. Ltd. | Housekeeping boy at FM office | Providing One (01) Housekeeping boy at FM office @8.5 hrs. daily basis for full month except Sunday including, NH & management fees, from 1st Jan'2025 to 30th Jun'2025. | Head | 5.902 | 15951 | Approved
SOUTHWINDS PROJECT LLP (PHASE - III & IV) | OVERHEAD PHASE - III & IV | Electrician |  | WO/SP34/OP34/47 | Secura Infra Services Pvt. Ltd. | Electrician | Providing One (01) Electrician @8.5 hrs. daily basis for full month including reliever, NH & management fees, from 1st Jan'2025 to 30th Jun'2025. | Head | 5.835 | 15091 | Approved
SOUTHWINDS PROJECT LLP (PHASE - III & IV) | MARKETING PHASE - III & IV | Housekeeping |  | WO/SP34/MA34/26 | Secura Infra Services Pvt. Ltd. | Housekeeping staff | Providing Housekeeping staff @8.5 hrs. daily basis for full month including reliever, NH & management fees, from 1st Jan'2025 to 30th Jun'2025. Total Manpower = 2 nos. | Head | 12 | 15291 | Approved
Primarc Chambers | OVERHEAD | Store Helper |  | WO/PCH/PC05/28 | Secura Infra Services Pvt. Ltd. | Store Helper | Providing One (01) Store helper at site @8.5 hrs. daily basis for full month except Sunday Including NH & Management fees, from 01st Jan 2025 to 31st Mar 2025. | Head | 3 | 14590 | Approved
Primarc Chambers | OVERHEAD | Lift Operator |  | WO/PCH/PC05/29 | Secura Infra Services Pvt. Ltd. | Licensed lift operator | Providing one (01) licensed lift operator @8.5 hr. daily basis for full month including reliever, NH & Management fees, from 1st Jan'2025 to 31st Mar'2025. | Head | 3 | 17850 | Approved
BHOPAL - COMMERCIAL | MARKETING | Marketing Office | Civil and Finishing Work of Marketing Office | WO/BPC/BPC4/1 | PRESTAR INFRASTRUCTURE PROJECTS LTD | Roof panel | Supply of Roof Panels 50mm thick, PUF insulated, 0.5mm TCT both sides | Sq.Mtr. | 220 | 1500 | Approved
BHOPAL - COMMERCIAL | MARKETING | Marketing Office | Civil and Finishing Work of Marketing Office | WO/BPC/BPC4/1 | PRESTAR INFRASTRUCTURE PROJECTS LTD | Gutters | Supply of Gutters - Galvanized Iron (GI), 1.2mm thick | RMT | 18 | 496 | Approved
BHOPAL - COMMERCIAL | MARKETING | Marketing Office | Civil and Finishing Work of Marketing Office | WO/BPC/BPC4/1 | PRESTAR INFRASTRUCTURE PROJECTS LTD | Downtake Pipe | Supply of Downtake Pipes - Pre-Painted Galvanized (PPGL) downpipes, 6.5m height for rainwater drainage | RMT | 40 | 240 | Approved
BHOPAL - COMMERCIAL | MARKETING | Marketing Office | Civil and Finishing Work of Marketing Office | WO/BPC/BPC4/1 | PRESTAR INFRASTRUCTURE PROJECTS LTD | Deck sheet | Supply of Deck Sheets - 0.7mm TCT galvanized steel decking for mezzanine flooring | Sq.Mtr. | 90 | 889 | Approved
BHOPAL - COMMERCIAL | MARKETING | Marketing Office | Civil and Finishing Work of Marketing Office | WO/BPC/BPC4/1 | PRESTAR INFRASTRUCTURE PROJECTS LTD | Wall panel / Partition Panel | Supply of Wall Panels/Partition Panels - 60mm thick, 0.5mm TCT both sides, PUF insulated for external and internal partitioning | Sq.Mtr. | 404 | 1460.4 | Approved
BHOPAL - COMMERCIAL | MARKETING | Marketing Office | Civil and Finishing Work of Marketing Office | WO/BPC/BPC4/1 | PRESTAR INFRASTRUCTURE PROJECTS LTD | Flashings & TRIMS | Supply of Flashings & Trims - Galvanized flashings and trims (0.5mm TCT both sides) | Kg | 700 | 136.1 | Amended & Approved
BHOPAL - COMMERCIAL | MARKETING | Marketing Office | Civil and Finishing Work of Marketing Office | WO/BPC/BPC4/1 | PRESTAR INFRASTRUCTURE PROJECTS LTD | Door size | Supply of Doors as per drawing and direction of EIC. | Nos | 11 | 5467.27 | Amended & Approved
BHOPAL - COMMERCIAL | MARKETING | Marketing Office | Civil and Finishing Work of Marketing Office | WO/BPC/BPC4/1 | PRESTAR INFRASTRUCTURE PROJECTS LTD | Window | Supply of Windows - Pre-fabricated window units as per drawing and direction. | Nos | 4 | 6240 | Amended & Approved
BHOPAL - COMMERCIAL | MARKETING | Marketing Office | Civil and Finishing Work of Marketing Office | WO/BPC/BPC4/1 | PRESTAR INFRASTRUCTURE PROJECTS LTD | Ventilators | Supply of Ventilators - Standard ventilation units for air circulation | Nos | 4 | 5000 | Approved
BHOPAL - COMMERCIAL | MARKETING | Marketing Office | Civil and Finishing Work of Marketing Office | WO/BPC/BPC4/1 | PRESTAR INFRASTRUCTURE PROJECTS LTD | Galzing Glass | Supply of Glazing Panels - 10mm toughened glass panels as per drawing and direction of EIC. | Sq.Mtr. | 46 | 6763.13 | Amended & Approved
Primarc Chambers | MARKETING | Housekeeping |  | WO/PCH/PC03/51 | Integrated Security Service | housekeeping boy at Marketing office | Providing One (01) Housekeeping boy at Marketing office @10 hrs. daily basis for full month Including Reliver, NH & Management fees, from 01st Jan'2025 to 31st Mar'2025. | Head | 3 | 20210 | Approved
AARANYA | OVERHEAD | Security Expense |  | WO/PKB/PKB3/6 | Secura Infra Services Pvt. Ltd. | Providing Security Personnel | Providing Security Guard@12 hrs. daily basis for full month including reliever, NH & management fees, from 1st Jan'2025 to 30th Jun'2025, Total Manpower = 3 nos. | Head | 18 | 18234 | Approved
Primarc Aadvika | OVERHEAD | Security Expense |  | WO/HW1/PHW4/3 | Secura Infra Services Pvt. Ltd. | Providing Security Personnel | Providing Security Guard@12 hrs. daily basis for full month including reliever, NH & management fees, from 1st Jan'2025 to 30th Jun'2025, Total Manpower = 2 nos. | Head | 12 | 18234 | Approved
Primarc Aadvika | COMMON INFRASTRUCTURE | Land Development |  | WO/HW1/PHW2/12 | GOBINDA CHANDRA SAHOO | laying & fitting and fixing UPVC | Charges for laying, fitting and fixing UPVC Pipe (SH-40 or 80) (For Construction Water Supply purpose) as per IS:4984 of various dia at 600 to 700mm depth from FGL and perfect alignment as shown in drawing complete ….to prevent collapsing of soil.with solvent cement joints including cutting the pipes to correct length testing, including providing an fixing with all types of UPVC fittings all complete. (For Cold Water Piping) (only pipe, fittings would be supplied by the Employer free of cost, but subjected to reconciliation)- Under Ground |  | 0 | 0 | Approved
Primarc Aadvika | COMMON INFRASTRUCTURE | Land Development |  | WO/HW1/PHW2/12 | GOBINDA CHANDRA SAHOO | laying & fitting and fixing UPVC including 100 mm Dia GI pipe | Charges for laying, fitting and fixing UPVC Pipe (SH-40 or 80) (For Construction Water Supply purpose) as per IS:4984 of various dia at 600 to 700mm depth from FGL and perfect alignment as shown in drawing complete ….to prevent collapsing of soil.with solvent cement joints including cutting the pipes to correct length testing, including 100 mm Dia GI pipe for underground road cross are and providing an fixing with all types of UPVC fittings all complete. (For Cold Water Piping) (only pipe, fittings would be supplied by the Employer free of cost, but subjected to reconciliation)- |  | 0 | 0 | Approved
Primarc Aadvika | COMMON INFRASTRUCTURE | Land Development |  | WO/HW1/PHW2/12 | GOBINDA CHANDRA SAHOO | Laying, fitting and fixing uPVC pipe for Cold Line | Labour Charges for Laying, fitting and fixing uPVC pipe (SCH 40 or SCH 80) as per IS: 4984 various dia as shown in drawing complete with all sorts of fittings ( e.g tee, bends, elbows, coupler, unions, reducers, flanges etc.) as required jointed with heavy duty solvent cement as per manufacturers specification or threaded joint wherever required and as per instruction of EIC. (for the above, Groove Cutting, mending good the damages, uPVC Pipe concealed inside of the Toilet (Required) for Cold Line including their necessary fittings as Elbows, Tees, Sockets),in case available standard fittings is not possible to use, fabricated fittings as per site requirement / as per drawing is to be used to lay the pipe in specified manner.[ Necessary Dia. of Pipes & their Fittings and all CP Fitting Materials will be supplied by Client and Sand, Stone Chips, Other Loose Materials as Screws, Nail, MS Hooks, Solvent Cement, Jute, White Zinc, White Cement, MS Angle / Bracket,Universal clamp, MS Saddle Clamp will be supplied by Contractor] (Domestic/Flu./Hot water supply at Terrace, Down takes ,Risers, Overflow drain and vent pipe for OHT etc.). - Above Ground |  | 0 | 0 | Approved
Primarc Aadvika | COMMON INFRASTRUCTURE | Land Development |  | WO/HW1/PHW2/12 | GOBINDA CHANDRA SAHOO | Charge for fixing forged brass nickel plated operated ball valve | Labour charge for fixing forged brass nickel plated lever operated ball valve of full flow with forged brass hard chrome plated ball with min. working pressure of 16 Kg/cm2 . Lever should be anti rust coating, complete in all respects (For Domestic CWS/FWS Application) |  | 0 | 0 | Approved
Primarc Aadvika | COMMON INFRASTRUCTURE | Land Development |  | WO/HW1/PHW2/12 | GOBINDA CHANDRA SAHOO | 50 mm Dia | 50 mm Dia | RMT | 135 | 285 | Approved
Primarc Aadvika | COMMON INFRASTRUCTURE | Land Development |  | WO/HW1/PHW2/12 | GOBINDA CHANDRA SAHOO | 50 mm Dia | 50 mm Dia | RMT | 40 | 605 | Approved
Primarc Aadvika | COMMON INFRASTRUCTURE | Land Development |  | WO/HW1/PHW2/12 | GOBINDA CHANDRA SAHOO | 50 mm Dia | 50 mm Dia | RMT | 407 | 270 | Approved
Primarc Aadvika | COMMON INFRASTRUCTURE | Land Development |  | WO/HW1/PHW2/12 | GOBINDA CHANDRA SAHOO | 32 mm Dia | 32 mm Dia | Nos | 8 | 195 | Approved
Primarc Aadvika | COMMON INFRASTRUCTURE | Land Development |  | WO/HW1/PHW2/12 | GOBINDA CHANDRA SAHOO | 50 mm Dia | 50 mm Dia | Nos | 8 | 225 | Approved
Primarc Aadvika | COMMON INFRASTRUCTURE | Land Development |  | WO/HW1/PHW2/12 | GOBINDA CHANDRA SAHOO | charge for fixing forged brass nickel plated NRV | Labour charge for fixing forged brass nickel plated NRV of full flow with forged brass hard chrome plated ball with min. working pressure of 16 Kg/cm2 . Lever should be anti rust coating, complete in all respects (For Domestic CWS/FWS Application) |  | 0 | 0 | Approved
Primarc Aadvika | COMMON INFRASTRUCTURE | Land Development |  | WO/HW1/PHW2/12 | GOBINDA CHANDRA SAHOO | 50 mm Dia | 50 mm Dia | Nos | 2 | 325 | Approved
SOUTHWINDS PROJECT LLP (PHASE - III & IV) | OVERHEAD PHASE - III & IV | Housekeeping |  | WO/SP34/OP34/48 | SAMS FACILITIES MANAGEMENT PVT LTD | Providing Housekeeping | Providing Two (02) Nos. Housekeeping boy @8.5 hrs. per day basis for full month except Sunday, including NH & management fees, from 01-Jan-2025 to 30-Jun-2025. | Head | 12 | 14002 | Approved
CHANDANNAGAR COMMERCIAL | OVERHEAD | Security Expenditure |  | WO/GC01/OH03/7 | Secura Infra Services Pvt. Ltd. | Providing Security Personnel | Providing Two (02) nos; Security Guards @12 hrs. duty basis for full month including reliever, N.H & Management fees from 1st Jan'2025 to 30th Jun'2025 | Head | 12 | 18234 | Approved
The Soul, Rajarhat | OVERHEADS | Security Expense |  | WO/HR01/OHES/92 | NIS MANAGEMENT LIMITED | Providing Security Personnel | Providing Security Guard @12 hrs. daily basis for full month including reliever, NH & management fees, from 1st Jan'2025 to 31st Mar'2025, Total Manpower = 2 nos. | Head | 6 | 22822 | Approved
The Soul, Rajarhat | OVERHEADS | Housekeeping |  | WO/HR01/OHES/93 | Integrated Security Service | Office Peon | Providing One (01) Office peon for @8.5 hrs. daily basis for full month except Sunday Including NH & Management fees, at site office, from 1st Jan'2025 to 31st Mar'2025. | Head | 3 | 17377 | Approved
Primarc Chambers | BLOCK | Grill / Steel Work |  | WO/PCH/PC01/91 | ADA-METCON | Chequered plate | Providing and fixing of Chequered plate - 5 mm thk/as per approved including cost of red oxide primer, lifting, transportation, loading, unloading, tools and tackles as per approved drawing and direction of Engineer-in-charge. Location- Electrical meter room & in front of DG shed | Kg | 916 | 115 | Approved
Primarc Chambers | BLOCK | Grill / Steel Work |  | WO/PCH/PC01/91 | ADA-METCON | MS handrail | Supply, fabrication, and erection of railing, complete with one coat of red oxide primer, including transportation, loading, and unloading, as per the drawing and directions of the Engineer-in-Charge | Kg | 171.71 | 115 | Approved
Primarc Chambers | BLOCK | Grill / Steel Work |  | WO/PCH/PC01/91 | ADA-METCON | Transportation Charges | Transportation Charges | Lump Sum | 1 | 2500 | Approved
SOUTHWINDS PROJECT LLP (PHASE - III & IV) | CLUB PHASE - III & IV | Flooring Work |  | WO/SP34/CW34/16 | SAAV DEVELOPERS LLP | Flooring & Cladding Work at MLCP (Club) 6th Floor as per drawing and direction of Engineer-In-Charge | Flooring & Cladding Work at MLCP (Club) 6th Floor as per drawing and direction of Engineer-In-Charge. |  | 0 | 0 | Amended & Approved
SOUTHWINDS PROJECT LLP (PHASE - III & IV) | CLUB PHASE - III & IV | Flooring Work |  | WO/SP34/CW34/16 | SAAV DEVELOPERS LLP | Natural Polished Kota | Natural Polished Kota - Fixing Charges of Yellow Kota Stone with Natural Polished including all finishing & Cleaning as per drawing and direction of Engineer-In-Charge. Kota Stone and Cement will be supplied by Client. | Sq.Ft. | 546.748 | 75 | Approved
SOUTHWINDS PROJECT LLP (PHASE - III & IV) | CLUB PHASE - III & IV | Flooring Work |  | WO/SP34/CW34/16 | SAAV DEVELOPERS LLP | Shahbad Stone Pattern 2 (550 x 1100)mm | Shahbad Stone Pattern 2 (550 x 1100)mm - Fixing Charges of Shahbad Stone including all finishing & Cleaning as per drawing Pattern 2 and direction of Engineer-In-Charge. Shahabad Stone, Cement will be supplied by Client. | Sq.Ft. | 3524.834 | 65 | Approved
SOUTHWINDS PROJECT LLP (PHASE - III & IV) | CLUB PHASE - III & IV | Flooring Work |  | WO/SP34/CW34/16 | SAAV DEVELOPERS LLP | Shahbad Stone Pattern 3 (550 x 1100)mm | Shahbad Stone Pattern 3 (550 x 1100)mm - Fixing Charges of Shahbad Stone including all finishing & Cleaning as per drawing Pattern 3 and direction of Engineer-In-Charge. Shahabad Stone, Cement will be supplied by Client. | Sq.Ft. | 1481.75 | 80 | Approved
SOUTHWINDS PROJECT LLP (PHASE - III & IV) | CLUB PHASE - III & IV | Flooring Work |  | WO/SP34/CW34/16 | SAAV DEVELOPERS LLP | Shahbad Stone Pattern 4 (550 x 1100)mm | Shahbad Stone Pattern 4 (550 x 1100)mm - Fixing Charges of Shahbad Stone including all finishing & Cleaning as per drawing Pattern 4 and direction of Engineer-In-Charge. Shahabad Stone, Cement will be supplied by Client. | Sq.Ft. | 3991.863 | 65 | Approved
SOUTHWINDS PROJECT LLP (PHASE - III & IV) | CLUB PHASE - III & IV | Flooring Work |  | WO/SP34/CW34/16 | SAAV DEVELOPERS LLP | Shahbad Stone Cladding (550 x 1100)mm | Shahbad Stone Cladding (550 x 1100)mm - Fixing Charges of Shahbad Stone Cladding including all finishing & Cleaning as per drawing and direction of Engineer-In-Charge. Shahabad Stone, Cement will be supplied by Client. | Sq.Ft. | 484.53 | 65 | Approved
SOUTHWINDS PROJECT LLP (PHASE - III & IV) | CLUB PHASE - III & IV | Flooring Work |  | WO/SP34/CW34/16 | SAAV DEVELOPERS LLP | Endless Concrete Tiles (600 x 1200)mm Nexion Bianco in Floor | Fixing Charges of Endless Concrete Tiles (600 x 1200)mm Nexion Bianco in Floor for all levels over a bed of 30-40 mm thick cement mortar (1:4) , joints filled with white cement slurry pigmented to match after acid washing including all finishing & Cleaning as per drawing and direction of Engineer-In-Charge. Tiles , Cement will be supplied by Client. | Sq.Ft. | 1426.491 | 40 | Approved
SOUTHWINDS PROJECT LLP (PHASE - III & IV) | CLUB PHASE - III & IV | Flooring Work |  | WO/SP34/CW34/16 | SAAV DEVELOPERS LLP | Endless Concrete Tiles (600 x 1200)mm Nexion Bianco in wall cladding at Wall/dado | Fixing Charges of Endless Concrete Tiles (600 x 1200)mm Nexion Bianco in wall cladding at Wall/dado for all levels over a bed of 20-30 mm thick cement mortar (1:4) , joints filled with white cement slurry pigmented to match after acid washing including all finishing & Cleaning as per drawing and direction of Engineer-In-Charge. Tiles, Cement will be supplied by Client. | Sq.Ft. | 2872.245 | 50 | Approved
SOUTHWINDS PROJECT LLP (PHASE - III & IV) | CLUB PHASE - III & IV | Flooring Work |  | WO/SP34/CW34/16 | SAAV DEVELOPERS LLP | Glass Mosaic Tiles at Swimming pool Floor area | Swimming Pool Tiles Fixing: Providing and Labour charges for fixing of Glass Mosaic Tiles at Swimming pool Floor inside on a bed of adhesive (LATICRETE® 335 -- Coverage - 55 - 60 Sft per 20 Kg bag) mixed with Water proofing chemical and Jointing the tiles with epoxy grouting material (Latapoxy SP 100 - Coverage - 64 - 72 Sft per 5 Kg for 2 mm joint width and 6 mm joint depth) including 20-25 mm thk. plastering work(1:4) at surface area all complete at all level as per drawing & direction of Engineer in charge. Tiles, Cement, Water proofing chemical and LATICRETE® 335 will be supplied by Client, but subjected to reconciliation. | Sq.Ft. | 2630.852 | 75 | Approved
SOUTHWINDS PROJECT LLP (PHASE - III & IV) | CLUB PHASE - III & IV | Flooring Work |  | WO/SP34/CW34/16 | SAAV DEVELOPERS LLP | Glass Mosaic Tiles at Swimming pool wall area | Swimming Pool Tiles Fixing: Providing and Labour charges for fixing of Glass Mosaic Tiles at Swimming pool Wall inside on a bed of adhesive (LATICRETE® 335 -- Coverage - 55 - 60 Sft per 20 Kg bag) mixed with Water proofing chemical and Jointing the tiles with epoxy grouting material (Latapoxy SP 100 - Coverage - 64 - 72 Sft per 5 Kg for 2 mm joint width and 6 mm joint depth) including 20-25 mm thk. plastering work(1:4) at surface area all complete at all level as per drawing & direction of Engineer in charge. Tiles, Cement, Water proofing chemical and LATICRETE® 335 will be supplied by Client, but subjected to reconciliation. | Sq.Ft. | 2242.734 | 75 | Approved
SOUTHWINDS PROJECT LLP (PHASE - III & IV) | CLUB PHASE - III & IV | Flooring Work |  | WO/SP34/CW34/16 | SAAV DEVELOPERS LLP | Steel Grey Leather Finish Granite Patty / Architraves width as per drawings at Window/Door | Fixing Charges of Steel Grey Leather Finish Granite Patty / Architraves width as per drawings at Window/Door at any floor and level, over a bed of 6-8mm thick adhesive of approved brand cutting of Steel Grey Leather Finish Granite to proper shape and size, including necessary surface preparation before fixing, all finishing and cleaning the area after work at any floor level as per drawing and direction of Engineer-in-Charge. Granite will be supplied by Client. | Rft | 1545.094 | 85 | Approved
SOUTHWINDS PROJECT LLP (PHASE - III & IV) | CLUB PHASE - III & IV | Flooring Work |  | WO/SP34/CW34/16 | SAAV DEVELOPERS LLP | Granite Patty within 300 mm wide | Fixing Charges of Granite Patty within 300 mm wide over a bed of 30-40 mm thick cement mortar (1:4) , joints filled with white cement slurry pigmented to match after acid washing including all finishing & Cleaning as per drawing and direction of Engineer-In-Charge. Granite, Cement will be supplied by Client. | Rft | 1645.98 | 55 | Approved
SOUTHWINDS PROJECT LLP (PHASE - III & IV) | CLUB PHASE - III & IV | Flooring Work |  | WO/SP34/CW34/16 | SAAV DEVELOPERS LLP | Steel Grey Leather Finish Granite at wall Cladding | Fixing Charges of Steel Grey Leather Finish Granite at wall Cladding including all finishing & Cleaning as per drawing and direction of Engineer-In-Charge. Granite, Cement will be supplied by Client. | Sq.Ft. | 246.074 | 95 | Approved
SOUTHWINDS PROJECT LLP (PHASE - III & IV) | CLUB PHASE - III & IV | Flooring Work |  | WO/SP34/CW34/16 | SAAV DEVELOPERS LLP | Double Sandwiched Steel Grey Leather Finish Granite for Seating Purpose | Fixing Charges of Double Sandwiched Steel Grey Leather Finish Granite for Seating Purpose including all finishing & Cleaning as per drawing and direction of Engineer-In-Charge. Granite, Cement will be supplied by Client. | Sq.Ft. | 166.552 | 95 | Approved
SOUTHWINDS PROJECT LLP (PHASE - III & IV) | CLUB PHASE - III & IV | Flooring Work |  | WO/SP34/CW34/16 | SAAV DEVELOPERS LLP | Edge Moulding & Polishing of Counter(s) | Labour Charges for Edge Moulding & Polishing of Counter(s) for all levels as per drawing and direction of Engineer-In-Charge | Rft | 358.728 | 30 | Approved
SOUTHWINDS PROJECT LLP (PHASE - III & IV) | CLUB PHASE - III & IV | Flooring Work |  | WO/SP34/CW34/16 | SAAV DEVELOPERS LLP | Making groove 4 mm (W) X 10 mm (D) & filling with Epoxy based grout | Labour Charges for Making groove 4 mm (W) X 10 mm (D) & filling with Epoxy based grout on Shahabad Stone as per Drawings, Product : Kerakoll or Equivalent & Colour as Approved by site | Rft | 7098.364 | 22 | Approved
SOUTHWINDS PROJECT LLP (PHASE - III & IV) | CLUB PHASE - III & IV | Flooring Work |  | WO/SP34/CW34/16 | SAAV DEVELOPERS LLP | Making groove 4 mm (W) X 10 mm (D) & filling with Epoxy based grout on Floor & Wall Tiles | Labour Charges for Making groove 4 mm (W) X 10 mm (D) & filling with Epoxy based grout on Floor & Wall Tiles as per Drawings, Product : Kerakoll or Equivalent & Colour as Approved by site | Rft | 2298.264 | 22 | Approved
SOUTHWINDS PROJECT LLP (PHASE - III & IV) | CLUB PHASE - III & IV | Flooring Work |  | WO/SP34/CW34/16 | SAAV DEVELOPERS LLP | "V" Groove making in Granite | Labour Charges for "V" Groove making in Granite for all levels as per drawing and direction of Engineer-In-Charge | Rft | 1004.74 | 35 | Approved
SOUTHWINDS PROJECT LLP (PHASE - III & IV) | CLUB PHASE - III & IV | Flooring Work |  | WO/SP34/CW34/16 | SAAV DEVELOPERS LLP | "V" Groove making in Tiles | Labour Charges for "V" Groove making in Tiles for all levels as per drawing and direction of Engineer-In-Charge | Rft | 346.008 | 15 | Approved
SOUTHWINDS PROJECT LLP (PHASE - III & IV) | CLUB PHASE - III & IV | Flooring Work |  | WO/SP34/CW34/16 | SAAV DEVELOPERS LLP | Chipping work | Labour Charges for Chipping work for fixing of Tiles, Marble and Granite at all levels as per drawing and direction of Engineer-In-Charge. | Sq.Ft. | 0 | 3 | Approved
SOUTHWINDS PROJECT LLP (PHASE - III & IV) | CLUB PHASE - III & IV | Flooring Work |  | WO/SP34/CW34/16 | SAAV DEVELOPERS LLP | Flooring & Cladding Work at MLCP (Club) 7th Floor as per drawing and direction of Engineer-In-Charge. | Flooring & Cladding Work at MLCP (Club) 7th Floor as per drawing and direction of Engineer-In-Charge. |  | 0 | 0 | Amended & Approved
SOUTHWINDS PROJECT LLP (PHASE - III & IV) | CLUB PHASE - III & IV | Flooring Work |  | WO/SP34/CW34/16 | SAAV DEVELOPERS LLP | Shahbad Stone Pattern 1 (550 x 1100)mm | Shahbad Stone Pattern 1 (550 x 1100)mm - Fixing Charges of Shahbad Stone including all finishing & Cleaning as per drawing Pattern 1 and direction of Engineer-In-Charge. Shahabad Stone, Cement will be supplied by Client. | Sq.Ft. | 322.749 | 65 | Approved
SOUTHWINDS PROJECT LLP (PHASE - III & IV) | CLUB PHASE - III & IV | Flooring Work |  | WO/SP34/CW34/16 | SAAV DEVELOPERS LLP | Endless Concrete Tiles (600 x 1200)mm Nexion Bianco in Flooring | Fixing Charges of Endless Concrete Tiles (600 x 1200)mm Nexion Bianco in Flooring for all levels over a bed of 30-40 mm thick cement mortar (1:4) , joints filled with white cement slurry pigmented to match after acid washing including all finishing & Cleaning as per drawing and direction of Engineer-In-Charge. Tiles , Cement will be supplied by Client. | Sq.Ft. | 245.517 | 40 | Approved
SOUTHWINDS PROJECT LLP (PHASE - III & IV) | CLUB PHASE - III & IV | Flooring Work |  | WO/SP34/CW34/16 | SAAV DEVELOPERS LLP | Endless Concrete Tiles (600 x 1200)mm Nexion Bianco in Wall/dado | Fixing Charges of Endless Concrete Tiles (600 x 1200)mm Nexion Bianco in Wall/dado for all levels over a bed of 20-30 mm thick cement mortar (1:4) , joints filled with white cement slurry pigmented to match after acid washing including all finishing & Cleaning as per drawing and direction of Engineer-In-Charge. Tiles, Cement will be supplied by Client. | Sq.Ft. | 865.534 | 50 | Approved
SOUTHWINDS PROJECT LLP (PHASE - III & IV) | CLUB PHASE - III & IV | Flooring Work |  | WO/SP34/CW34/16 | SAAV DEVELOPERS LLP | Shahbad Stone Cladding (550 x 1100)mm | Shahbad Stone Cladding (550 x 1100)mm - Fixing Charges of Shahbad Stone Cladding including all finishing & Cleaning as per drawing and direction of Engineer-In-Charge. Shahabad Stone, Cement will be supplied by Client. | Sq.Ft. | 813.447 | 75 | Approved
SOUTHWINDS PROJECT LLP (PHASE - III & IV) | CLUB PHASE - III & IV | Flooring Work |  | WO/SP34/CW34/16 | SAAV DEVELOPERS LLP | Granite Patty within 300 mm wide | Fixing Charges of Granite Patty within 300 mm wide over a bed of 30-40 mm thick cement mortar (1:4) , joints filled with white cement slurry pigmented to match after acid washing including all finishing & Cleaning as per drawing and direction of Engineer-In-Charge. Granite, Cement will be supplied by Client. | Rft | 671.491 | 55 | Approved
SOUTHWINDS PROJECT LLP (PHASE - III & IV) | CLUB PHASE - III & IV | Flooring Work |  | WO/SP34/CW34/16 | SAAV DEVELOPERS LLP | Edge Moulding & Polishing of Counter(s) | Labour Charges for Edge Moulding & Polishing of Counter(s) for all levels as per drawing and direction of Engineer-In-Charge | Rft | 350.97 | 30 | Approved
SOUTHWINDS PROJECT LLP (PHASE - III & IV) | CLUB PHASE - III & IV | Flooring Work |  | WO/SP34/CW34/16 | SAAV DEVELOPERS LLP | Making groove 4 mm (W) X 10 mm (D) & filling with Epoxy based grout on Shahabad Stone | Labour Charges for Making groove 4 mm (W) X 10 mm (D) & filling with Epoxy based grout on Shahabad Stone as per Drawings, Product : Kerakoll or Equivalent & Colour as Approved by site | Rft | 255.336 | 22 | Approved
SOUTHWINDS PROJECT LLP (PHASE - III & IV) | CLUB PHASE - III & IV | Flooring Work |  | WO/SP34/CW34/16 | SAAV DEVELOPERS LLP | Making groove 4 mm (W) X 10 mm (D) & filling with Epoxy based grout on Floor & Wall Tiles | Labour Charges for Making groove 4 mm (W) X 10 mm (D) & filling with Epoxy based grout on Floor & Wall Tiles as per Drawings, Product : Kerakoll or Equivalent & Colour as Approved by Site. | Rft | 631.696 | 22 | Approved
SOUTHWINDS PROJECT LLP (PHASE - III & IV) | CLUB PHASE - III & IV | Flooring Work |  | WO/SP34/CW34/16 | SAAV DEVELOPERS LLP | "V" Groove making in Granite | Labour Charges for "V" Groove making in Granite for all levels as per drawing and direction of Engineer-In-Charge | Rft | 100.402 | 35 | Approved
SOUTHWINDS PROJECT LLP (PHASE - III & IV) | CLUB PHASE - III & IV | Flooring Work |  | WO/SP34/CW34/16 | SAAV DEVELOPERS LLP | "V" Groove making in Tiles | Labour Charges for "V" Groove making in Tiles for all levels as per drawing and direction of Engineer-In-Charge | Rft | 103.583 | 15 | Approved
SOUTHWINDS PROJECT LLP (PHASE - III & IV) | CLUB PHASE - III & IV | Flooring Work |  | WO/SP34/CW34/16 | SAAV DEVELOPERS LLP | Flooring & Lift Facia Work at MLCP Typical Floor as per drawing and direction of Engineer-In-Charge. | Flooring & Lift Facia Work at MLCP Typical Floor as per drawing and direction of Engineer-In-Charge. |  | 0 | 0 | Amended & Approved
SOUTHWINDS PROJECT LLP (PHASE - III & IV) | CLUB PHASE - III & IV | Flooring Work |  | WO/SP34/CW34/16 | SAAV DEVELOPERS LLP | Granite at Lift Facia | Fixing Charges of Granite at Lift Facia, for all levels over a bed of 35-45 mm thick cement mortar (1:4) , joints filled with white cement grout pigmented to match after acid washing including all finishing & Cleaning as per drawing and direction of Engineer-In-Charge. Granite, Cement will be supplied by Client. | Rft | 431.66 | 90 | Approved
SOUTHWINDS PROJECT LLP (PHASE - III & IV) | CLUB PHASE - III & IV | Flooring Work |  | WO/SP34/CW34/16 | SAAV DEVELOPERS LLP | Moulding & Polishing of Granite at Lift Facia | Labour Charges for Moulding & Polishing of Granite at Lift Facia for all lavels as per drawing and direction of Engineer-In-Charge | Rft | 65.61 | 35 | Approved
SOUTHWINDS PROJECT LLP (PHASE - III & IV) | CLUB PHASE - III & IV | Flooring Work |  | WO/SP34/CW34/16 | SAAV DEVELOPERS LLP | Granite at Lift Car Floor | Fixing Charges of Granite at Lift Car Floor, for all levels over a bed of 35-45 mm thick cement mortar (1:4) , joints filled with white cement grout pigmented to match after acid washing including all finishing & Cleaning as per drawing and direction of Engineer-In-Charge. Granite, Cement will be supplied by Client. | Sq.Ft. | 39.074 | 80 | Approved
SOUTHWINDS PROJECT LLP (PHASE - III & IV) | CLUB PHASE - III & IV | Flooring Work |  | WO/SP34/CW34/16 | SAAV DEVELOPERS LLP | Tiles Cladding at Lift Facia | Fixing Charges of Tiles Cladding at Lift Facia for all levels over a bed of 25-45 mm thick cement mortar(1:4),after acid washing including all finishing & Cleaning,and groove making 3mm(W) x 10mm(D) and applying and filling with white cement grout upto 5mm and balance 5mm by Cement grout in Lift Facia as per drawing and direction of Engineer-In-Charge. Tiles,Cement will be supplied by Client | Sq.Ft. | 424.388 | 50 | Approved
SOUTHWINDS PROJECT LLP (PHASE - III & IV) | CLUB PHASE - III & IV | Flooring Work |  | WO/SP34/CW34/16 | SAAV DEVELOPERS LLP | Vitrified Tiles | Fixing Charges of Vitrified Tiles for all levels over a bed of 35-45 mm thick cement mortar (1:4) , joints filled with white cement grout pigmented to match after acid washing including all finishing & Cleaning as per drawing and direction of Engineer-In-Charge. Tiles, Cement will be supplied by Client. | Sq.Ft. | 1697.618 | 43 | Approved
SOUTHWINDS PROJECT LLP (PHASE - III & IV) | CLUB PHASE - III & IV | Flooring Work |  | WO/SP34/CW34/16 | SAAV DEVELOPERS LLP | Chipping work | Labour Charges for Chipping work for fixing of Tiles, Marble and Granite at all levels as per drawing and direction of Engineer-In-Charge. | Sq.Ft. | 1697.618 | 3 | Approved
SOUTHWINDS PROJECT LLP (PHASE - III & IV) | CLUB PHASE - III & IV | Flooring Work |  | WO/SP34/CW34/16 | SAAV DEVELOPERS LLP | Flooring Work at MLCP Roof Area as per drawing and direction of Engineer-In-Charge. | Flooring Work at MLCP Roof Area as per drawing and direction of Engineer-In-Charge. |  | 0 | 0 | Approved
SOUTHWINDS PROJECT LLP (PHASE - III & IV) | CLUB PHASE - III & IV | Flooring Work |  | WO/SP34/CW34/16 | SAAV DEVELOPERS LLP | SRI Tiles at Roof floor | Fixing Charges of SRI Tiles at Roof floor and over a bed 35-45 mm thick cement mortar (1:4) and filled with polymer based grout pigmented to match after acid washing including the cost of material lifting, all finishing and Cleaning at all levels as per drawing and direction of Engineer-In-Charge. Tiles, Cement will be supplied by client but subjected to reconciliation. | Sq.Ft. | 1819.709 | 40 | Approved
SOUTHWINDS PROJECT LLP (PHASE - III & IV) | CLUB PHASE - III & IV | Flooring Work |  | WO/SP34/CW34/16 | SAAV DEVELOPERS LLP | SRI Tiles at Roof floor Skirting | Fixing Charges of SRI Tiles at Roof floor Skirting and including the cost of material lifting, acid wash including all finishing and Cleaning at all levels as per drawing and direction of Engineer-In-Charge. Tiles, Cement will be supplied by client but subjected to reconciliation. | Rft | 378.119 | 35 | Approved
SOUTHWINDS PROJECT LLP (PHASE - III & IV) | CLUB PHASE - III & IV | Flooring Work |  | WO/SP34/CW34/16 | SAAV DEVELOPERS LLP | Groove making 3mm (W) X 8mm (D) and filling with polymer based grout ( pigmented) | Charges for Groove making 3mm (W) X 8mm (D) and filling with polymer based grout ( pigmented) including the cost of material, Product : Kerakoll or Equivalent & Colour as Approved by site and all level as per drawing & direction of Engineer-In-Charge. | Rft | 3545.586 | 8 | Approved
SOUTHWINDS PROJECT LLP (PHASE - III & IV) | CLUB PHASE - III & IV | Flooring Work |  | WO/SP34/CW34/16 | SAAV DEVELOPERS LLP | Chipping work | Labour Charges for Chipping work for fixing of Tiles, Marble and Granite at all levels as per drawing and direction of Engineer-In-Charge. | Sq.Ft. | 1819.709 | 3 | Approved
SOUTHWINDS PROJECT LLP (PHASE - III & IV) | MEP PHASE - IV | External Electrical | Electrical | WO/SP34/MW4/58 | TECHNIC ENGINEERING SERVICES PRIVATE LIMITED | Providing and installation of Light point wiring | Providing and installation of Light point wiring at different area including supply of PVC conduit & accessories as per drawing and direction of Engineer in-charge. Light, wire/cable, switches and Modular Box will be supplied by client. | Nos. | 0 | 370 | Approved
SOUTHWINDS PROJECT LLP (PHASE - III & IV) | MEP PHASE - IV | External Electrical | Electrical | WO/SP34/MW4/58 | TECHNIC ENGINEERING SERVICES PRIVATE LIMITED | light fixture with lamp | Installation, Testing , Commissioning of following type of light fixture with lamp including supply of all consumable materials by the contractor, etc as required to complete in all respect. |  | 0 | 0 | Amended & Approved
SOUTHWINDS PROJECT LLP (PHASE - III & IV) | MEP PHASE - IV | External Electrical | Electrical | WO/SP34/MW4/58 | TECHNIC ENGINEERING SERVICES PRIVATE LIMITED | 50W LED Flood Light above roof | 50W LED Flood Light above roof | Nos. | 10 | 125 | Approved
SOUTHWINDS PROJECT LLP (PHASE - III & IV) | MEP PHASE - IV | External Electrical | Electrical | WO/SP34/MW4/58 | TECHNIC ENGINEERING SERVICES PRIVATE LIMITED | Tree Up Lighter | Tree Up Lighter | Nos. | 158 | 125 | Approved
SOUTHWINDS PROJECT LLP (PHASE - III & IV) | MEP PHASE - IV | External Electrical | Electrical | WO/SP34/MW4/58 | TECHNIC ENGINEERING SERVICES PRIVATE LIMITED | LED Up Down Light | LED Up Down Light | Nos. | 12 | 125 | Approved
SOUTHWINDS PROJECT LLP (PHASE - III & IV) | MEP PHASE - IV | External Electrical | Electrical | WO/SP34/MW4/58 | TECHNIC ENGINEERING SERVICES PRIVATE LIMITED | LED Path Light | LED Path Light | Nos. | 22 | 125 | Approved
SOUTHWINDS PROJECT LLP (PHASE - III & IV) | MEP PHASE - IV | External Electrical | Electrical | WO/SP34/MW4/58 | TECHNIC ENGINEERING SERVICES PRIVATE LIMITED | LED Strip Light | LED Strip Light | Mtrs. | 35 | 50 | Approved
SOUTHWINDS PROJECT LLP (PHASE - III & IV) | MEP PHASE - IV | External Electrical | Electrical | WO/SP34/MW4/58 | TECHNIC ENGINEERING SERVICES PRIVATE LIMITED | Aviation Light above roof | Aviation Light above roof | Nos. | 0 | 400 | Approved
SOUTHWINDS PROJECT LLP (PHASE - III & IV) | MEP PHASE - IV | External Electrical | Electrical | WO/SP34/MW4/58 | TECHNIC ENGINEERING SERVICES PRIVATE LIMITED | Bollard Light Fixture | Bollard Light Fixture | Nos. | 62 | 250 | Approved
SOUTHWINDS PROJECT LLP (PHASE - III & IV) | MEP PHASE - IV | External Electrical | Electrical | WO/SP34/MW4/58 | TECHNIC ENGINEERING SERVICES PRIVATE LIMITED | LED Wall Light Fixture | LED Wall Light Fixture | Nos. | 40 | 125 | Approved
SOUTHWINDS PROJECT LLP (PHASE - III & IV) | MEP PHASE - IV | External Electrical | Electrical | WO/SP34/MW4/58 | TECHNIC ENGINEERING SERVICES PRIVATE LIMITED | 4.0 Mtr. Long 30 watt LED pole light fixture. (Foundation & associated civil works are excluded.) | 4.0 Mtr. Long 30 watt LED pole light fixture. (Foundation & associated civil works are excluded.) | Nos. | 57 | 850 | Approved
SOUTHWINDS PROJECT LLP (PHASE - III & IV) | MEP PHASE - IV | External Electrical | Electrical | WO/SP34/MW4/58 | TECHNIC ENGINEERING SERVICES PRIVATE LIMITED | 6.0 Mtr. Long pole with Flood light fixture. (Foundation & associated civil works are excluded.) | 6.0 Mtr. Long pole with Flood light fixture. (Foundation & associated civil works are excluded.) | Nos. | 16 | 950 | Approved
SOUTHWINDS PROJECT LLP (PHASE - III & IV) | MEP PHASE - IV | External Electrical | Electrical | WO/SP34/MW4/58 | TECHNIC ENGINEERING SERVICES PRIVATE LIMITED | Panel Board on wall/ground | Installation, Testing and Commissioning of following type of Panel Board on wall/ground complete with supply of anchor fastner, nult, bolt etc complete as required. |  | 0 | 0 | Approved
SOUTHWINDS PROJECT LLP (PHASE - III & IV) | MEP PHASE - IV | External Electrical | Electrical | WO/SP34/MW4/58 | TECHNIC ENGINEERING SERVICES PRIVATE LIMITED | DG Main Distribution Panel PH-4 (Outdoor Type) | DG Main Distribution Panel PH-4 (Outdoor Type) | Nos. | 1 | 4500 | Approved
SOUTHWINDS PROJECT LLP (PHASE - III & IV) | MEP PHASE - IV | External Electrical | Electrical | WO/SP34/MW4/58 | TECHNIC ENGINEERING SERVICES PRIVATE LIMITED | DG Distribution Panel for Block - 13( Indoor Type) | DG Distribution Panel for Block - 13( Indoor Type) | Nos. | 1 | 2500 | Approved
SOUTHWINDS PROJECT LLP (PHASE - III & IV) | MEP PHASE - IV | External Electrical | Electrical | WO/SP34/MW4/58 | TECHNIC ENGINEERING SERVICES PRIVATE LIMITED | Common Service Panel Board for Block - 13(Indoor Type) | Common Service Panel Board for Block - 13(Indoor Type) | Nos. | 1 | 3000 | Approved
SOUTHWINDS PROJECT LLP (PHASE - III & IV) | MEP PHASE - IV | External Electrical | Electrical | WO/SP34/MW4/58 | TECHNIC ENGINEERING SERVICES PRIVATE LIMITED | DG Distribution Panel for Block - 14A( Indoor Type) | DG Distribution Panel for Block - 14A( Indoor Type) | Nos. | 1 | 2500 | Approved
SOUTHWINDS PROJECT LLP (PHASE - III & IV) | MEP PHASE - IV | External Electrical | Electrical | WO/SP34/MW4/58 | TECHNIC ENGINEERING SERVICES PRIVATE LIMITED | Common Service Panel Board for Block - 14A(Indoor Type) | Common Service Panel Board for Block - 14A(Indoor Type) | Nos. | 1 | 3500 | Approved
SOUTHWINDS PROJECT LLP (PHASE - III & IV) | MEP PHASE - IV | External Electrical | Electrical | WO/SP34/MW4/58 | TECHNIC ENGINEERING SERVICES PRIVATE LIMITED | DG Distribution Panel for Block - 14B( Indoor Type) | DG Distribution Panel for Block - 14B( Indoor Type) | Nos. | 1 | 2500 | Approved
SOUTHWINDS PROJECT LLP (PHASE - III & IV) | MEP PHASE - IV | External Electrical | Electrical | WO/SP34/MW4/58 | TECHNIC ENGINEERING SERVICES PRIVATE LIMITED | Common Service Panel Board for Block - 14B(Indoor Type) | Common Service Panel Board for Block - 14B(Indoor Type) | Nos. | 1 | 3500 | Approved
SOUTHWINDS PROJECT LLP (PHASE - III & IV) | MEP PHASE - IV | External Electrical | Electrical | WO/SP34/MW4/58 | TECHNIC ENGINEERING SERVICES PRIVATE LIMITED | DG Distribution Panel for Block - 15( Indoor Type) | DG Distribution Panel for Block - 15( Indoor Type) | Nos. | 1 | 2500 | Approved
SOUTHWINDS PROJECT LLP (PHASE - III & IV) | MEP PHASE - IV | External Electrical | Electrical | WO/SP34/MW4/58 | TECHNIC ENGINEERING SERVICES PRIVATE LIMITED | Common Service Panel Board for Block - 15(Indoor Type) | Common Service Panel Board for Block - 15(Indoor Type) | Nos. | 1 | 3000 | Approved
SOUTHWINDS PROJECT LLP (PHASE - III & IV) | MEP PHASE - IV | External Electrical | Electrical | WO/SP34/MW4/58 | TECHNIC ENGINEERING SERVICES PRIVATE LIMITED | DG Distribution Panel for Block - 16( Indoor Type) | DG Distribution Panel for Block - 16( Indoor Type) | Nos. | 1 | 2500 | Approved
SOUTHWINDS PROJECT LLP (PHASE - III & IV) | MEP PHASE - IV | External Electrical | Electrical | WO/SP34/MW4/58 | TECHNIC ENGINEERING SERVICES PRIVATE LIMITED | Common Service Panel Board for Block - 16(Indoor Type) | Common Service Panel Board for Block - 16(Indoor Type) | Nos. | 1 | 3000 | Approved
SOUTHWINDS PROJECT LLP (PHASE - III & IV) | MEP PHASE - IV | External Electrical | Electrical | WO/SP34/MW4/58 | TECHNIC ENGINEERING SERVICES PRIVATE LIMITED | Common Service Panel Board for Block - MLCP(Indoor Type) | Common Service Panel Board for Block - MLCP(Indoor Type) | Nos. | 1 | 3000 | Approved
SOUTHWINDS PROJECT LLP (PHASE - III & IV) | MEP PHASE - IV | External Electrical | Electrical | WO/SP34/MW4/58 | TECHNIC ENGINEERING SERVICES PRIVATE LIMITED | STP Distribution Panel Board for Block - 13(Indoor Type) | STP Distribution Panel Board for Block - 13(Indoor Type) | Nos. | 1 | 2500 | Approved
SOUTHWINDS PROJECT LLP (PHASE - III & IV) | MEP PHASE - IV | External Electrical | Electrical | WO/SP34/MW4/58 | TECHNIC ENGINEERING SERVICES PRIVATE LIMITED | Distribution Panel Common meter for Block - 14(Indoor Type) | Distribution Panel Common meter for Block - 14(Indoor Type) | Nos. | 1 | 2500 | Approved
SOUTHWINDS PROJECT LLP (PHASE - III & IV) | MEP PHASE - IV | External Electrical | Electrical | WO/SP34/MW4/58 | TECHNIC ENGINEERING SERVICES PRIVATE LIMITED | Fire & WTP Panel for Block - 14(Indoor Type) | Fire & WTP Panel for Block - 14(Indoor Type) | Nos. | 1 | 2500 | Approved
SOUTHWINDS PROJECT LLP (PHASE - III & IV) | MEP PHASE - IV | External Electrical | Electrical | WO/SP34/MW4/58 | TECHNIC ENGINEERING SERVICES PRIVATE LIMITED | 100 Amp,4pole, MCCB with encloser. | 100 Amp,4pole, MCCB with encloser. | Nos. | 3 | 400 | Approved
SOUTHWINDS PROJECT LLP (PHASE - III & IV) | MEP PHASE - IV | External Electrical | Electrical | WO/SP34/MW4/58 | TECHNIC ENGINEERING SERVICES PRIVATE LIMITED | 160 Amp,4pole, MCCB with encloser. | 160 Amp,4pole, MCCB with encloser. | Nos. | 4 | 400 | Approved
SOUTHWINDS PROJECT LLP (PHASE - III & IV) | MEP PHASE - IV | External Electrical | Electrical | WO/SP34/MW4/58 | TECHNIC ENGINEERING SERVICES PRIVATE LIMITED | 400 Amp,4pole, MCCB with encloser. | 400 Amp,4pole, MCCB with encloser. | Nos. | 1 | 425 | Approved
SOUTHWINDS PROJECT LLP (PHASE - III & IV) | MEP PHASE - IV | External Electrical | Electrical | WO/SP34/MW4/58 | TECHNIC ENGINEERING SERVICES PRIVATE LIMITED | Valve Control Panel for PHE at Roof | Valve Control Panel for PHE at Roof | Nos. | 18 | 500 | Approved
SOUTHWINDS PROJECT LLP (PHASE - III & IV) | MEP PHASE - IV | External Electrical | Electrical | WO/SP34/MW4/58 | TECHNIC ENGINEERING SERVICES PRIVATE LIMITED | Control Panel for Booster Pump. | Control Panel for Booster Pump. | Nos. | 6 | 500 | Approved
SOUTHWINDS PROJECT LLP (PHASE - III & IV) | MEP PHASE - IV | External Electrical | Electrical | WO/SP34/MW4/58 | TECHNIC ENGINEERING SERVICES PRIVATE LIMITED | Control Panel for Rain Water harvesting Pump. | Control Panel for Rain Water harvesting Pump. | Nos. | 0 | 500 | Approved
SOUTHWINDS PROJECT LLP (PHASE - III & IV) | MEP PHASE - IV | External Electrical | Electrical | WO/SP34/MW4/58 | TECHNIC ENGINEERING SERVICES PRIVATE LIMITED | industrial type calling Bell | Installation, Testing and Commissioning of industrial type calling Bell with Indication Lamp on wall complete with supply all with accessories anchor fastner, nult, bolt , screw, etc complete as required. | Nos. | 18 | 370 | Approved
SOUTHWINDS PROJECT LLP (PHASE - III & IV) | MEP PHASE - IV | External Electrical | Electrical | WO/SP34/MW4/58 | TECHNIC ENGINEERING SERVICES PRIVATE LIMITED | 1.1 KV grade PVC / XLPE insulated and sheathed power cable on Surface, existing trench / pipe / conduit etc. | Receiving & Laying of following size 1.1 KV grade PVC / XLPE insulated and sheathed power cable on Surface, existing trench / pipe / conduit etc. including supplly of GI saddle,clamp, screw etc as required to complte in all respect . 2 Core 1.5 sq.mm. Cu. Armoured/Unarmoured. cable- 1760 Mtr , 3 Core 1.5 sq.mm. Cu. Armoured/unarmoured cable-5130.0 Meter, 4 Core 2.5 sq.mm. Cu. Ar/Un Ar. cable with 2C X 1.5 sqmm CU wire for MLCP -815.00 Meter. | Mtrs. | 9918.7 | 10 | Approved
BHOPAL - COMMERCIAL | COMMON INFRASTRUCTURE | Consultancy Charges | OTHER CONSLUTANTS | WO/BPC/BPC3/5 | HEAL INTERNATIONAL | Architect fees | Charges for obtaining building drawing sanction, permission from Municipal corporation Bhopal with complete documentation in desired format of BMC for building permission and compliance assistance with authorities to ensure timely approval | Sq.Mtr. | 97920 | 1.5 | Approved
BHOPAL - RESIDENTIAL | COMMON INFRASTRUCTURE | Consultancy Charges | OTHER CONSLUTANTS | WO/BPR/BPR3/4 | HEAL INTERNATIONAL | Architect fees | Charges for obtaining building drawing sanction, permission from Municipal corporation Bhopal with complete documentation in desired format of BMC for building permission and compliance assistance with authorities to ensure timely approval | Sq.Mtr. | 30860 | 1.5 | Approved
SOUTHWINDS PROJECT LLP (PHASE - III & IV) | MEP PHASE - IV | External Electrical | Electrical | WO/SP34/MW4/58 | TECHNIC ENGINEERING SERVICES PRIVATE LIMITED | 1.1 KV grade PVC / XLPE | Receiving & Laying of following size of 1.1 KV grade PVC / XLPE insulated and sheathed power cable in existing trench /undergroud/ pipe / conduit etc. as required to complete in all respect. |  | 0 | 0 | Amended & Approved
SOUTHWINDS PROJECT LLP (PHASE - III & IV) | MEP PHASE - IV | External Electrical | Electrical | WO/SP34/MW4/58 | TECHNIC ENGINEERING SERVICES PRIVATE LIMITED | 3.5 Core 300.0 Sqmm Aluminium Armoured A2XFY cable | 3.5 Core 300.0 Sqmm Aluminium Armoured A2XFY cable | Mtrs. | 107 | 60 | Approved
SOUTHWINDS PROJECT LLP (PHASE - III & IV) | MEP PHASE - IV | External Electrical | Electrical | WO/SP34/MW4/58 | TECHNIC ENGINEERING SERVICES PRIVATE LIMITED | 3.5 Core 185.0 Sqmm Aluminium Armoured A2XFY cable | 3.5 Core 185.0 Sqmm Aluminium Armoured A2XFY cable | Mtrs. | 453 | 50 | Approved
SOUTHWINDS PROJECT LLP (PHASE - III & IV) | MEP PHASE - IV | External Electrical | Electrical | WO/SP34/MW4/58 | TECHNIC ENGINEERING SERVICES PRIVATE LIMITED | 3.5 Core 150.0 Sqmm Aluminium Armoured A2XFY cable | 3.5 Core 150.0 Sqmm Aluminium Armoured A2XFY cable | Mtrs. | 382 | 48 | Approved
SOUTHWINDS PROJECT LLP (PHASE - III & IV) | MEP PHASE - IV | External Electrical | Electrical | WO/SP34/MW4/58 | TECHNIC ENGINEERING SERVICES PRIVATE LIMITED | 3.5 Core 120.0 Sqmm Aluminium Armoured A2XFY cable | 3.5 Core 120.0 Sqmm Aluminium Armoured A2XFY cable | Mtrs. | 159 | 45 | Approved
SOUTHWINDS PROJECT LLP (PHASE - III & IV) | MEP PHASE - IV | External Electrical | Electrical | WO/SP34/MW4/58 | TECHNIC ENGINEERING SERVICES PRIVATE LIMITED | 3.5 Core 95.0 Sqmm Aluminium Armoured A2XFY cable | 3.5 Core 95.0 Sqmm Aluminium Armoured A2XFY cable | Mtrs. | 57 | 40 | Approved
SOUTHWINDS PROJECT LLP (PHASE - III & IV) | MEP PHASE - IV | External Electrical | Electrical | WO/SP34/MW4/58 | TECHNIC ENGINEERING SERVICES PRIVATE LIMITED | 3.5 Core 70.0 Sqmm Aluminium Armoured A2XFY cable | 3.5 Core 70.0 Sqmm Aluminium Armoured A2XFY cable | Mtrs. | 157.5 | 35 | Approved
SOUTHWINDS PROJECT LLP (PHASE - III & IV) | MEP PHASE - IV | External Electrical | Electrical | WO/SP34/MW4/58 | TECHNIC ENGINEERING SERVICES PRIVATE LIMITED | 3.5 Core 50.0 Sqmm Aluminium Armoured A2XFY cable | 3.5 Core 50.0 Sqmm Aluminium Armoured A2XFY cable | Mtrs. | 172 | 30 | Approved
SOUTHWINDS PROJECT LLP (PHASE - III & IV) | MEP PHASE - IV | External Electrical | Electrical | WO/SP34/MW4/58 | TECHNIC ENGINEERING SERVICES PRIVATE LIMITED | 3.5 Core 35.0 Sqmm Aluminium Armoured A2XFY cable | 3.5 Core 35.0 Sqmm Aluminium Armoured A2XFY cable | Mtrs. | 101 | 28 | Approved
SOUTHWINDS PROJECT LLP (PHASE - III & IV) | MEP PHASE - IV | External Electrical | Electrical | WO/SP34/MW4/58 | TECHNIC ENGINEERING SERVICES PRIVATE LIMITED | 3.5 Core 25.0 Sqmm Aluminium Armoured A2XFY cable | 3.5 Core 25.0 Sqmm Aluminium Armoured A2XFY cable | Mtrs. | 439 | 25 | Approved
SOUTHWINDS PROJECT LLP (PHASE - III & IV) | MEP PHASE - IV | External Electrical | Electrical | WO/SP34/MW4/58 | TECHNIC ENGINEERING SERVICES PRIVATE LIMITED | 4 Core 16.0 Sqmm Aluminium Armoured A2XFY cable | 4 Core 16.0 Sqmm Aluminium Armoured A2XFY cable | Mtrs. | 0 | 25 | Approved
SOUTHWINDS PROJECT LLP (PHASE - III & IV) | MEP PHASE - IV | External Electrical | Electrical | WO/SP34/MW4/58 | TECHNIC ENGINEERING SERVICES PRIVATE LIMITED | 1 Core 50.0 Sqmm CU Unarmoured cable | 1 Core 50.0 Sqmm CU Unarmoured cable | Mtrs. | 48 | 15 | Approved
SOUTHWINDS PROJECT LLP (PHASE - III & IV) | MEP PHASE - IV | External Electrical | Electrical | WO/SP34/MW4/58 | TECHNIC ENGINEERING SERVICES PRIVATE LIMITED | 1 Core 70.0 Sqmm CU Unarmoured cable | 1 Core 70.0 Sqmm CU Unarmoured cable | Mtrs. | 200 | 20 | Approved
SOUTHWINDS PROJECT LLP (PHASE - III & IV) | MEP PHASE - IV | External Electrical | Electrical | WO/SP34/MW4/58 | TECHNIC ENGINEERING SERVICES PRIVATE LIMITED | Supply & Making end termination with DC brass compression gland and aluminium crimping type lugs | Supply & Making end termination with DC brass compression gland and aluminium crimping type lugs of following size XLPE/PVC insulated & sheathedAL/CU conductor cable complete as required to complete in all respect. Extra holes made in gland plate to be closed by the contractor w/o any cost. |  | 0 | 0 | Amended & Approved
SOUTHWINDS PROJECT LLP (PHASE - III & IV) | MEP PHASE - IV | External Electrical | Electrical | WO/SP34/MW4/58 | TECHNIC ENGINEERING SERVICES PRIVATE LIMITED | 3.5 Core 300.0 Sqmm Aluminium Armoured A2XFY cable | 3.5 Core 300.0 Sqmm Aluminium Armoured A2XFY cable | Nos. | 12 | 650 | Approved
SOUTHWINDS PROJECT LLP (PHASE - III & IV) | MEP PHASE - IV | External Electrical | Electrical | WO/SP34/MW4/58 | TECHNIC ENGINEERING SERVICES PRIVATE LIMITED | 3.5 Core 185.0 Sqmm Aluminium Armoured A2XFY cable | 3.5 Core 185.0 Sqmm Aluminium Armoured A2XFY cable | Nos. | 10 | 600 | Approved
SOUTHWINDS PROJECT LLP (PHASE - III & IV) | MEP PHASE - IV | External Electrical | Electrical | WO/SP34/MW4/58 | TECHNIC ENGINEERING SERVICES PRIVATE LIMITED | 3.5 Core 150.0 Sqmm Aluminium Armoured A2XFY cable | 3.5 Core 150.0 Sqmm Aluminium Armoured A2XFY cable | Nos. | 10 | 550 | Approved
SOUTHWINDS PROJECT LLP (PHASE - III & IV) | MEP PHASE - IV | External Electrical | Electrical | WO/SP34/MW4/58 | TECHNIC ENGINEERING SERVICES PRIVATE LIMITED | 3.5 Core 120.0 Sqmm Aluminium Armoured A2XFY cable | 3.5 Core 120.0 Sqmm Aluminium Armoured A2XFY cable | Nos. | 10 | 500 | Approved
SOUTHWINDS PROJECT LLP (PHASE - III & IV) | MEP PHASE - IV | External Electrical | Electrical | WO/SP34/MW4/58 | TECHNIC ENGINEERING SERVICES PRIVATE LIMITED | 3.5 Core 95.0 Sqmm Aluminium Armoured A2XFY cable | 3.5 Core 95.0 Sqmm Aluminium Armoured A2XFY cable | Nos. | 6 | 425 | Approved
SOUTHWINDS PROJECT LLP (PHASE - III & IV) | MEP PHASE - IV | External Electrical | Electrical | WO/SP34/MW4/58 | TECHNIC ENGINEERING SERVICES PRIVATE LIMITED | 3.5 Core 70.0 Sqmm Aluminium Armoured A2XFY cable | 3.5 Core 70.0 Sqmm Aluminium Armoured A2XFY cable | Nos. | 6 | 400 | Approved
SOUTHWINDS PROJECT LLP (PHASE - III & IV) | MEP PHASE - IV | External Electrical | Electrical | WO/SP34/MW4/58 | TECHNIC ENGINEERING SERVICES PRIVATE LIMITED | 3.5 Core 50.0 Sqmm Aluminium Armoured A2XFY cable | 3.5 Core 50.0 Sqmm Aluminium Armoured A2XFY cable | Nos. | 26 | 370 | Approved
SOUTHWINDS PROJECT LLP (PHASE - III & IV) | MEP PHASE - IV | External Electrical | Electrical | WO/SP34/MW4/58 | TECHNIC ENGINEERING SERVICES PRIVATE LIMITED | 3.5 Core 35.0 Sqmm Aluminium Armoured A2XFY cable | 3.5 Core 35.0 Sqmm Aluminium Armoured A2XFY cable | Nos. | 12 | 340 | Approved
SOUTHWINDS PROJECT LLP (PHASE - III & IV) | MEP PHASE - IV | External Electrical | Electrical | WO/SP34/MW4/58 | TECHNIC ENGINEERING SERVICES PRIVATE LIMITED | 3.5 Core 25.0 Sqmm Aluminium Armoured A2XFY cable | 3.5 Core 25.0 Sqmm Aluminium Armoured A2XFY cable | Nos. | 12 | 320 | Approved
SOUTHWINDS PROJECT LLP (PHASE - III & IV) | MEP PHASE - IV | External Electrical | Electrical | WO/SP34/MW4/58 | TECHNIC ENGINEERING SERVICES PRIVATE LIMITED | 4 Core 16.0 Sqmm Aluminium Armoured A2XFY cable | 4 Core 16.0 Sqmm Aluminium Armoured A2XFY cable | Nos. | 0 | 275 | Approved
SOUTHWINDS PROJECT LLP (PHASE - III & IV) | MEP PHASE - IV | External Electrical | Electrical | WO/SP34/MW4/58 | TECHNIC ENGINEERING SERVICES PRIVATE LIMITED | 4 R X 1 Core 50.0 Sqmm CU Unarmoured cable ( Socket only) | 4 R X 1 Core 50.0 Sqmm CU Unarmoured cable ( Socket only) | Nos. | 6 | 125 | Approved
SOUTHWINDS PROJECT LLP (PHASE - III & IV) | MEP PHASE - IV | External Electrical | Electrical | WO/SP34/MW4/58 | TECHNIC ENGINEERING SERVICES PRIVATE LIMITED | 4R X 1 Core 70.0 Sqmm CU Unarmoured cable ( Socket only) | 4R X 1 Core 70.0 Sqmm CU Unarmoured cable ( Socket only) | Nos. | 24 | 135 | Approved
SOUTHWINDS PROJECT LLP (PHASE - III & IV) | MEP PHASE - IV | External Electrical | Electrical | WO/SP34/MW4/58 | TECHNIC ENGINEERING SERVICES PRIVATE LIMITED | PVC rigid conduit with all accessories at Wall on Surface/ recess or ceiling | Supply and Laying of following sizes PVC rigid conduit with all accessories at Wall on Surface/ recess or ceiling for MLCP/landscape light / PHE Pump control CKT as per drawing and direction of Engineer in-charge. |  | 0 | 0 | Approved
SOUTHWINDS PROJECT LLP (PHASE - III & IV) | MEP PHASE - IV | External Electrical | Electrical | WO/SP34/MW4/58 | TECHNIC ENGINEERING SERVICES PRIVATE LIMITED | 25 mm dia, MMS PVC conduit | 25 mm dia, MMS PVC conduit | Mtrs. | 2035.4 | 42 | Approved
SOUTHWINDS PROJECT LLP (PHASE - III & IV) | MEP PHASE - IV | External Electrical | Electrical | WO/SP34/MW4/58 | TECHNIC ENGINEERING SERVICES PRIVATE LIMITED | single pole / three pole and neutral, double door MCB Distribution Board | Installation, Testing , Commissioning of following sizes of single pole / three pole and neutral, double door MCB Distribution Board in sheet steel, 240 / 415 V, on surface / recess, complete with tinned copper bus bar, neutral bus bar, earth bar, din bar, interconnections including dressing, earthing etc. complete as required. |  | 0 | 0 | Approved
SOUTHWINDS PROJECT LLP (PHASE - III & IV) | MEP PHASE - IV | External Electrical | Electrical | WO/SP34/MW4/58 | TECHNIC ENGINEERING SERVICES PRIVATE LIMITED | 6 way TPN DB | 6 way TPN DB | Nos. | 2 | 1100 | Approved
SOUTHWINDS PROJECT LLP (PHASE - III & IV) | MEP PHASE - IV | External Electrical | Electrical | WO/SP34/MW4/58 | TECHNIC ENGINEERING SERVICES PRIVATE LIMITED | (2+6) Way SPN DB (Landscape) | (2+6) Way SPN DB (Landscape) | Nos. | 2 | 600 | Approved
SOUTHWINDS PROJECT LLP (PHASE - III & IV) | MEP PHASE - IV | External Electrical | Electrical | WO/SP34/MW4/58 | TECHNIC ENGINEERING SERVICES PRIVATE LIMITED | 8 way VTPN DB | 8 way VTPN DB | Nos. | 1 | 1400 | Approved
SOUTHWINDS PROJECT LLP (PHASE - III & IV) | MEP PHASE - IV | External Electrical | Electrical | WO/SP34/MW4/58 | TECHNIC ENGINEERING SERVICES PRIVATE LIMITED | 4 way TPN DB | 4 way TPN DB | Nos. | 1 | 950 | Approved
SOUTHWINDS PROJECT LLP (PHASE - III & IV) | MEP PHASE - IV | External Electrical | Electrical | WO/SP34/MW4/58 | TECHNIC ENGINEERING SERVICES PRIVATE LIMITED | 4 Pole MCB with encloser box. | 4 Pole MCB with encloser box. | Nos. | 8 | 225 | Approved
SOUTHWINDS PROJECT LLP (PHASE - III & IV) | MEP PHASE - IV | External Electrical | Electrical | WO/SP34/MW4/58 | TECHNIC ENGINEERING SERVICES PRIVATE LIMITED | G.I. pipe | Installation of G.I. pipe type earth station complete with supply of 50mm dia 3 mtrs. Long G.I. pipe, salt ,charcoal, CI Cover, and all other materials as per enclosed drawing and IS 3043. Construction of pit chamber including supply of civil items like Brick, Sand etc. to be supplied by contractor | Nos. | 10 | 4500 | Approved
SOUTHWINDS PROJECT LLP (PHASE - III & IV) | MEP PHASE - IV | External Electrical | Electrical | WO/SP34/MW4/58 | TECHNIC ENGINEERING SERVICES PRIVATE LIMITED | G.I. strip | Supply & Fixing of following sizes of G.I. strip from earth pit to main distribution panel earth bus including G.I. bar saddles located at a distance not less than 600mm from each other and all hardwares |  | 0 | 0 | Approved
SOUTHWINDS PROJECT LLP (PHASE - III & IV) | MEP PHASE - IV | External Electrical | Electrical | WO/SP34/MW4/58 | TECHNIC ENGINEERING SERVICES PRIVATE LIMITED | 50 X 6 MM GI strip | 50 X 6 MM GI strip | Mtrs. | 124 | 220 | Approved
SOUTHWINDS PROJECT LLP (PHASE - III & IV) | MEP PHASE - IV | External Electrical | Electrical | WO/SP34/MW4/58 | TECHNIC ENGINEERING SERVICES PRIVATE LIMITED | 25 X 6 MM GI strip | 25 X 6 MM GI strip | Mtrs. | 226 | 135 | Approved
SOUTHWINDS PROJECT LLP (PHASE - III & IV) | MEP PHASE - IV | External Electrical | Electrical | WO/SP34/MW4/58 | TECHNIC ENGINEERING SERVICES PRIVATE LIMITED | 8 SWG GI wire | 8 SWG GI wire | Mtrs. | 248 | 25 | Approved
SOUTHWINDS PROJECT LLP (PHASE - III & IV) | MEP PHASE - IV | External Electrical | Electrical | WO/SP34/MW4/58 | TECHNIC ENGINEERING SERVICES PRIVATE LIMITED | GI Spike | Installation of GI Spike type earth station complete with supply of 10mm dia 1.5mtrs. Long G.I. spike with all other materials. | Nos. | 79 | 450 | Approved
Primarc Aadvika | EXPERIENCE CENTER | Water Proofing |  | WO/HW1/PHW3/9 | CEMTECH ENGINEERING PRIVATE LIMITED | Waterproofing work | Waterproofing on roof area of Marketing area. |  | 0 | 0 | Amended & Approved
Primarc Aadvika | EXPERIENCE CENTER | Water Proofing |  | WO/HW1/PHW3/9 | CEMTECH ENGINEERING PRIVATE LIMITED | Surface preparation & Crack treatment | The entire area to be water proofed shall be taken up for surface perpration involving thorough cleaning of the surface with suitable means like compressed air blowing, wire brush etc. and mechanical removal of debris, laitance, etc. Crack treatment Cutting open the cracks and construction joints to 10 mm depth & 10 mm to 15 mm width by mechanical chiselling.Cleaning the groove by removing the loose particles, washing with clean water. Sealing the groove with polymer modified mortar. | Sq.Mtr. | 342 | 100 | Approved
Primarc Aadvika | EXPERIENCE CENTER | Water Proofing |  | WO/HW1/PHW3/9 | CEMTECH ENGINEERING PRIVATE LIMITED | Construction joint treatment & halour making | All corners and joints such as those between the parapet wall and the roof slab etc. shall be chamfered with 50mm X 50 mm fillet of mortar (Cement: sand – 1:4) admixed with ShaliCrete. Before chamfering a prime coat shall be given with the slurry of ShaliCrete. | RMT | 96 | 150 | Approved
Primarc Aadvika | EXPERIENCE CENTER | Water Proofing |  | WO/HW1/PHW3/9 | CEMTECH ENGINEERING PRIVATE LIMITED | Bore Packing | The opening around the pipes shall be thoroughly cleaned, washed of all dust, scum and laitence. Proper leak proof form work shall be installed on the other/far end side. Form work on accessible side shall be adequately honched, projecting out sufficient to pour structural grade non-shrink cement based grout in plastic mix condition all round the pipes so as to seal the space between the pipe and suurounding concrete/ massonary. Applying the bond coat using epoxy adhesive, Shalibond 41 around the pipe. Providing and placing structural grade non shrink cement based grout Shaligrout 50 in in plastic mix condition all round the pipes as to seal the space between the pipe and concrete/ massonary completely.The boro silicate Textfab of 80 GSM in rounded shape with the pipe dia cut in centre, saturated in the emulsion of SBR and cement, the excess slury shaken off and the Textfab is now installed at the orifice periphery,overlapping peripherially, overlapping 150 m peripherially and coated over with two component acrylic coating system. | Nos | 3 | 300 | Approved
Primarc Aadvika | EXPERIENCE CENTER | Water Proofing |  | WO/HW1/PHW3/9 | CEMTECH ENGINEERING PRIVATE LIMITED | Waterproof coating | Priming the surface with Shalitex Primer on the prepared surface. Providing & laying one layer of 3mm thick non woven polyester reinforced APP modified membrane Super Thermolay on the primed surface using torch method. The membrane to be terminated covering the parapet outer side properly sealed with suitable profile. | Sq.Mtr. | 342 | 520 | Approved
Primarc Aadvika | EXPERIENCE CENTER | Water Proofing |  | WO/HW1/PHW3/9 | CEMTECH ENGINEERING PRIVATE LIMITED | UV resistant coating | Supply & applying an anti-corrosive, good heat deflecting; air drying aluminium pigmented bituminous coating Super Silver Shield on the Super Thermolay APP membrane as a UV resistant coating. | Sq.Mtr. | 342 | 150 | Approved
Primarc Chambers | OVERHEAD | Pest Control |  | WO/PCH/PC05/9 | Secura Infra Services Pvt. Ltd. | Mosquito Control Treatment (Work period: Feb, 2024- March, 2025) | Mosquito Control Treatment at Site Premises: I. Larvae Control Treatment Spraying Chemical (Temiphos/Sumilarv) 3 times in Month. II. Adult Mosquito Control Treatment a) Spraying Chemical (Cyphenothrin Malathion) 15 times in Month. b) Smoke Fogging (Cyphenothrin 5% EC/Deltamethrin 1.25% ULV) 15 times in Month at Project premises. (AREA- GFL New Office area, 5th Floor Marketing Office area, GFL Facility Room & Meeting Room area, Labour toilet area and tidbit areas) as per direction of EIC. | Months | 2 | 8340 | Approved
Primarc Chambers | BLOCK | Window and Glazing |  | WO/PCH/PC01/90 | HINDUSTAN ALUMINIUM WORKS | PERGOLA - 01 (ONLY GLASS) roof | Design, supply, fabrication, and erection of a suitable glass canopy system on an existing MS backup structure. The system includes aluminum notch profile , cover and pressure plate,EPDM gaskets, weather sealant, and all other hardware & accessories, along with the supply of 16.89mm thick Sentry Glass of approved make. All work to be completed as per the drawing and direction of EIC. (MS structure not included in this scope of work.) Location- 15th floor Pergola-1 | Sq.Ft. | 252.42 | 823.38 | Amended & Approved
Primarc Chambers | BLOCK | Window and Glazing |  | WO/PCH/PC01/90 | HINDUSTAN ALUMINIUM WORKS | PERGOLA - 02 (ONLY GLASS) roof | Design, supply, fabrication, and erection of a suitable glass canopy system on an existing MS backup structure. The system includes aluminum notch profile , cover and pressure plate, EPDM gaskets, weather sealant, and all other hardware & accessories, along with the supply of 16.89mm thick Sentry Glass of approved make. All work to be completed as per the enclosed drawing and direction of EIC. (MS structure not included in this scope of work.) Location- 15th floor Pergola-2 | Sq.Ft. | 69.34 | 830.16 | Amended & Approved
Primarc Chambers | BLOCK | Window and Glazing |  | WO/PCH/PC01/90 | HINDUSTAN ALUMINIUM WORKS | PERGOLA- Ground Floor | Design, supply, fabrication, and erection of a suitable glass canopy system with an MS backup structure. The system includes aluminum notch profile & Aluminium Composite Panel- Z flashings, cover and pressure plate, EPDM gaskets, weather sealant, and all other hardware & accessories, along with the supply of 16.89mm thick Sentry Glass of approved make. All work to be completed as per the drawing & direction of EIC. Location- Pergola (GFL) | Sq.Ft. | 116.165 | 817.04 | Amended & Approved
Primarc Chambers | BLOCK | Window and Glazing |  | WO/PCH/PC01/90 | HINDUSTAN ALUMINIUM WORKS | MS structure | MS structure for canopy using suitable MS members as per the drawing. The structure will be placed to support the canopy system on the ground floor (GFL) with specified dimensions, base plates, and fasteners, all completed as per the dwg. & direction of EIC. | Kg | 1176.19 | 135 | Approved
Primarc Chambers | BLOCK | Window and Glazing |  | WO/PCH/PC01/90 | HINDUSTAN ALUMINIUM WORKS | Chemical Anchoring | Charges for Providing and Installation of Chemical Anchor (as approved) as per design including drilling & cleaning the holes to blow out the remaining dust, injecting the adhesive chemical at the bottom of the hole, inserting & fixing of anchor fastener/threaded rods in the desired position and hardeneing and curing it with all finishes and complete inclduing all tools & tackles, machineries, labours at any heights and levels as per the specification, requirement and as directed by EIC. | Nos | 48 | 550 | Approved
Primarc Aadvika | PRE-CONSTRUCTION PHASE | Site Office | Civil and Finishing Work of Site Office | WO/HW1/PHW1/17 | GLOBESYN INDIA | Bitumen sheet fixing | Supply and fixing bitumen-based waterproofing sheet over existing asbestos roofing, including thorough surface cleaning to remove dust and contaminants for proper adhesion, laying of high-quality self adhesive bitumen sheet of minimum 1.4mm-2mm thick using heat torching with required overlaps, heat sealing of all joints and edges to ensure a watertight finish, all complete including all necessary materials, labor, tools and tackle as per specifications, manufacturer guidelines and Engineer in Charge. | Sq.Ft. | 2030 | 28 | Amended & Approved
Primarc Aahana | PRE-CONSTRUCTION PHASE | Temp fencing wall & Gate |  | WO/AAH/AAH01/1 | B P Enterprise | Misc Civil Work | Misc Civil Work as per BOQ & direction of EIC. |  | 0 | 0 | Amended & Approved
Primarc Aahana | PRE-CONSTRUCTION PHASE | Temp fencing wall & Gate |  | WO/AAH/AAH01/1 | B P Enterprise | 125 Brick Work | All charges for Providing and erecting 125 mm thick brick work with 1st class Conventional bricks for walls of specified thickness in sand cement mortar (4 :1) including the cost of all material, labour, tools, tackles, scaffolding, curing etc. complete as per direction of Engineer-in-Charge and technical specification. Location -Security Room & Boundary Wall | Sq.Mtr. | 3 | 1150 | Approved
Primarc Aahana | PRE-CONSTRUCTION PHASE | Temp fencing wall & Gate |  | WO/AAH/AAH01/1 | B P Enterprise | 12mm Plaster | All charges for Providing and applying internal plaster with sand and cement mortar including round off or chamfering of concrete surface, curing etc. complete as per direction of EIC - 12 mm thick sand cement mortar (6 parts sand: 1-part cement). Location -Security Room, Electric Room &Boundary Wall | Sq.Mtr. | 151 | 235 | Approved
Primarc Aahana | PRE-CONSTRUCTION PHASE | Temp fencing wall & Gate |  | WO/AAH/AAH01/1 | B P Enterprise | 40mm IPS Flooring | Providing & Laying 40 mm thick IPS flooring 1:2:4 ( cement : coarse sand : 12.5 mm down graded stone agg; ) at all level, finished with a floating coat of 3 mm thk. neat cement finish,. including the cost of all material, labour, tools, tackles, scaffolding, curing etc. complete as per direction of Engineer-in-Charge and technical specification. Location -Security Room & Electric Room | Sq.Mtr. | 6 | 500 | Approved
Primarc Aahana | PRE-CONSTRUCTION PHASE | Temp fencing wall & Gate |  | WO/AAH/AAH01/1 | B P Enterprise | Morte Filling (1:4) | Providing and applying pointing in brickwork with cement mortar (1:4), including raking out joints, cleaning, finishing, and curing complete as per specifications. Including the cost of all material, labour, tools, tackles, scaffolding, curing etc. complete as per direction of Engineer-in-Charge and technical specification. Location -Security Room & Electric Room | Sq.Mtr. | 138 | 200 | Approved
Primarc Aahana | PRE-CONSTRUCTION PHASE | Temp fencing wall & Gate |  | WO/AAH/AAH01/1 | B P Enterprise | CGI sheet | Supply and fixing of CGI sheet roofing for Security Room, including cost of all materials, labour, tools, tackles, scaffolding, curing, and complete as per direction of Engineer-in-Charge and technical specifications. | Sq.Mtr. | 8 | 1040 | Approved
BHOPAL - COMMERCIAL | COMMON INFRASTRUCTURE | Consultancy Charges | GREEN BUILDING CONSULTANT | WO/BPC/BPC3/6 | Kamal Cogent Energy Pvt. Ltd. | Consultancy charges | Consultancy charges for Green Building Certification for our Commercial building (8,00,000 Sq.Ft. Approx.) project premises at Bhopal for Gold/ Platinum Rating from IGBC. (Detail Scope of work as mentioned in ANNEXURE-I). | Lump Sum | 1 | 600000 | Approved
SOUTHWINDS PROJECT LLP (PHASE - III & IV) | COMMON INFRASTRUCTURE - PHASE III & IV | Consultancy Charges | OTHER CONSLUTANTS | WO/SP34/CI34/64 | Skipper Technologies India Pvt Ltd | Servicing and Calibration charges for Sokkia Auto Level & Total Station | Servicing and Calibration charges for Sokkia Auto Level & Total Station |  | 0 | 0 | Approved
SOUTHWINDS PROJECT LLP (PHASE - III & IV) | COMMON INFRASTRUCTURE - PHASE III & IV | Consultancy Charges | OTHER CONSLUTANTS | WO/SP34/CI34/64 | Skipper Technologies India Pvt Ltd | Service & Calibration Charges of Total Station | Service & Calibration Charges of Sokkia Total Station Model CX-105, (Sl.No-GS0125) | Nos. | 1 | 13000 | Approved
SOUTHWINDS PROJECT LLP (PHASE - III & IV) | COMMON INFRASTRUCTURE - PHASE III & IV | Consultancy Charges | OTHER CONSLUTANTS | WO/SP34/CI34/64 | Skipper Technologies India Pvt Ltd | Service & Calibration Charges of Sokkia Auto Level | Service & Calibration Charges of Sokkia Auto Level Model B30, (Sl.No-192651) | Nos. | 1 | 1000 | Approved
SOUTHWINDS PROJECT LLP (PHASE - III & IV) | OVERHEAD PHASE - III & IV | In-house labour |  | WO/SP34/OP34/42 | Suraj Enterprise | Unskilled labour. Time Period: 1st Apr’2025 to 30th Apr’2025 | Charges of Unskilled labour for misc work as per direction of EIC. Time Period: 1st Apr’2025 to 30th Apr’2025 | Nos. | 382 | 525 | Approved
SOUTHWINDS PROJECT LLP (PHASE - III & IV) | OVERHEAD PHASE - III & IV | In-house labour |  | WO/SP34/OP34/42 | Suraj Enterprise | loading - unloading | Charges for loading - unloading, transportation, hire charges for machinery work as per direction of Engineer-in-Charge. Time Period: 1st Apr’2025 to 30th Apr’2025 | Nos. | 382 | 26 | Approved
SOUTHWINDS PROJECT LLP (PHASE - III & IV) | OVERHEAD PHASE - III & IV | In-house labour |  | WO/SP34/OP34/42 | Suraj Enterprise | Unskilled labour. Time Period: 1st May’2025 to 31st May’2025 | Charges of Unskilled labour for misc work as per direction of EIC. Time Period: 1st May’2025 to 31st May’2025 | Nos. | 361 | 525 | Approved
SOUTHWINDS PROJECT LLP (PHASE - III & IV) | OVERHEAD PHASE - III & IV | In-house labour |  | WO/SP34/OP34/42 | Suraj Enterprise | loading - unloading | Charges for loading - unloading, transportation, hire charges for machinery work as per direction of Engineer-in-Charge. Time Period: 1st May’2025 to 31st May’2025 | Nos. | 361 | 26 | Approved
SOUTHWINDS PROJECT LLP (PHASE - III & IV) | OVERHEAD PHASE - III & IV | In-house labour |  | WO/SP34/OP34/42 | Suraj Enterprise | Unskilled labour. Time Period: 1st June’2025 to 30th June’2025 | Charges of Unskilled labour for misc work as per direction of EIC. Time Period: 1st June’2025 to 30th June’2025 | Nos. | 453 | 525 | Approved
SOUTHWINDS PROJECT LLP (PHASE - III & IV) | OVERHEAD PHASE - III & IV | In-house labour |  | WO/SP34/OP34/42 | Suraj Enterprise | loading - unloading | Charges for loading - unloading, transportation, hire charges for machinery work as per direction of Engineer-in-Charge. Time Period: 1st June’2025 to 30th June’2025 | Nos. | 453 | 26 | Approved
BHOPAL - RESIDENTIAL | COMMON INFRASTRUCTURE | Consultancy Charges | GREEN BUILDING CONSULTANT | WO/BPR/BPR3/5 | Kamal Cogent Energy Pvt. Ltd. | Consultancy charges | Consultancy charges for Green Building Certification for our Residential building (1,98,000 Sq.Ft. Approx.) project premises at Bhopal for Gold/ Platinum Rating from IGBC. (Detail Scope of work as mentioned in ANNEXURE-I). | Lump Sum | 1 | 350000 | Approved
Primarc Aadvika | COMMON INFRASTRUCTURE | Grill / Steel Work | Gate and Security Room | WO/HW1/PHW2/15 | ADA-METCON | MS Main Gate | Charges for Providing and Fixing of MS Main Gate. |  | 0 | 0 | Approved
Primarc Aadvika | COMMON INFRASTRUCTURE | Grill / Steel Work | Gate and Security Room | WO/HW1/PHW2/15 | ADA-METCON | MS Gate | Providing and Fixing of MS Main Gate with all complete including materials, tools & tackles, labours, cost of Epoxy Primer, transportation and loading-unloading for all levels as per drawing, specification and direction of Engineer-in-Charge. | Kg | 935 | 150 | Approved
Primarc Aadvika | COMMON INFRASTRUCTURE | Grill / Steel Work | Gate and Security Room | WO/HW1/PHW2/15 | ADA-METCON | Sliding wheel | Charges for supply & erection of Sliding wheel for Gate as per drawing and direction of Engineer-in-Charge. | Nos | 4 | 2200 | Approved
Primarc Aadvika | COMMON INFRASTRUCTURE | Grill / Steel Work | Gate and Security Room | WO/HW1/PHW2/15 | ADA-METCON | Roller | Supply & erection of Roller as per direction of EIC. | Nos | 8 | 450 | Approved
Primarc Aadvika | COMMON INFRASTRUCTURE | Grill / Steel Work | Gate and Security Room | WO/HW1/PHW2/15 | ADA-METCON | Mechanical Anchoring | Charges for Supply & Installation of Mechanical Anchor (12*100) including drilling & cleaning the holes to blow out the remaining dust, inserting & fixing of anchor fastener in the desired position all finishes and complete including all tools & tackles, machineries, labours at any heights and levels as per the specification, requirement and as directed by EIC. | Nos | 45 | 40 | Approved
Primarc Aadvika | EXPERIENCE CENTER | Civil | Anti-Termite Work | WO/HW1/PHW3/10 | Legend Sanicure Private Limited | Anti- Termite work at Experience Center | "TREATMENT OF TOP SURFACE OF PLINTH FLOOR AND JUNCTION OF THE WALL AND THE FLOOR >> ""The top surface of the Plinth Floor shall be treated with chemical emulsion at the rate of 5 l/m2 of the surface before the sub- grade or PCC is laid. Drilling holes up to 50 to 75 mm deep at 300 mm centres both ways maybe made with 12 mm diameter mild steel rod/drill bit on the surface to facilitate saturation of the existing floor with the chemical emulsion. Treatment at Junction of the Wall and the Floor Special care shall be taken to establish continuity of the vertical soil & barrier on inner wall surface from ground level up to the level of the filled earth surface. To achieve this, Drilling to be done with a 2 DFR drill machine in wall floor junction at a distance of 300 mm from centre to centre with the help of 12 mm drill bit and maximum depth should be 6 inch. Drilling should be done at an angle of 45 degree. Chemical solution will be injected with the help of 6 lt. Calimax (pump). Chemical consumption (solution of water & Imidacloprid 30.5% sc) will be up to the refusal or maximum of 1 lt. Per hole. All holes will sealed by us only with white/black cement ( as needed) after soaking with chemicals.. "" TREATMENT OF SOIL/PCC ALONG EXTERNAL PERIMETER OF BUILDING: The earth/PCC along the external perimeter of the building should be rodded/drill at intervals of 300 mm and to a depth of 300 mm. Incase of rods should be moved backward and forward parallel to the wall to break up the earth and chemical emulsion poured along the wall at the rate of 7.5 l/m2of vertical surfaces. After the treatment, the earth should be tamped back into place. Should the earth outside the building be graded on completion of building. Special care should be taken for treatment of soil surrounding pipes, wastes & conduits as per IS 16131 This rate including labour, materials, tools and tackles cost. Machine to be used: 6 Liter Calimax pump,Pest control sprayer. Chemical Name>>Imidacloprid 30.5 SC (Premise, IS 16131) Manufactured by Bayer Crop science/ Equivalent Dosage :- 2.1 ml/Liter water . ( As per IS-6313-Part-2 ) " (Payment to be made on actual Plinth area) | Sq.Mtr. | 350 | 50 | Approved
Primarc Aadvika | EXPERIENCE CENTER | Grill / Steel Work |  | WO/HW1/PHW3/11 | ADA-METCON | MS Staircase work | Supply, fabrication and erection of MS work for marketing office interior stair, rack & cabinet. |  | 0 | 0 | Amended & Approved
Primarc Aadvika | EXPERIENCE CENTER | Grill / Steel Work |  | WO/HW1/PHW3/11 | ADA-METCON | MS staircase | Supply, fabrication and erection of MS stair with rack, side rack, hand railing and TV cabinet console all complete for marketing office. | Lump Sum | 1 | 400000 | Approved
Primarc Aadvika | EXPERIENCE CENTER | Grill / Steel Work |  | WO/HW1/PHW3/11 | ADA-METCON | Drawing | Charges for design & soft drawing for Item No. (1.1) | Lump Sum | 1 | 25000 | Approved
Primarc Chambers | BLOCK | Plumbing/Sanitory | Internal Plumbing | WO/PCH/PC01/93 | TANK CARE | Tank Cleaning | Tank Cleaning as per direction of EIC Steps: STAGE – 1 : Mechanized dewatering by high capacity submersible dewatering pumps. STAGE – 2 : Removal of left over dirty slurry water with a special sludge sucker pump. STAGE – 3 : Scrubbing the entire surface with special iron removal powder and brush. STAGE – 4 : Cleaning of wall, ceiling and floor by high pressure water jet to remove entire scaling of mud, iron and calcinations from tank surface. STAGE – 5 : Removal of remaining slurry water & Mopping and drying the entire floor area with Industrial vacuum suction machine. STAGE – 6 : Spraying bio degradable and eco-friendly NaClO based anti-bacterial agent to disinfect the tank from all harmful pathogens through specially designed water spray nozzle. STAGE – 7 : Spraying our another eco-friendly KMnO₄ based anti-bacterial agent to disinfect all harmful iron bacteria and unpleasant odour through specially designed water spray nozzle. STAGE – 8 : Treatment of tank inside by exposing Ultra Violet (UV) radiation to kill further suspended and floating bacteria and viruses, if any. |  | 0 | 0 | Approved
Primarc Chambers | BLOCK | Plumbing/Sanitory | Internal Plumbing | WO/PCH/PC01/93 | TANK CARE | UGR Fire | UGR Fire Capacity: 100000 L | Ltrs. | 1 | 4500 | Approved
Primarc Chambers | BLOCK | Plumbing/Sanitory | Internal Plumbing | WO/PCH/PC01/93 | TANK CARE | UGR Domestic | UGR Domestic Capacity: 36000L | Ltrs. | 1 | 1620 | Approved
Primarc Chambers | BLOCK | Plumbing/Sanitory | Internal Plumbing | WO/PCH/PC01/93 | TANK CARE | OHR Fire | OHR Fire Capacity: 30000 L | Ltrs. | 1 | 2100 | Approved
Primarc Chambers | BLOCK | Plumbing/Sanitory | Internal Plumbing | WO/PCH/PC01/93 | TANK CARE | OHR Domestic | OHR Domestic Capacity: 18000 L | Ltrs. | 1 | 1260 | Approved
Primarc Chambers | BLOCK | Plumbing/Sanitory | Internal Plumbing | WO/PCH/PC01/93 | TANK CARE | OHR Flushing | OHR Flushing Capacity: 23000 L | Ltrs. | 1 | 1610 | Approved
The Ramdulari | BLOCK | AC Ledge Works |  | WO/RP/RP02/55 | AESTHETIK ENGINEERS LIMITED | Aluminium AC Ledge Grill & MS Platform work.. | Aluminium AC Ledge Grill & MS Platform work as per BOQ & direction of EIC.. |  | 0 | 0 | Amended & Approved
The Ramdulari | BLOCK | AC Ledge Works |  | WO/RP/RP02/55 | AESTHETIK ENGINEERS LIMITED | AC Ledge Aluminium Grill | METAL LOUVER: Design, Supply, Fabrication & Installation of Metal Louver System AC Ledge Area in position site. System shall be considered all safety factor & design approved colour (RAL 7022) Powder Coated with 1.5 mm to 2.0 mm thick 150 mm, 75 mm, & 50mm dia Round Aluminum Section. The structure support shall be loaded onto the MS structure with MS brackets, which are welded with the MS structure, using 4 mm thick fillet welds. MS bracket sections include 12 mm thick MS stiffener plates, 150x16 mm MS flat, and 150x12 mm MS flat. Work to be completed in all respects as per approved design, drawings, and directions of the Engineer-in-charge. The rate includes all required materials, labor, tools and tackles, transportation, shifting, and lifting of all materials and machinery (within the contractor's scope). The provision of a gondola is in the contractor's scope. Location 1st to 25th Floor AC Ledge Area | Sq.Mtr. | 682.26 | 11500 | Approved
The Ramdulari | BLOCK | AC Ledge Works |  | WO/RP/RP02/55 | AESTHETIK ENGINEERS LIMITED | MS Platform | MS STRUCTURAL: Supply, Fabrication & Installation of MS Structural work for AC Ledge Area in position of site. Shall be design with as required section SHS 172x92x4.8, Base Plate 200x300x16 & 200x250x12 and 6mm Chequered plate as per the approved elevation drawing.The structure shall be securely fixed onto the civil structure using GI fasteners and necessary accessories, ensuring stability and durability.. The structure support shall be loaded on to the civil structure. Complete in all respect as per standard practice. System cost including the cost of welding, grinding, Epoxy primer & Paint etc.The rate includes all required materials, labor, tools and tackles, shifting, and lifting of all materials and machinery (within the contractor's scope). The provision of a gondola is in the contractor's scope. Location 1st to 25th Floor AC Ledge Area | Kg | 17425.65 | 135 | Approved
The Ramdulari | BLOCK | AC Ledge Works |  | WO/RP/RP02/55 | AESTHETIK ENGINEERS LIMITED | M16 | Supply and installation of GI Anchor Fastener M16 of approved make (Hilti/Klimas), including drilling, fixing as per BOQ & direction of EIC. | Nos. | 408 | 281 | Approved
The Ramdulari | BLOCK | AC Ledge Works |  | WO/RP/RP02/55 | AESTHETIK ENGINEERS LIMITED | M12 | Supply and installation of GI Anchor Fastener M12 of approved make (Hilti/Klimas), including drilling, fixing as per BOQ & direction of EIC. | Nos. | 204 | 130 | Approved
Primarc Aadvika | COMMON INFRASTRUCTURE | Consultancy Charges | STRUCTURAL CONSULTANT | WO/HW1/PHW2/16 | MNU Consultants Pvt. Ltd. | Consultancy charges for Structural Engineering | Consultancy charges for Structural Engineering discipline for proposed “Stilt +26” storied Residential Buildings at Howrah. (BUA = 4,48,000 Sqft Approx) | Sq.Ft. | 448000 | 5 | Approved
Primarc Aahana | PRE-CONSTRUCTION PHASE | Test Pile |  | WO/AAH/AAH01/3 | GEO Piling Solutions | Mobilisation & demobilisation | All charges for Mobilization & demobilization of Rig, men and machinery to & from site including making of Kuccha Vat and all other incidental expenses. | Lump Sum | 1 | 25000 | Approved
Primarc Aahana | PRE-CONSTRUCTION PHASE | Test Pile |  | WO/AAH/AAH01/3 | GEO Piling Solutions | 1 nos. 600mm dia bored cast in situ piles | All charges for boring, Reinforcement cutting, bending, binding and placing of cages ,concreting and muck removal complete for 1 no. 600mm dia ( 29M depth from EGL (Pile cut off Lvl/Testing Lvl is (-)0.00M f EGL)) & capacity-150 MT) below GL RCC bored Test Pile by DMC method excluding the cost of Steel (Grade Fe 500) & RMC (M30 grade cement concrete with minimum cement contents of 400 Kg/cum) in all conditions to carry safe working load not less than specified as per drawing and instruction of EIC. (Steel & RMC will be supplied by Client) | RMT | 29 | 810 | Amended & Approved
Primarc Aahana | PRE-CONSTRUCTION PHASE | Test Pile |  | WO/AAH/AAH01/3 | GEO Piling Solutions | Charges for Static Load Test on Cast-in-situ Pile | Charges for Static Load Test on Cast-in-situ Piles (For 1 nos 600mm dia pile design Load -150 MT, Pile test load-375MT, Kentledge load-469 MT will be done by concrete blocks in accordance with IS Code of practice IS : 2911 (Part IV) for determining safe allowable Vertical load on pile including Mobilisation & De-mobilisation charges and preparation of Pile head & taking necessary readings and submitting two copies of reports etc. as per direction of Engineer in charge. | MT | 469 | 1100 | Approved
Primarc Aadvika | COMMON INFRASTRUCTURE | Consultancy Charges | OTHER CONSLUTANTS | WO/HW1/PHW2/17 | TRISITA ENGINEERING LLP | BIM Services for Arch ,Struc & MEP | BIM Services for Arch ,Struc & MEP |  | 0 | 0 | Approved
Primarc Aadvika | COMMON INFRASTRUCTURE | Consultancy Charges | OTHER CONSLUTANTS | WO/HW1/PHW2/17 | TRISITA ENGINEERING LLP | 3D Modeling | Architectural 3D Modeling , Structural 3D Modeling and MEP 3D Modeling (LOD 350),GFC drawings checking,Clash Detection (Details Scope of Work as per Annexure -I Attached ) | Sq.Ft. | 547146 | 3 | Approved
Primarc Aadvika | COMMON INFRASTRUCTURE | Consultancy Charges | OTHER CONSLUTANTS | WO/HW1/PHW2/17 | TRISITA ENGINEERING LLP | Quantity | Prepare Quantity Takeoff & Finishing BOQ of Arch, Structure & MEP (Details Scope of Work as per Annexure -I Attached ) | Sq.Ft. | 547146 | 1 | Approved
SOUTHWINDS PROJECT LLP (PHASE - III & IV) | COMMON INFRASTRUCTURE - PHASE III & IV | Consultancy Charges | OTHER CONSLUTANTS | WO/SP34/CI34/66 | SIDDHESWARI ENVIRONMENTAL CONSULTANTS PVT. LTD | Consent to operate from WBPCB | Consultancy charge for consent to operate (NOC) from West Bengal Pollution Control Board for SOUTHWINDS Residential for Renewal Residential Block: 1 (Part I & II), Block: 3, Block: 4 (Part I & II), Block: 5, Block: 6, Block: 7, Commercial Block and New CTO for Residential Block: 11 & 12 at 132, Ghoshalpara Road, Mouza-Manikpur, J.L No. 77, PS-Sonarpur, Ward No-23 Under Rajpur Sonarpur Municipality, Dist- 24 Parganas (S), West Bengal. Scope of work: (i) Preparation of documents for Consent to Operate. (ii) Assist project authority to comply all the matters as stipulated in NOC. (iii) Prepare all technical write up as required by the WBPCB from time to time for obtaining Consent to Operate. (iv) Arrange site visit by WBPCB personnel. (v) Change of company name if required. | Lump Sum | 1 | 700000 | Approved
Primarc Aahana | COMMON INFRASTRUCTURE | Consultancy Charges | OTHER CONSLUTANTS | WO/AAH/AAH02/1 | TRISITA ENGINEERING LLP | BIM Services for Arch ,Struc & MEP | BIM Services for Architecture, Structure & MEP |  | 0 | 0 | Amended & Approved
Primarc Aahana | COMMON INFRASTRUCTURE | Consultancy Charges | OTHER CONSLUTANTS | WO/AAH/AAH02/2 | TRISITA ENGINEERING LLP | BIM Services for Arch ,Struc & MEP | BIM Services for Architecture, Structure & MEP |  | 0 | 0 | Amended & Approved
Primarc Aahana | COMMON INFRASTRUCTURE | Consultancy Charges | OTHER CONSLUTANTS | WO/AAH/AAH02/1 | TRISITA ENGINEERING LLP | 3D Modeling | Architectural 3D Modeling , Structural 3D Modeling and MEP 3D Modeling (LOD 350),GFC drawings checking,Clash Detection (Details Scope of Work as per Annexure -I Attached ) | Sq.Ft. | 93000 | 3 | Approved
Primarc Aahana | COMMON INFRASTRUCTURE | Consultancy Charges | OTHER CONSLUTANTS | WO/AAH/AAH02/2 | TRISITA ENGINEERING LLP | 3D Modeling | Architectural 3D Modeling , Structural 3D Modeling and MEP 3D Modeling (LOD 350),GFC drawings checking,Clash Detection (Details Scope of Work as per Annexure -I Attached ) | Sq.Ft. | 93000 | 3.5 | Approved
Primarc Aahana | COMMON INFRASTRUCTURE | Consultancy Charges | OTHER CONSLUTANTS | WO/AAH/AAH02/1 | TRISITA ENGINEERING LLP | Quantity | Prepare Quantity Takeoff & Finishing BOQ of Arch, Structure & MEP (Details Scope of Work as per Annexure -I Attached ) | Sq.Ft. | 93000 | 1 | Approved
Primarc Aahana | COMMON INFRASTRUCTURE | Consultancy Charges | OTHER CONSLUTANTS | WO/AAH/AAH02/2 | TRISITA ENGINEERING LLP | Quantity | Prepare Quantity Takeoff & Finishing BOQ of Arch, Structure & MEP (Details Scope of Work as per Annexure -I Attached ) | Sq.Ft. | 93000 | 1.25 | Approved
Primarc Aadvika | EXPERIENCE CENTER | Hardscape |  | WO/HW1/PHW3/12 | NEW L. N. CONSTRUCTION | Charges for Providing, mixing and laying RCC (M25) | All charges for Providing, mixing and laying in position Cement Concrete of appropriate grade to all type of R .C.C. work with 20 mm down graded machine crushed stone aggregates and coarse sand of approved grade including mixing admixture of any kind with concrete wherever specified for all types of R .C.C. work AT GFL LVL. (CEMENT WILL BE SUPPLIED BY CLIENT) GRADE - M25 (SMC) | Cum. | 103.9 | 6400 | Approved
Primarc Aadvika | EXPERIENCE CENTER | Hardscape |  | WO/HW1/PHW3/12 | NEW L. N. CONSTRUCTION | Charges for shuttering | All charges for providing, fabricating, erecting and fixing in position plained timber, plywood centering and shuttering true to line and level, including steel propping, staging, shuttering removal, applying shuttering oil, including required bracing, chamfering corners (of exposed edges) of beams, columns, walls etc. completeas per drawing and direction of Engineer-in-Charge. Rate shall also include removal and dismantling the aforesaid assembly after specified period complete at all depths and leads for all items, at all levels | Sq.Mtr. | 267 | 450 | Approved
Primarc Aadvika | EXPERIENCE CENTER | Hardscape |  | WO/HW1/PHW3/12 | NEW L. N. CONSTRUCTION | Charges for fixing steel reinforcement | All charges for fixing steel reinforcement (Tor Steel as per IS-1786, Fe 500) for RCC work including transporting, decoiling, straightening, removing loose rust, cutting, bending and placing for all profile and for all lead & lift upto required level and binding with 18 gauge annealed wire as per drawing and direction of Engineer-in-Charge. (Reinforcement would be supplied by the client free of cost, but subjected to reconciliation) | MT | 7.31 | 8000 | Approved
Primarc Aadvika | EXPERIENCE CENTER | Hardscape |  | WO/HW1/PHW3/12 | NEW L. N. CONSTRUCTION | Charges for Providing, mixing and laying PCC (M10) | All charges for providing & laying 1:3:6 plain cement concrete (PCC) of required thickness at all levels using 20 mm nominal size well-graded approved quality aggregate. including vibrating / compacting, scaffolding as required establishing curing complete as per drawing and direction of Engineer-in-Charge. (Cement will be supplied by Client but subject to reconciliation) | Cum. | 9.64 | 6600 | Approved
Primarc Aadvika | EXPERIENCE CENTER | Hardscape |  | WO/HW1/PHW3/12 | NEW L. N. CONSTRUCTION | Charges for laying single brick flat soling (BFS) | All charges for laying single brick flat soling (BFS) of picked, jhama bricks below foundation floor, tie beam etc. or any other location till Plinth level including ramming dressing and bringing to proper level and filling joints with sand including all materials, labour, tools and plants etc. complete below foundation as per specification, drawing and direction of Engineering-in-Charge (Bricks will be supplied by client on reconciliation basis) | Sq.Mtr. | 283 | 100 | Approved
Primarc Aadvika | EXPERIENCE CENTER | Hardscape |  | WO/HW1/PHW3/12 | NEW L. N. CONSTRUCTION | Charges for 250mm thick brick work with 1st class bricks | Providing and erecting 250mm thick brick work with 1st class bricks for walls of specified thickness in cement sand mortar (1:6) including the cost of all material, as per drawing and as specified in relevant is codes, necessary curing, scaffolding, staging, all leads and lifts from any point to any point inside the site in all structures such as walls / pillars / stub / supports / drains etc including cleaning of accumulated debris as per drawing and specifications and as directed by the project manager. (cement & Bricks will be supplied by client on reconciliation basis) | Cum. | 26 | 2700 | Approved
Primarc Aadvika | EXPERIENCE CENTER | Hardscape |  | WO/HW1/PHW3/12 | NEW L. N. CONSTRUCTION | Charges for Providing and applying 15mm thk. Plaster (1:6) | All charges for Providing and applying 15mm thk. plaster with (1:6) cement and sand mortar including rounding off or chamfering of corners as directed and raking out joints or roughening of concrete surface, including threading nosing and drip course where necessary including MS pipe scaffolding, curing etc. all complete as per drawing & direction of EIC. (cement will be supplied by client) | Sq.Mtr. | 496 | 255 | Approved
Primarc Aadvika | EXPERIENCE CENTER | Hardscape |  |  |  | Charges Removal of existing plaster & rendering of the wall | All Charges Removal of existing plaster & rendering of the wall (both surface) including removal of accumulated debris outside of site premises. Location : Boundary Wall | Sq.Mtr. |  |  | Approved
Primarc Aadvika | EXPERIENCE CENTER | Hardscape |  | WO/HW1/PHW3/12 | NEW L. N. CONSTRUCTION | Charges for Fixing of 60mm thick Concrete Paver block over 50mm sand bed | Charges for Fixing of 60mm thick Concrete Paver block over 50mm sand bed including all lead and lift as per direction of EIC. (Paver Block will be supplied by client but subjected to reconciliation) | Sq.Mtr. | 348.5 | 350 | Approved
Primarc Aadvika | EXPERIENCE CENTER | Hardscape |  | WO/HW1/PHW3/12 | NEW L. N. CONSTRUCTION | Charges for providing & fixing of Kerb stones | All Charges for providing & fixing of Kerb stones of specific sizes over 50mm cement sand Morter bed along the Pavement or other designated places including jointing the kerbstone with cement mortar with necessary alignment, all lead and lift, carrying cost from stock yard to execution point, All complete as per drawing & direction of EIC. (Kerbstone & Cement will be supplied by Client but subjected to reconciliation) | RMT | 141 | 250 | Approved
Primarc Aadvika | EXPERIENCE CENTER | Hardscape |  | WO/HW1/PHW3/12 | NEW L. N. CONSTRUCTION | Construction of water bound macadam | Construction of water bound macadam (WBM) sub-base with over burnt brick aggregate/ rubbish and binding material (silver sand) etc. of minimum thickness 150 mm including screening, sorting, spreading to template and consolidation with 8-10 T Static Roller (Breakdown Rolling + Intermediate Rolling + Finish Rolling) , all complete including the cost of hire & labour charges of all men and machineries and compacting to the required density, as per drawing and direction of Engineer-in-Charge. (burnt brick aggregate/ rubbish & silver sand will be supplied by client) | Cum. | 235.4 | 750 | Approved
Primarc Chambers | OVERHEAD | Property Management Services |  |  |  | Property Management Services | Providing Management Team, Security, Housekeeping, Electrician, Landscape etc. | Months |  |  | Draft
Primarc Chambers | OVERHEAD | Property Management Services |  |  |  | Property Management Team | Providing 02 nos of manpower @6 days in a week. | Months |  |  | Draft
Primarc Chambers | OVERHEAD | Property Management Services |  |  |  | MEP SERVICE | Providing 05 nos of Technician for Electrical & Mechanical Services @07 days in a week including tools & tackles. | Months |  |  | Draft
Primarc Chambers | OVERHEAD | Property Management Services |  |  |  | Housekeeping SERVICE | Providing 07 nos of HK & ASSOCIATED SERVICES 06 DAYS IN A WEEK. | Months |  |  | Draft
Primarc Chambers | OVERHEAD | Property Management Services |  |  |  | SECURITY SERVICE | Providing 11 nos of Security Guard & Supervisor & 08 nos of walkies for 07 days in a week. | Months |  |  | Draft
Primarc Chambers | OVERHEAD | Property Management Services |  |  |  | STP & WTP | STP & WTP OPERATIONS - TWO OPERATOR @ 07 DAYS IN A WEEK Including Consumables | Months |  |  | Draft
Primarc Chambers | OVERHEAD | Property Management Services |  |  |  | Landscape | Providing 02 nos of gardener @ 06 days in a week Including tools & trickles consumables | Months |  |  | Draft
Primarc Chambers | OVERHEAD | Property Management Services |  |  |  | Pest Control | Pest Control as per the agreed T&C | Months |  |  | Draft
Primarc Chambers | OVERHEAD | Property Management Services |  |  |  | AMC | Tentative Budget cost of Equipment AMC-at Actual | Months |  |  | Draft
Primarc Chambers | OVERHEAD | Property Management Services |  |  |  | Repair & Maintenance | Regular Repair & Maintenance of Building - at Actual | Months |  |  | Draft
Primarc Aahana | COMMON INFRASTRUCTURE | Consultancy Charges | LANDSCAPING CONSULTANT | WO/AAH/AAH02/3 | INSCAPE DESIGN STUDIO | Design consultancy charges of Landscape Design | Design consultancy charges of Landscape Design for residential Project At Rajdanga Road (G+16 ) Storied Building. Area -3524 Sqmt (approx.), Details Scope of work attached in Annexure I | Lump Sum | 1 | 250000 | Amended & Approved
The Ramdulari | BLOCK | Elevation Work |  | WO/RP/RP02/57 | JYOTI TILES LLP | Stone Dry Cladding Work as per BOQ & direction of EIC. | Stone Dry Cladding Work as per BOQ & direction of EIC. |  | 0 | 0 | Approved
The Ramdulari | BLOCK | Elevation Work |  | WO/RP/RP02/57 | JYOTI TILES LLP | Stone Dry Cladding | Cutting and fixing Kandla Grey Stone fixing in the RCC/Brick structures using SS Hilti Facade Clamp (HC-SF-R) (SS-304) with Mechanical Anchor Fastener (HRD-H 10X100) in concrete zones, and Chemical Anchor Fastener (HIT-5.8 SS-10X125 + HY270) in brickwork areas, with a 6mm horizontal and vertical groove filled with Sealant DOWSIL 991(Approved Colour). (Paid Separately) The scope of work includes surface preparation, precise alignment, and secure fastening to ensure structural stability. The work shall be executed as per the approved design, drawings, and instructions of the Engineer-in-charge, adhering to all safety protocols and quality standards. The rate shall be inclusive of all required materials, skilled and unskilled labor, tools, tackles, transportation, shifting, lifting, and installation of all materials and machinery necessary to complete the work in all respects. Location-Ground & 1st Floor | Sq.Ft. | 12424 | 120 | Approved
The Ramdulari | BLOCK | Elevation Work |  | WO/RP/RP02/57 | JYOTI TILES LLP | Selant | Providing and filling 6mm horizontal and vertical grooves with Sealant DOWSIL 991 in the approved color as per BOQ and the direction of the Engineer-in-Charge. Location-Ground & 1st Floor | Sq.Ft. | 12424 | 30 | Approved
The Ramdulari | BLOCK | Elevation Work |  | WO/RP/RP02/57 | JYOTI TILES LLP | Moulding | Making Moulding & Drip Course at the top of the Coping as per BOQ & direction of EIC. | Rft | 0 | 50 | Approved
The Ramdulari | BLOCK | Elevation Work |  | WO/RP/RP02/57 | JYOTI TILES LLP | Scaffolding Labour Charges | Charges for making & removing of scaffolding as per direction of EIC. (Scaffolding Material Supplied by client) | Cum. | 2647 | 60 | Approved
Primarc Aadvika | PRE-CONSTRUCTION PHASE | Site Office | Electrical | WO/HW1/PHW1/19 | UNIVERSAL ENERGY SOLUTIONS PVT. LTD. | NON VRV Hiwall Units | Installation, testing & commissioning of NON VRV Hiwall Units as per specifications & as required to make the system complete including dismantling of existing units (3Nos) from the Chamber site, removing associated accessories, safe handling, packaging, and transportation to the Howrah site. |  | 0 | 0 | Amended & Approved
Primarc Aadvika | PRE-CONSTRUCTION PHASE | Site Office | Electrical | WO/HW1/PHW1/19 | UNIVERSAL ENERGY SOLUTIONS PVT. LTD. | Supply & topping R32 gas | Supply & topping R32 gas as per site requirements. | Nos | 3 | 1620 | Approved
Primarc Aadvika | PRE-CONSTRUCTION PHASE | Site Office | Electrical | WO/HW1/PHW1/19 | UNIVERSAL ENERGY SOLUTIONS PVT. LTD. | Charges of servicing | Charges of servicing of Existing units | Nos | 3 | 1350 | Approved
Primarc Aadvika | PRE-CONSTRUCTION PHASE | Site Office | Electrical | WO/HW1/PHW1/19 | UNIVERSAL ENERGY SOLUTIONS PVT. LTD. | Copper Refrigerant Piping with Insulation | Supply, Laying & Testing of refrigerant copper pipe set of Liquid & Suction with nitrile rubber insulation through out the running length. Thickness of insulation should be 13 mm upto 15.9 mm copper pipe & 19 mm for above. Insulation will be Class O type. Pipe thickness will be as per specification. The piping shall be well supported at specific intervals with Clamps or anchor fasteners. |  | 0 | 0 | Approved
Primarc Aadvika | PRE-CONSTRUCTION PHASE | Site Office | Electrical | WO/HW1/PHW1/19 | UNIVERSAL ENERGY SOLUTIONS PVT. LTD. | Drain Piping | Supply & installation of floor wise Drain Piping with all necessary fittings & supporting arrangement duly insulated with 9 mm thick tubular elastomeric nitrile rubber insulation. |  | 0 | 0 | Approved
Primarc Aadvika | PRE-CONSTRUCTION PHASE | Site Office | Electrical | WO/HW1/PHW1/19 | UNIVERSAL ENERGY SOLUTIONS PVT. LTD. | commucation cable for IDU & ODU | Supply, Installation, testing of the commucation cable for IDU & ODU with the necessary fittings. | RMT | 68 | 240 | Approved
Primarc Aadvika | PRE-CONSTRUCTION PHASE | Site Office | Electrical | WO/HW1/PHW1/19 | UNIVERSAL ENERGY SOLUTIONS PVT. LTD. | Outdoor Bracket | Supply,Installation of Outdoor Bracket as per specifications and site requirements, with all necessary accessories and labor for a complete and secure installation. | Nos | 5 | 675 | Approved
Primarc Aadvika | PRE-CONSTRUCTION PHASE | Site Office | Electrical | WO/HW1/PHW1/19 | UNIVERSAL ENERGY SOLUTIONS PVT. LTD. | 1.8 TR | 1.8 TR | Nos | 3 | 2000 | Approved
Primarc Aadvika | PRE-CONSTRUCTION PHASE | Site Office | Electrical | WO/HW1/PHW1/19 | UNIVERSAL ENERGY SOLUTIONS PVT. LTD. | 1.5 TR | 1.5 TR | Nos | 1 | 2000 | Approved
Primarc Aadvika | PRE-CONSTRUCTION PHASE | Site Office | Electrical | WO/HW1/PHW1/19 | UNIVERSAL ENERGY SOLUTIONS PVT. LTD. | 1.0 TR | 1.0 TR | Nos | 1 | 2000 | Approved
Primarc Aadvika | PRE-CONSTRUCTION PHASE | Site Office | Electrical | WO/HW1/PHW1/19 | UNIVERSAL ENERGY SOLUTIONS PVT. LTD. | 25 mm NB rigid CPVC/UPVC Pipe with insulation | 25 mm NB rigid CPVC/UPVC Pipe with insulation | RMT | 25 | 277 | Approved
Primarc Aadvika | PRE-CONSTRUCTION PHASE | Site Office | Electrical | WO/HW1/PHW1/19 | UNIVERSAL ENERGY SOLUTIONS PVT. LTD. | 32 mm NB rigid CPVC/UPVC Pipe with insulation | 32 mm NB rigid CPVC/UPVC Pipe with insulation | RMT | 5 | 344 | Approved
Primarc Aadvika | COMMON INFRASTRUCTURE | Boundary Wall | Civil Work | WO/HW1/PHW2/18 | NEW L. N. CONSTRUCTION | 250mm thick brick work with 1st class bricks | Providing and erecting 250mm thick brick work with 1st class bricks for walls of specified thickness in cement sand mortar (1:6) including the cost of all material, as per drawing and as specified in relevant is codes, necessary curing, scaffolding, staging, all leads and lifts from any point to any point inside the site in all structures such as walls / pillars / stub / supports / drains etc including cleaning of accumulated debris as per drawing and specifications and as directed by the project manager. (cement & Bricks will be supplied by client on reconciliation basis) | Cum. | 40 | 2700 | Approved
Primarc Aadvika | COMMON INFRASTRUCTURE | Boundary Wall | Civil Work | WO/HW1/PHW2/18 | NEW L. N. CONSTRUCTION | 15mm thk. Plaster (1:6) | All charges for Providing and applying 15mm thk. plaster with (1:6) cement and sand mortar including rounding off or chamfering of corners as directed and raking out joints or roughening of concrete surface, including threading nosing and drip course where necessary including MS pipe scaffolding, curing etc. all complete as per drawing & direction of EIC. (cement will be supplied by client) | Sq.Mtr. | 2275 | 255 | Approved
Primarc Aadvika | COMMON INFRASTRUCTURE | Boundary Wall | Civil Work | WO/HW1/PHW2/18 | NEW L. N. CONSTRUCTION | Removal of existing plaster & rendering of the wall | All Charges Removal of existing plaster & rendering of the wall (both surface) including removal of accumulated debris outside of site premises. Location : Boundary Wall | Sq.Mtr. | 2275 | 120 | Approved
Primarc Aadvika | COMMON INFRASTRUCTURE | Boundary Wall | Civil Work | WO/HW1/PHW2/18 | NEW L. N. CONSTRUCTION | Base leveling plaster (20mm) | Charges for providing and applying average 20mm thick base leveling rough plaster course (1:6) cement and sand mortar over existing old boundary brickwall, including surface preparation, filling gaps and voids to ensure a uniform surface to create a suitable base for the final plaster (Item No. 2) including the cost of all material, tools and tackle, labour, necessary curing, scaffolding, staging, as requird all leads and lifts as per direction of Engineer in Charge. (cement will be supplied by client) | Sq.Mtr. | 2275 | 235 | Amended & Approved
Primarc Aadvika | EXPERIENCE CENTER | Mechanical Car Parking |  | WO/HW1/PHW3/13 | Shree Krishna Parking Services | Charges for Installation, Testing & Commissioning of Mechanical Car Parking System | Charges for Installation, Testing & Commissioning of Mechanical Car Parking System |  | 0 | 0 | Amended & Approved
Primarc Aadvika | EXPERIENCE CENTER | Mechanical Car Parking |  | WO/HW1/PHW3/13 | Shree Krishna Parking Services | MLCP | Charges for installation, testing & commissioning of Car Parking Systems -Multilevel Car Parking Systems Wohr Parklift 411 (SAC-9987). Work will be as per approved drawing, design, direction of engineer-in-charge. (Per Unit 2 Cars) (Per Unit Capacity: 2.6 Ton.) (Rate including all required labours, tools & tackles, machineries and necessary arrangements for the work. Shifting & lifting of all materials & machineries are in contractor's scope.) | Nos | 4 | 8000 | Approved
Primarc Aahana | COMMON INFRASTRUCTURE | Consultancy Charges | ARCHITECT | WO/AAH/AAH02/4 | Practice Design Pvt. Ltd. | Charges for Architectural Design Consultancy | Charges for Architectural Design Consultancy |  | 0 | 0 | Amended & Approved
Primarc Aahana | COMMON INFRASTRUCTURE | Consultancy Charges | ARCHITECT | WO/AAH/AAH02/4 | Practice Design Pvt. Ltd. | Architectural Design Consultancy | Charges for Architectural Design Consultancy Services for residential building at Rajdanga (G+16 ) Details Scope of Work is attached in Annexure -1 | Sq.Ft. | 110000 | 40 | Approved
Primarc Aahana | COMMON INFRASTRUCTURE | Consultancy Charges | ARCHITECT | WO/AAH/AAH02/4 | Practice Design Pvt. Ltd. | Architectural Design of Club Interior | Charges for Architectural Design of Club Interior Services for residential building at Rajdanga (G+16 ) (Area will be finalized as per actual drawings) | Sq.Ft. | 5880 | 350 | Approved
The Ramdulari | BLOCK | Mechanical Car Parking |  | WO/RP/RP02/56 | Shree Krishna Parking Services | Charges for Installation, Testing & Commissioning of Mechanical Car Parking System. | Charges for Installation, Testing & Commissioning of Mechanical Car Parking System. |  | 0 | 0 | Amended & Approved
The Ramdulari | BLOCK | Mechanical Car Parking |  |  |  | MLCP | Charges for installation, testing & commissioning of Car Parking Systems -Multilevel Car Parking Systems Wohr Parklift 411 (SAC-9987). Work will be as per approved drawing, design, direction of engineer-in-charge. (Per Unit 2 Cars) (Per Unit Capacity: 2.6 Ton.) (Rate including all required labours, tools & tackles, machineries and necessary arrangements for the work. Shifting & lifting of all materials & machineries are in contractor's scope.) | Nos |  |  | Approved
Primarc Aadvika | EXPERIENCE CENTER | Interior Work |  | WO/HW1/PHW3/14 | Milan Roy | Hire charges of Scaffolding/ staging including transportation Charges, all complete as per direction of EIC. | Hire charges of Scaffolding/ staging including transportation Charges, all complete as per direction of EIC. | Cum. | 1276 | 97.97 | Approved
The Ramdulari | BLOCK | Mechanical Car Parking |  | WO/RP/RP02/56 | Shree Krishna Parking Services | MLCP | Charges for installation, testing & commissioning of Car Parking Systems -Multilevel Car Parking Systems Wohr Parklift 411 (SAC-9987). Work will be as per approved drawing, design, direction of engineer-in-charge. (Per Unit 2 Cars) (Per Unit Capacity: 2.6 Ton.) Specifications as per attached Annexure -1 (Rate including all required labours, tools & tackles, machineries and necessary arrangements for the work. Shifting & lifting of all materials & machineries are in contractor's scope.) | Unit | 20 | 8000 | Approved
Primarc Aadvika | EXPERIENCE CENTER | Mechanical Car Parking |  |  |  | MLCP | Charges for installation, testing & commissioning of Car Parking Systems -Multilevel Car Parking Systems Wohr Parklift 411 (SAC-9987). Work will be as per approved drawing, design, direction of engineer-in-charge. (Per Unit 2 Cars) (Per Unit Capacity: 2.6 Ton.) Specifications AS as per attched Annexure -1 (Rate including all required labours, tools & tackles, machineries and necessary arrangements for the work. Shifting & lifting of all materials & machineries are in contractor's scope.) | Unit |  |  | Approved
AARANYA | COMMON INFRASTRUCTURE | Boundary Wall | Civil Work | WO/PKB/PKB2/15 | GLOBESYN INDIA | 125 mm thick Brick work | All charges for Providing and erecting 125 mm thick brick work with 1st class Conventional bricks for walls of specified thickness in sand cement mortar (4 :1) including the cost of all material, labour, tools, tackles, scaffolding, curing etc. complete as per direction of Engineer-in-Charge and technical specification. (only cement supplied by client) | Sq.Mtr. | 0 | 1067 | Approved
AARANYA | COMMON INFRASTRUCTURE | Boundary Wall | Civil Work | WO/PKB/PKB2/15 | GLOBESYN INDIA | 250 mm thick brick work | All charges for Providing and erecting 250 mm thick brick work with 1st class Conventional bricks for walls of specified thickness in sand cement mortar (6 :1) including the cost of all material, labour, tools, tackles, scaffolding, curing etc. complete as per direction of Engineer-in-Charge and technical specification.(only cement supplied by client) | Cum. | 4.42 | 7372 | Approved
AARANYA | COMMON INFRASTRUCTURE | Boundary Wall | Civil Work | WO/PKB/PKB2/15 | GLOBESYN INDIA | 15mm new plaster and rectification plaster | All charges for Providing and applying plaster with sand and cement mortar including round off or chamfering of concrete surface, curing etc. complete as per direction of EIC - 15 mm thick sand cement mortar (6 parts sand: 1-part cement)as per direction of Engineer-in-Charge and technical specification (only cement supplied by client). Location: Boundary wall | Sq.Mtr. | 696.52 | 237.65 | Approved
AARANYA | COMMON INFRASTRUCTURE | Boundary Wall | Civil Work | WO/PKB/PKB2/15 | GLOBESYN INDIA | Old plaster chipping | All charges for Removal of existing plaster & rendering of the wall at void or crack wall portion (both surface) including all labour, tools & tackle and removal of accumulated debris outside of site premises as per direction of Engineer-in-Charge. Location: Boundary wall | Sq.Mtr. | 696.52 | 116.4 | Approved
AARANYA | COMMON INFRASTRUCTURE | Boundary Wall | Civil Work | WO/PKB/PKB2/15 | GLOBESYN INDIA | RCC Post band | All charges for providing & laying M20 grade Reinfocred Cement Concrete including the cost of material, necessary shuttering, Reinfocement @ 85Kgs /Cum, pouring, stagging, curing all complete as per direction of engineering. (only Cement & Reinforcement supplied by client). | Cum. | 1.01 | 7275 | Approved
AARANYA | COMMON INFRASTRUCTURE | Boundary Wall | Civil Work | WO/PKB/PKB2/15 | GLOBESYN INDIA | Rebar Grouting- 12mm dia steel | All charges for fixing reinforcement bars including drilling & chemical injection in the concrete surface at lintel as per direction of EIC & the chemical manufacturer's (Fischer-360S) specification . The rate shall be inclusive of required labour, material, scaffolding, gangway involved for rebar grouting, rod cutting, etc. to complete the work. (only Reinforcement supplied by client). For 12mm dia. | Nos | 0 | 121.25 | Approved
AARANYA | COMMON INFRASTRUCTURE | Boundary Wall | Civil Work | WO/PKB/PKB2/15 | GLOBESYN INDIA | Charges for loading - unloading | Charges for loading - unloading, transportation, hire charges for machinery as per direction of Engineer-in-Charge. | Lump Sum | 1 | 9600 | Approved
Primarc Aadvika | PRE-CONSTRUCTION PHASE | Site Office | Civil and Finishing Work of Site Office | WO/HW1/PHW1/20 | JAHANGIR ALAM ENTERPRISE | Wooden Door Enamel Paint (Both Side) | Wooden Door Paint (Enamel Paint) : Providing and applying of one coat of oil base Primer followed by two Coats of synthetic Enamel paint (Approved Colour / Matt / Glossy) of approved manufacture at both side of Door shutter including frames and Rabbet Door Architrave and Door Bidding including scraping, finish work with wood putty all finish etc. as per drawing and direction of EIC Colour Code: As per Drawing Brand: Asian Paints/Berger/AkzoNable |  | 0 | 0 | Amended & Approved
Primarc Aadvika | PRE-CONSTRUCTION PHASE | Site Office | Civil and Finishing Work of Site Office | WO/HW1/PHW1/20 | JAHANGIR ALAM ENTERPRISE | Wooden Door Enamel Paint (Inide) | Wooden Door Paint (Enamel Paint) : Providing and applying of one coat of oil base Primer followed by two Coats of synthetic Enamel paint (Approved Colour / Matt / Glossy) of approved manufacture at Inside of Door shutter including frames and Rabbet Door Architrave and Door Bidding including scraping, finish work with wood putty all finish etc. as per drawing and direction of EIC Colour Code: As per Drawing Brand: Asian Paints/Berger/AkzoNable |  | 0 | 0 | Approved
Primarc Aadvika | PRE-CONSTRUCTION PHASE | Site Office | Civil and Finishing Work of Site Office | WO/HW1/PHW1/20 | JAHANGIR ALAM ENTERPRISE | MS Door Enamel Paint | MS Door Paint (Enamel Paint) : Providing and applying of one coat of red oxide Primer followed by two Coats of PU enamel paint (Approved Colour / Matt / Glossy) of approved manufacture at both side of Door shutter including frames including Scraping & cleaning the entire metal surface by means of light grinding, scrubbing, etc. to ensure a rust free surface. as per drawing and direction of EIC Colour Code: As per Drawing Brand: Asian Paints/Berger/AkzoNable |  | 0 | 0 | Approved
Primarc Aadvika | PRE-CONSTRUCTION PHASE | Site Office | Civil and Finishing Work of Site Office | WO/HW1/PHW1/20 | JAHANGIR ALAM ENTERPRISE | Door Size - (1000X2130) | Door Size - (1000X2130) | Nos | 6 | 650 | Approved
Primarc Aadvika | PRE-CONSTRUCTION PHASE | Site Office | Civil and Finishing Work of Site Office | WO/HW1/PHW1/20 | JAHANGIR ALAM ENTERPRISE | Door Size - (900X2130) | Door Size - (900X2130) | Nos | 2 | 550 | Approved
Primarc Aadvika | PRE-CONSTRUCTION PHASE | Site Office | Civil and Finishing Work of Site Office | WO/HW1/PHW1/20 | JAHANGIR ALAM ENTERPRISE | Door Size - (1200X2130) | Door Size - (1200X2130) | Nos | 2 | 750 | Approved
BHOPAL - COMMERCIAL | COMMON INFRASTRUCTURE | Consultancy Charges | STRUCTURAL CONSULTANT | WO/BPC/BPC3/7 | DesignTree Service Consultants Pvt. Ltd. | Consultancy charges for Struct. & MEP Design | Consultancy Services for SMEP design & detailing which includes Civil & structures, PHE, Fire Protection System, Electrical System, HVAC system (including MEP services for common area finishes) | Sq.Ft. | 0 | 0 | Approved
BHOPAL - COMMERCIAL | COMMON INFRASTRUCTURE | Consultancy Charges | STRUCTURAL CONSULTANT | WO/BPC/BPC3/7 | DesignTree Service Consultants Pvt. Ltd. | Mall | Consultancy Services for SMEP of Mall (including MEP services for common area finishes) | Sq.Ft. | 633829 | 14 | Approved
BHOPAL - COMMERCIAL | COMMON INFRASTRUCTURE | Consultancy Charges | STRUCTURAL CONSULTANT | WO/BPC/BPC3/7 | DesignTree Service Consultants Pvt. Ltd. | Parking | Consultancy Services for SMEP of Parking area | Sq.Ft. | 337258 | 11 | Approved
Primarc Aahana | PRE-CONSTRUCTION PHASE | Temp fencing wall & Gate |  |  |  | Misc Civil Work at Boundary wall, Electrical Room & Security room | Painting at Boundary wall, Electrical Room & Security room as per BOQ & direction of EIC. |  |  |  | Draft
Primarc Aahana | PRE-CONSTRUCTION PHASE | Temp fencing wall & Gate |  |  |  | Weather shield coat paint (Non Texture) | Providing & Applying of One coat of Cementitious primer/Snowcem on plastered surface followed by One coat of Acrylic Primer & Two coat of Weather shield coat paint (Non Texture) using colour shade (Dark Grey to match with RAL Shade-7015) as approved by Architect/E.I.C at below mentioned location, including loading-unloading, scaffolding, lifting of the material & surface preparation with all materials & Labour etc. all complete as per drawing and direction of Engineer-in-Charge. Make: Approved Brand. (ICI/Berger/Asian Paint Note : Colour shall be applied after approval of Engineer-in-Charge Boundary Wall , Electrical Room & Security Room | Sq.Ft. |  |  | Draft
Primarc Aahana | PRE-CONSTRUCTION PHASE | Temp fencing wall & Gate |  |  |  | Show Cem Paint | Providing and applying of two coats of cement based paint at all level including Rub down, clean and filled with approved filler material with necessary tools, tackles & scaffolding at all levels as per direction of Engineer-in-Charge. Electrical Room & Sequirity Room Inside | Sq.Ft. |  |  | Draft
Primarc Aahana | PRE-CONSTRUCTION PHASE | Temp fencing wall & Gate |  |  |  | MS Door | MS 2 Nos Door & 1 Nos Window Paint (Enamel Paint) : Providing and applying of one coat of red oxide Primer followed by two Coats of enamel paint (Approved Colour / Matt / Glossy) of approved manufacture at both side of Door shutter & Window including frames including Scraping & cleaning the entire metal surface by means of light grinding, scrubbing, etc. to ensure a rust free surface. as per drawing and direction of EIC Colour Code: As per Drawing Brand: Asian Paints/Berger/AkzoNable < Door Size:- 800x2100 mm & Wndow 1000x1260 mm | Lump Sum |  |  | Draft
BHOPAL - RESIDENTIAL | COMMON INFRASTRUCTURE | Consultancy Charges | STRUCTURAL CONSULTANT | WO/BPR/BPR3/6 | DesignTree Service Consultants Pvt. Ltd. | Consultancy charges for Struct. & MEP Design | Consultancy Services for SMEP design & detailing which includes Civil & structures, PHE, Fire Protection System, Electrical System, HVAC system for Residential area. |  | 0 | 0 | Approved
BHOPAL - RESIDENTIAL | COMMON INFRASTRUCTURE | Consultancy Charges | STRUCTURAL CONSULTANT | WO/BPR/BPR3/6 | DesignTree Service Consultants Pvt. Ltd. | Residential tower area | Consultancy Services for SMEP of Residential Tower | Sq.Ft. | 309153 | 11.5 | Approved
BHOPAL - RESIDENTIAL | COMMON INFRASTRUCTURE | Consultancy Charges | STRUCTURAL CONSULTANT | WO/BPR/BPR3/6 | DesignTree Service Consultants Pvt. Ltd. | Parking area | Consultancy Services for SMEP of Parking area | Sq.Ft. | 116623 | 11 | Approved
SOUTHWINDS PROJECT LLP (PHASE - III & IV) | COMMON INFRASTRUCTURE - PHASE III & IV | Consultancy Charges | OTHER CONSLUTANTS | WO/SP34/CI34/67 | Shyam Enviro Consultant | Compliance Report - for the period of October' 2024 to March' 2025 | Consultancy Charges for Half-yearly compliance report preparation and submission to IRO, MoEF&CC, SEIAA and SEAC, Kolkata, along with baseline monitoring for the period of October' 2024 to March' 2025 | Set | 1 | 105000 | Amended & Approved
SOUTHWINDS PROJECT LLP (PHASE - III & IV) | COMMON INFRASTRUCTURE - PHASE III & IV | Consultancy Charges | OTHER CONSLUTANTS | WO/SP34/CI34/67 | Shyam Enviro Consultant | Compliance Report - for the period of April' 2025 to September' 2025 | Consultancy Charges for Half-yearly compliance report preparation and submission to IRO, MoEF&CC, SEIAA and SEAC, Kolkata, along with baseline monitoring for the period of April' 2025 to September' 2025 | Set | 1 | 105000 | Amended & Approved
SOUTHWINDS PROJECT LLP (PHASE - III & IV) | COMMON INFRASTRUCTURE - PHASE III & IV | Consultancy Charges | OTHER CONSLUTANTS | WO/SP34/CI34/67 | Shyam Enviro Consultant | Compliance Report - for the period of October' 2025 to March' 2026 | Consultancy Charges for Half-yearly compliance report preparation and submission to IRO, MoEF&CC, SEIAA and SEAC, Kolkata, along with baseline monitoring for the period of October' 2025 to March' 2026 | Set | 1 | 105000 | Amended & Approved
Primarc Aahana | PRE-CONSTRUCTION PHASE | Temp fencing wall & Gate |  | WO/AAH/AAH01/4 | JAHANGIR ALAM ENTERPRISE | Painting Work at Boundary wall, Electrical Room & Security room | Painting Work at Boundary wall, Electrical Room & Security room as per BOQ & direction of EIC.. |  | 0 | 0 | Amended & Approved
Primarc Aahana | PRE-CONSTRUCTION PHASE | Temp fencing wall & Gate |  | WO/AAH/AAH01/4 | JAHANGIR ALAM ENTERPRISE | Weather shield coat paint (Non Texture) | Providing & Applying of One coat of Cementitious primer/Snowcem on plastered surface followed by One coat of Acrylic Primer & Two coat of Weather shield coat paint (Non Texture) using colour shade (Dark Grey to match with RAL Shade-7015) as approved by Architect/E.I.C at below mentioned location, including loading-unloading, scaffolding, lifting of the material & surface preparation with all materials & Labour etc. all complete as per drawing and direction of Engineer-in-Charge. Make: Approved Brand. (ICI/Berger/Asian Paint Note : Colour shall be applied after approval of Engineer-in-Charge Bounary Wall ,Ellectical Room & Sequirity Room | Sq.Ft. | 8355 | 11.5 | Approved
Primarc Aahana | PRE-CONSTRUCTION PHASE | Temp fencing wall & Gate |  | WO/AAH/AAH01/4 | JAHANGIR ALAM ENTERPRISE | Show Cem Paint | Providing and applying of two coats of cement based paint at all level including Rub down, clean and filled with approved filler material with necessary tools, tackles & scaffolding at all levels as per direction of Engineer-in-Charge. Electrical Room & Sequirity Room Inside | Sq.Ft. | 371 | 4.5 | Approved
Primarc Aahana | PRE-CONSTRUCTION PHASE | Temp fencing wall & Gate |  | WO/AAH/AAH01/4 | JAHANGIR ALAM ENTERPRISE | MS Door | MS Door Paint (Enamel Paint) : Providing and applying of one coat of red oxide Primer followed by two Coats of PU enamel paint (Approved Colour / Matt / Glossy) of approved manufacture at both side of Door shutter including frames including Scraping & cleaning the entire metal surface by means of light grinding, scrubbing, etc. to ensure a rust free surface. as per drawing and direction of EIC Colour Code: As per Drawing Brand: Asian Paints/Berger/AkzoNable | Lump Sum | 1 | 1600 | Approved
SOUTHWINDS PROJECT LLP (PHASE - III & IV) | OVERHEAD PHASE - III & IV | In-house labour |  | WO/SP34/OP34/49 | Suraj Enterprise | Mason - 15th Feb'2025 to 30th June'2025 | Charges of Mason for misc. work as per direction of EIC. |  | 0 | 0 | Amended & Approved
SOUTHWINDS PROJECT LLP (PHASE - III & IV) | OVERHEAD PHASE - III & IV | In-house labour |  | WO/SP34/OP34/49 | Suraj Enterprise | Mason. Time Period: 15th Feb'2025 to 31st Mar'2025 | Charges of Mason for misc. work as per direction of EIC. Time Period: 15th Feb'2025 to 31st Mar'2025 (45 Days x 2 Heads) | Nos. | 88 | 850 | Approved
SOUTHWINDS PROJECT LLP (PHASE - III & IV) | OVERHEAD PHASE - III & IV | In-house labour |  | WO/SP34/OP34/49 | Suraj Enterprise | loading - unloading | Charges for loading - unloading, transportation, hire charges for machinery work as per direction of Engineer-in-Charge. Time Period: 15th Feb'2025 to 31st Mar'2025 | Nos. | 88 | 51 | Approved
BHOPAL - COMMERCIAL | OVERHEAD | Security Expenditure |  | WO/BPC/BPC5/4 | DEPENDABLE SECURITY & ALLIED SERVICES | Providing Security Personnel | Providing One (01) Security Guard@12 hrs. daily basis for full month including reliever, NH & management fees, from 1st Mar'2025 to 31st Aug'2025. | Head | 7 | 16524 | Approved
BHOPAL - RESIDENTIAL | OVERHEAD | Security Expenditure |  | WO/BPR/BPR4/2 | DEPENDABLE SECURITY & ALLIED SERVICES | Providing Security Personnel | Providing One (01) Security Guard@12 hrs. daily basis for full month including reliever, NH & management fees, from 1st Mar'2025 to 31st Aug'2025. | Head | 7 | 16524 | Approved
Primarc Chambers | BLOCK | Mechanical Car Parking |  | WO/PCH/PC01/47 | Park Smart Solutions Limited | MS work | Providing and Fixing Charges for MS Work by MS Member including MS Section for Carparking support and all others required materials, labours, tools & tackles and necessary arrangements for the work as per drawings & directions of the Engineer-in-charge.( Podium Level - 1st to 4th) | Kg | 1051.5 | 110 | Approved
Primarc Chambers | OVERHEAD | Transition Cost |  | WO/PCH/PC05/30 | JONES LANG LASALLE BUILDING OPERATIONS PRIVATE LIMITED | Transition Cost | Providing Management Team, Security, Housekeeping, Electrician, etc. | Months | 0 | 0 | Approved
Primarc Chambers | OVERHEAD | Transition Cost |  | WO/PCH/PC05/30 | JONES LANG LASALLE BUILDING OPERATIONS PRIVATE LIMITED | Property Management Team | Providing 01 nos of manpower @6 days in a week. | Months | 5 | 61000 | Approved
Primarc Chambers | OVERHEAD | Transition Cost |  | WO/PCH/PC05/30 | JONES LANG LASALLE BUILDING OPERATIONS PRIVATE LIMITED | MEP Service | Providing 02 nos of Technician for Electrical & Mechanical Services @07 days in a week including tools & tackles. | Months | 5 | 46460 | Approved
Primarc Chambers | OVERHEAD | Transition Cost |  | WO/PCH/PC05/30 | JONES LANG LASALLE BUILDING OPERATIONS PRIVATE LIMITED | Housekeeping Service | Providing 02 nos of HK & Associated Services @06 Days in a Week. | Months | 5 | 30888 | Approved
Primarc Chambers | OVERHEAD | Transition Cost |  | WO/PCH/PC05/30 | JONES LANG LASALLE BUILDING OPERATIONS PRIVATE LIMITED | Security Service | Providing 03 nos of Security Guard & Supervisor & 03 nos of walkies for 07 days in a week. | Months | 5 | 78122 | Approved
Primarc Chambers | OVERHEAD | Transition Cost |  | WO/PCH/PC05/30 | JONES LANG LASALLE BUILDING OPERATIONS PRIVATE LIMITED | Waste Management | Garbage Disposal & Other Expenses at Actual. | Months | 5 | 10000 | Approved
Primarc Chambers | OVERHEAD | Transition Cost |  | WO/PCH/PC05/30 | JONES LANG LASALLE BUILDING OPERATIONS PRIVATE LIMITED | Miscellaneous Cost | Facility Infrastructure, Statutory Compliance, Office Stationery & Logbook, Miscellaneous Cost at Actual. | Months | 5 | 29000 | Approved
Primarc Chambers | OVERHEAD | Transition Cost |  | WO/PCH/PC05/30 | JONES LANG LASALLE BUILDING OPERATIONS PRIVATE LIMITED | Administration | FM Management Fees | Months | 5 | 40000 | Approved
The Ramdulari | BLOCK | Civil | Sub & Super Structure Work | WO/RP/RP02/59 | M/S MALENA DISTRIBUTORS LLP | Hire Charges for Scaffolding Material : 15th April to 31st December | Hire Charges for Scaffolding Material : 15th April to 31st December QTY: No of Materials x Hire Days |  | 0 | 0 | Amended & Approved
The Ramdulari | BLOCK | Civil | Sub & Super Structure Work | WO/RP/RP02/59 | M/S MALENA DISTRIBUTORS LLP | Standard Vertical (Cup Lock) - 3 Cup | Standard Vertical (Cup Lock) - 3 Cup Size: 3.00 M Long Individual Wt per Pc: 13.40kg | Rate/Day | 111186 | 0.83 | Approved
The Ramdulari | BLOCK | Civil | Sub & Super Structure Work | WO/RP/RP02/59 | M/S MALENA DISTRIBUTORS LLP | Standard Horizental (Ledger) | Standard Horizontal (Ledger) Size: 950 mm Individual Wt per Pc: 3.10kg | Rate/Day | 594558 | 0.26 | Approved
The Ramdulari | BLOCK | Civil | Sub & Super Structure Work | WO/RP/RP02/59 | M/S MALENA DISTRIBUTORS LLP | Adjustable Stirrup Head (Base Jack) | Adjustable Stirrup Head (Base Jack) Size: 450 mm Long Individual Wt per Pc: 3.40kg | Rate/Day | 13050 | 0.3 | Approved
The Ramdulari | BLOCK | Civil | Sub & Super Structure Work | WO/RP/RP02/59 | M/S MALENA DISTRIBUTORS LLP | Spigot/ Joint Pin | Spigot/ Joint Pin Size: 38 mm X 250 / 300 mm Individual Wt per Pc: 0.45kg | Rate/Day | 78561 | 0.18 | Approved
BHOPAL - RESIDENTIAL | PRE-CONSTRUCTION PHASE | Temp fencing wall & Gate |  | WO/BPR/BPR1/1 | Capital Group of Company | Miscellaneous | Miscellaneous items & work for Boundary wall fencing. |  | 0 | 0 | Amended & Approved
BHOPAL - RESIDENTIAL | PRE-CONSTRUCTION PHASE | Temp fencing wall & Gate |  | WO/BPR/BPR1/1 | Capital Group of Company | Primer | Providing and applying of primer (20 Litres; approved brand) all complete as per direction of Engineer in charge. | Nos | 1 | 3400 | Approved
BHOPAL - RESIDENTIAL | PRE-CONSTRUCTION PHASE | Temp fencing wall & Gate |  | WO/BPR/BPR1/1 | Capital Group of Company | Blue Scope Sheet | Charges for supply fixing of blue scope sheet (approved brand) all complete as per drawing and direction of Engineer-in-Charge. | Nos | 15 | 2900 | Approved
BHOPAL - RESIDENTIAL | PRE-CONSTRUCTION PHASE | Temp fencing wall & Gate |  | WO/BPR/BPR1/1 | Capital Group of Company | Rope & Chuna | Supply & apply of Rope & Chuna with all complete. | Nos | 1 | 750 | Approved
BHOPAL - RESIDENTIAL | PRE-CONSTRUCTION PHASE | Temp fencing wall & Gate |  | WO/BPR/BPR1/1 | Capital Group of Company | Water Tanker | Charges for Water Tanker | Nos | 2 | 500 | Approved
BHOPAL - RESIDENTIAL | PRE-CONSTRUCTION PHASE | Temp fencing wall & Gate |  | WO/BPR/BPR1/1 | Capital Group of Company | Electrician | Charges for supply of Electrician as per direction of EIC | Nos | 2 | 1000 | Approved
BHOPAL - RESIDENTIAL | PRE-CONSTRUCTION PHASE | Temp fencing wall & Gate |  | WO/BPR/BPR1/1 | Capital Group of Company | JCB Hire | Hire charges for JCB for miscellaneous work for site progress (including driver & Fuel charge) as per direction of Engineer-in-Charge. | Nos | 24 | 900 | Approved
BHOPAL - RESIDENTIAL | PRE-CONSTRUCTION PHASE | Temp fencing wall & Gate |  | WO/BPR/BPR1/1 | Capital Group of Company | Labour | Charges for labour for Miscellaneous works like Mandir ground levelling, Area layout, Jungle etc as per direction of Engineer-in-Charge | Nos | 14 | 600 | Approved
Primarc Aadvika | COMMON INFRASTRUCTURE | Land Development |  | WO/HW1/PHW2/12 | GOBINDA CHANDRA SAHOO | 160mm O.D. underground double wall corrugated pipe of HDPE SN 8 pipes | Charges for laying, jointing, testing and commissioning laying the following diameters underground double wall corrugated pipe of HDPE SN 8 pipes with smooth internal and profiled external surface for non-pressure underground Sewerage pipe line as per ISO 21138-3 with suitable Snapfit coupler and rubber 'O' Ring for jointing in trenches for all depths ( up to invert level from FGL )and lengths to correct grades levels and alignment & adequate width of trench (minimum pipe OD + 300 mm) including PCC concrete of 75 mm for bedding (1:3:6) pipe supports with 75mm thick encasing of the pipes wherever required (in every socket joint, 2 mtr. interval considering socket joint encasing), compacting the base before pcc work, disposing of surplus earth within the site premises (lead up to 0.5 km), backfilling work after completion of job, The rate is inclusive of bailing out of water during excavation and shoring work, testing and making good the leakages if any etc. as per directions of the Engineer-in-charge. (only pipe, fittings and cement would be supplied by the Employer free of cost, but subjected to reconciliation) (160mm O.D. Pipe)-STORM WATER PIPE LINE |  | 0 | 0 | Approved
Primarc Aadvika | COMMON INFRASTRUCTURE | Land Development |  | WO/HW1/PHW2/12 | GOBINDA CHANDRA SAHOO | Invert Lvl -Less than 700 mm | Invert Lvl -Less than 700 mm | RMT | 60 | 770 | Approved
Primarc Aadvika | COMMON INFRASTRUCTURE | Land Development |  | WO/HW1/PHW2/12 | GOBINDA CHANDRA SAHOO | 600mm O.D. underground double wall corrugated pipe of HDPE SN 8 pipes | Charges for laying, jointing, testing and commissioning laying the following diameters underground double wall corrugated pipe of HDPE SN 8 pipes with smooth internal and profiled external surface for non-pressure underground Sewerage pipe line as per ISO 21138-3 with suitable Snapfit coupler and rubber 'O' Ring for jointing in trenches for all depths ( up to invert level from FGL )and lengths to correct grades levels and alignment & adequate width of trench (minimum pipe OD + 300 mm) including PCC concrete of 75 mm for bedding (1:3:6) pipe supports with 75mm thick encasing of the pipes wherever required (in every socket joint, 2 mtr. interval considering socket joint encasing), compacting the base before pcc work, disposing of surplus earth within the site premises (lead up to 0.5 km), backfilling work after completion of job, The rate is inclusive of bailing out of water during excavation and shoring work, testing and making good the leakages if any etc. as per directions of the Engineer-in-charge. (only pipe, fittings and cement would be supplied by the Employer free of cost, but subjected to reconciliation) (600mm O.D. Pipe)-STORM WATER PIPE LINE |  | 0 | 0 | Approved
Primarc Aadvika | COMMON INFRASTRUCTURE | Land Development |  | WO/HW1/PHW2/12 | GOBINDA CHANDRA SAHOO | Invert Lvl -Greater than 1500 mm but less than 2000 mm | Invert Lvl -Greater than 1500 mm but less than 2000 mm | RMT | 42 | 2400 | Approved
Primarc Aadvika | COMMON INFRASTRUCTURE | Land Development |  | WO/HW1/PHW2/12 | GOBINDA CHANDRA SAHOO | (450 X 450 X upto 600 mm Depth) | (450 X 450 X upto 600 mm Depth) | Nos | 10 | 7800 | Approved
Primarc Aadvika | COMMON INFRASTRUCTURE | Land Development |  | WO/HW1/PHW2/12 | GOBINDA CHANDRA SAHOO | (600 X 600 X upto 600 mm Depth) | (600 X 600 X upto 600 mm Depth) | Nos | 2 | 9900 | Approved
Primarc Aadvika | COMMON INFRASTRUCTURE | Land Development |  | WO/HW1/PHW2/12 | GOBINDA CHANDRA SAHOO | (900 X 1200 X upto 2000 mm Depth) | (900 X 1200 X upto 2000 mm Depth) | Nos | 4 | 27500 | Approved
Primarc Aadvika | COMMON INFRASTRUCTURE | Land Development |  | WO/HW1/PHW2/12 | GOBINDA CHANDRA SAHOO | Hole Cutting of 20" Inch thick. Wall | Hole Cutting of 20" Inch thick. Wall | Nos | 6 | 600 | Approved
Primarc Aadvika | COMMON INFRASTRUCTURE | Land Development |  | WO/HW1/PHW2/19 | MANOJ KUMAR JHA | Hire Charges for Dumper | Hire Charges for Dumper for shifting of rubbish within site premises as per the requirement and as directed by the EIC. Rate including fuel, operator, tiffin charges & maintenance. | Trip | 34 | 3000 | Approved
Primarc Aahana | PRE-CONSTRUCTION PHASE | Temp fencing wall & Gate |  | WO/AAH/AAH01/5 | Sarmistha Enterprise | 2 Nos MS Door ,1 Nos Window & 2 Nos MS Gate Modification work | 2 Nos MS Door ,1 Nos Window & 2 Nos MS Gate Modification work |  | 0 | 0 | Approved
Primarc Aahana | PRE-CONSTRUCTION PHASE | Temp fencing wall & Gate |  | WO/AAH/AAH01/5 | Sarmistha Enterprise | MS Door & Window | 1.Supplying, fabricating, and fixing MS Door (800mm x 2100mm) and MS Window (1000mm x 1260mm) with MS frame and glass, including one coat of red oxide primer, all necessary fittings (locks, hinges, etc.), materials, skilled and unskilled labor, tools, tackles, transportation, shifting, lifting, and installation of all materials and machinery to complete the work as per the direction of the Engineer-in-Charge (EIC). 2.Repairing and fixing Gate made of MS frame & GI sheet, including removal of damaged parts, straightening, welding, grinding, aligning, and replacing worn-out components (hinges, locks, bolts, etc.) for smooth operation as per the direction of EIC. (Gate Materials Supplied By Client). 3.Excavation of 4 Nos. pits (6000mm x 600mm x 1000mm) for ISMB post erection, including RCC filling, all required materials, skilled and unskilled labor, tools, tackles, transportation, shifting, lifting, and installation of all materials and machinery to complete the work as per the direction of the Engineer-in-Charge (EIC). | Lump Sum | 1 | 80000 | Approved
BHOPAL - COMMERCIAL | COMMON INFRASTRUCTURE | Consultancy Charges | ELECTRICAL CONSULTANT | WO/BPC/BPC3/8 | PARTHA PRATIM MUKHERJEE AND ASSOCIATES | Consultancy charges | Consultancy services for Electrical Design Review and assessment for our Commercial building (9,00,000 Sq.Ft. Approx.) at Bhopal. | Lump Sum | 1 | 810000 | Amended & Approved
BHOPAL - RESIDENTIAL | COMMON INFRASTRUCTURE | Consultancy Charges | ELECTRICAL CONSULTANT | WO/BPR/BPR3/7 | PARTHA PRATIM MUKHERJEE AND ASSOCIATES | Consultancy charges | Consultancy services for Electrical Design Review and assessment for our Residential building (4,50,000 Sq.Ft. Approx.) at Bhopal. | Lump Sum | 1 | 405000 | Amended & Approved
The Soul, Rajarhat | COMMON INFRASTRUCTURE | Consultancy Charges |  | WO/HR01/CIH01/112 | Gourab Majumdar | Consultancy Charges of all plants at project area for proper Growth, Maintenance, PGR treatment and supporting & guidance of using fertilization etc. | Consultancy Charges of all plants at project area for proper Growth, Maintenance, PGR treatment and supporting & guidance of using fertilization etc. (From July 2024 to March 2025). | Months | 9 | 8000 | Approved
AARANYA | EXPERIENCE CENTER | HVAC Works |  | WO/PKB/PKX/6 | UNIVERSAL ENERGY SOLUTIONS PVT. LTD. | VRV Outdoor Units | Installation, testing & Commissioning of factory assembled DAIKIN make VRV OUTDOOR Units are complete with compressor, condenser, condenser fan, controller & suitable for R-410A Refrigerant with all accessories to complete the system. |  | 0 | 0 | Amended & Approved
AARANYA | EXPERIENCE CENTER | HVAC Works |  | WO/PKB/PKX/6 | UNIVERSAL ENERGY SOLUTIONS PVT. LTD. | Duct Type VRV IDU's | Duct Type VRV IDU's - Installation, testing & Commissioning of Fully factory assembled, all wired & tested Indoor Units with cordless remote as per specifications & as required to make the system complete. |  | 0 | 0 | Approved
AARANYA | EXPERIENCE CENTER | HVAC Works |  | WO/PKB/PKX/6 | UNIVERSAL ENERGY SOLUTIONS PVT. LTD. | 2-Way & 4-Way Cassette Type VRV IDU's | 2-Way & 4-Way Cassette Type IDU's - Installation, testing & Commissioning of Fully factory assembled, all wired & tested Indoor Units with cordless remote as per specifications & as required to make the system complete. |  | 0 | 0 | Amended & Approved
AARANYA | EXPERIENCE CENTER | HVAC Works |  | WO/PKB/PKX/6 | UNIVERSAL ENERGY SOLUTIONS PVT. LTD. | 1-Way Compact Cassette Type VRV IDU's | 1-Way Compact Cassette Type IDU's - Installation, testing & Commissioning of Fully factory assembled, all wired & tested Indoor Units with cordless remote as per specifications & as required to make the system complete. |  | 0 | 0 | Amended & Approved
AARANYA | EXPERIENCE CENTER | HVAC Works |  | WO/PKB/PKX/6 | UNIVERSAL ENERGY SOLUTIONS PVT. LTD. | Hi-wall Type VRV IDU's | Hi-wall Type IDU's - Installation, testing & Commissioning of Fully factory assembled, all wired & tested Indoor Units with cordless remote as per specifications & as required to make the system complete. |  | 0 | 0 | Approved
AARANYA | EXPERIENCE CENTER | HVAC Works |  | WO/PKB/PKX/6 | UNIVERSAL ENERGY SOLUTIONS PVT. LTD. | R410A gas topping | Supply, Installation , Commissioning of VRV systems including topping R410A gas as per site requirements. Refrigerant shall be environment friendly R410A. | HP | 26 | 743 | Approved
AARANYA | EXPERIENCE CENTER | HVAC Works |  | WO/PKB/PKX/6 | UNIVERSAL ENERGY SOLUTIONS PVT. LTD. | Refnet Joint for VRV system. | Installation of Refnet Joint for VRV system. | Nos | 9 | 450 | Approved
AARANYA | EXPERIENCE CENTER | HVAC Works |  | WO/PKB/PKX/6 | UNIVERSAL ENERGY SOLUTIONS PVT. LTD. | Copper Refrigerant Piping with Insulation for inside the building: (VRV) | Copper Refrigerant Piping with Insulation for inside the building (VRV) : Supply ,Installation, Testing & Commissioning of Copper Refrigerant piping for VRV system complete with fittings, supports, joining, Class O insulation with aluminum foil pested nitrile tube, commissioning as per specifications , all accessories as per specifications any other item required to complete the system. The all copper pipe except inside shaft shall be lying on perforated cable tray. The price for cable tray shall be measured and billed separately with item No. 28(Cable Tray) |  | 0 | 0 | Amended & Approved
AARANYA | EXPERIENCE CENTER | HVAC Works |  | WO/PKB/PKX/6 | UNIVERSAL ENERGY SOLUTIONS PVT. LTD. | Copper Refrigerent Piping with insulation for terrece :(VRV) | Copper Refrigerant Piping with insulation for terrace (VRV): Supply ,Installation, Testing & Commissioning of Copper Refrigerant piping for VRV system complete with fittings, supports, joining, Class O insulation with glasscloth pested nitrile tube, commissioning as per specifications , all accessories as per specifications any other item required to complete the system. The all copper pipe except inside shaft shall be lying on perforated cable tray. The price for cable tray shall be measured and billed separately with item No. 28(Cable Tray) |  | 0 | 0 | Amended & Approved
AARANYA | EXPERIENCE CENTER | HVAC Works |  | WO/PKB/PKX/6 | UNIVERSAL ENERGY SOLUTIONS PVT. LTD. | Communication Cable | Communication Cable - Supply, Installation, testing & commissioning of Control cum Transmission wiring in suitable conduits between indoor & outdoor units. |  | 0 | 0 | Approved
AARANYA | EXPERIENCE CENTER | HVAC Works |  | WO/PKB/PKX/6 | UNIVERSAL ENERGY SOLUTIONS PVT. LTD. | Drain Piping | Drain Piping - Supply & installation of floor wise Drain Piping with all necessary fittings & supporting arrangement duly insulated with 9 mm thick tubular elastomeric nitrile rubber insulation. |  | 0 | 0 | Approved
AARANYA | EXPERIENCE CENTER | HVAC Works |  | WO/PKB/PKX/6 | UNIVERSAL ENERGY SOLUTIONS PVT. LTD. | GSS Rectangular Ducting | Air Distribution Works - Supply ,Installation, Testing & Commissioning of GSS Rectangular Ducting complete with fittings, flanges, bracings, supports, all accessories as per spectifications any other item required to make the system complete. |  | 0 | 0 | Approved
AARANYA | EXPERIENCE CENTER | HVAC Works |  | WO/PKB/PKX/6 | UNIVERSAL ENERGY SOLUTIONS PVT. LTD. | single wallet Oval Ducting | Air Distribution Works - Supply, installation,Tetsing & commissioning of Factory fabricated single wallet Oval Ducting complete with fittings, flanges, bracings, supports, all accessories as per specifications any other item required to make the system complete |  | 0 | 0 | Amended & Approved
AARANYA | EXPERIENCE CENTER | HVAC Works |  | WO/PKB/PKX/6 | UNIVERSAL ENERGY SOLUTIONS PVT. LTD. | Duct Thermal insulations of ducting with 25/19/13mm thick alu foil pasted | Air Distribution Works - Supply, installation, testing & commissioing of Duct Thermal insulations of ducting with 25/19/13mm thick alu foil pasted class O nitrile rubber insulation having dnsity ( 40-60 Kg/Cum) . |  | 0 | 0 | Approved
AARANYA | EXPERIENCE CENTER | HVAC Works |  | WO/PKB/PKX/6 | UNIVERSAL ENERGY SOLUTIONS PVT. LTD. | Duct Thermal insulations of ducting with O Nitrile sheet (density 40-60kg/cum)/ XLPE(33±3kg/cum) sheet | Air Distribution Works - Supply and Fixing of thermal insulation with following thickness Class-O Nitrile sheet (density 40-60kg/cum)/ XLPE(33±3kg/cum) sheet insulation with factory pasted aluminum foil on one side for underdeck insulation using low VOC adhesive and screwing with GI washer. |  | 0 | 0 | Amended & Approved
AARANYA | EXPERIENCE CENTER | HVAC Works |  | WO/PKB/PKX/6 | UNIVERSAL ENERGY SOLUTIONS PVT. LTD. | Duct Accoustic insulations of ducting with 12mm thick class- 1 | Air Distribution Works - Supply, installation, testing & commissioing of Duct Accoustic insulations of ducting with 12mm thick class- 1 open cell nitrile rubber insulation having density ( 140-180 Kg/Cum) | Sq.Mtr. | 1.95 | 1036 | Approved
AARANYA | EXPERIENCE CENTER | HVAC Works |  | WO/PKB/PKX/6 | UNIVERSAL ENERGY SOLUTIONS PVT. LTD. | flexible connection between duct & fresh air/AC unit. | Air Distribution Works - Supply, installation, testing & commissioning of flexible connection between duct & fresh air/AC unit. | Nos | 2 | 1474 | Approved
AARANYA | EXPERIENCE CENTER | HVAC Works |  | WO/PKB/PKX/6 | UNIVERSAL ENERGY SOLUTIONS PVT. LTD. | GI Duct Damper for manual control of volume of air flow | Air Distribution Works - Supply, installation, testing & commissioning GI Duct Damper for manual control of volume of air flow and for proper balancing of the air distribution system.(Min. billing quantity of each damper are 0.2sqmt) | Sq.Mtr. | 0 | 9211 | Approved
AARANYA | EXPERIENCE CENTER | HVAC Works |  | WO/PKB/PKX/6 | UNIVERSAL ENERGY SOLUTIONS PVT. LTD. | Aluminium Coller damper for manual control | Air Distribution Works - Supply, installation, testing & commissioning Aluminium Coller damper for manual control of volume of air flow and for proper balancing of the air distribution system.(Min. billing quantity of each damper are 0.1sqmt) | Sq.Mtr. | 1.2 | 5847 | Approved
AARANYA | EXPERIENCE CENTER | HVAC Works |  | WO/PKB/PKX/6 | UNIVERSAL ENERGY SOLUTIONS PVT. LTD. | Extruded aluminium powder coated supply/return air grill without collar damper | Air Distribution Works - Supply, installation, testing & commissioning of extruded aluminium powder coated supply/return air grill without collar damper .(Min. billing quantity of each grille are 0.1sqmt) | Sq.Mtr. | 0 | 5986 | Approved
AARANYA | EXPERIENCE CENTER | HVAC Works |  | WO/PKB/PKX/6 | UNIVERSAL ENERGY SOLUTIONS PVT. LTD. | Extruded aluminium powder coated Curved grill without collar damper for Oval Duct | Air Distribution Works - Supply, installation, testing & commissioning of extruded aluminium powder coated Curved grill without collar damper for Oval Duct .(Min. billing quantity of each grille are 0.1sqmt) | Sq.Mtr. | 1.2 | 8623 | Approved
AARANYA | EXPERIENCE CENTER | HVAC Works |  | WO/PKB/PKX/6 | UNIVERSAL ENERGY SOLUTIONS PVT. LTD. | Extruded aluminium powder coated supply air diffuser with collar damper | Air Distribution Works - Supply, installation, testing & commissioning of extruded aluminium powder coated supply air diffuser with collar damper .(Min. billing quantityof diffuser are 0.1sqmt) | Sq.Mtr. | 0 | 15375 | Approved
AARANYA | EXPERIENCE CENTER | HVAC Works |  | WO/PKB/PKX/6 | UNIVERSAL ENERGY SOLUTIONS PVT. LTD. | Extruded aluminium powder coated return air diffuser without collar damper | Air Distribution Works - Supply, installation, testing & commissioning of extruded aluminium powder coated return air diffuser without collar damper .(Min. billing quantityof diffuser 0.1sqmt) | Sq.Mtr. | 0 | 9854 | Approved
AARANYA | EXPERIENCE CENTER | HVAC Works |  | WO/PKB/PKX/6 | UNIVERSAL ENERGY SOLUTIONS PVT. LTD. | Extrted aluminium powder coated Rain protection louver for fresh Air | Air Distribution Works - Supply, installation, testing & commissioning of extrted aluminium powder coated Rain protection louver for fresh Air .(Min. billing quantityof louver are 0.1sqmt) | Sq.Mtr. | 0.2 | 8382 | Approved
AARANYA | EXPERIENCE CENTER | HVAC Works |  | WO/PKB/PKX/6 | UNIVERSAL ENERGY SOLUTIONS PVT. LTD. | MOTORIZED fire dampers | Air Distribution Works - Supply, Fixing, testing and commissioning of MOTORIZED fire dampers in supply air duct /main branch and return air path as and where required with control wiring. The damper shall be motorized and spring return actuator to close the damper in the event of power failure automatically and open the same incase of power being restored. The damper shall also be closed in the event of fire signal completes required and as per specifications and at least 90 minutes rating as per UL555/1995 TESTED BY CBRI.(Min. billing quantity of damper are 0.2sqmt) | Sq.Mtr. | 0 | 9004 | Amended & Approved
AARANYA | EXPERIENCE CENTER | HVAC Works |  | WO/PKB/PKX/6 | UNIVERSAL ENERGY SOLUTIONS PVT. LTD. | Motorised actuator with Controller for above. | Air Distribution Works - Motorised actuator with Controller for above. | Nos | 0 | 9360 | Approved
AARANYA | EXPERIENCE CENTER | HVAC Works |  | WO/PKB/PKX/6 | UNIVERSAL ENERGY SOLUTIONS PVT. LTD. | Aluminium powder coated grille with collar damper for Toilet exhaust | Air Distribution Works - Supply,fixing,testing and commissioining of Aluminium powder coated grille with collar damper for Toilet exhaust( qty less than 0.1 sqmtr of each grille) | Nos | 0 | 1184 | Approved
AARANYA | EXPERIENCE CENTER | HVAC Works |  | WO/PKB/PKX/6 | UNIVERSAL ENERGY SOLUTIONS PVT. LTD. | Hot plated GI pre fabricated perforated/Lader cable trays | Supply Installation Testing Commissioning of 1.6 mm thick (unto 300mm) and 2.0mm thick(above 300mm) hot plated GI pre fabricated perforated/Lader cable trays in horizontal or vertical formation complete with duly painted MS structural supports and Necessary demarcation. |  | 0 | 0 | Amended & Approved
AARANYA | EXPERIENCE CENTER | HVAC Works |  | WO/PKB/PKX/6 | UNIVERSAL ENERGY SOLUTIONS PVT. LTD. | Inline fan-250 CFM@10 mm SP | Supply,installation,tetsing & commissioining of Inline fan-250 CFM@10 mm SP for Toilet ventilation | Nos | 2 | 7912 | Approved
AARANYA | EXPERIENCE CENTER | HVAC Works |  | WO/PKB/PKX/6 | UNIVERSAL ENERGY SOLUTIONS PVT. LTD. | 30 HP Normal Capacity - Cooling Only Top Discharge VRV - X | 30 HP Normal Capacity - Cooling Only Top Discharge VRV - X | Nos | 0 | 33000 | Approved
AARANYA | EXPERIENCE CENTER | HVAC Works |  | WO/PKB/PKX/6 | UNIVERSAL ENERGY SOLUTIONS PVT. LTD. | 6.4 TR Duct Type IDU's | 6.4 TR Duct Type IDU's | Nos | 2 | 2500 | Approved
AARANYA | EXPERIENCE CENTER | HVAC Works |  | WO/PKB/PKX/6 | UNIVERSAL ENERGY SOLUTIONS PVT. LTD. | 2-Way,2.5 TR Round Flow Cassette Type IDU's | 2-Way,2.5 TR Round Flow Cassette Type IDU's | Nos | 0 | 1400 | Approved
AARANYA | EXPERIENCE CENTER | HVAC Works |  | WO/PKB/PKX/6 | UNIVERSAL ENERGY SOLUTIONS PVT. LTD. | 2.0 TR Compact Cassette Type IDU's | 2.0 TR Compact Cassette Type IDU's | Nos | 1 | 1200 | Approved
AARANYA | EXPERIENCE CENTER | HVAC Works |  | WO/PKB/PKX/6 | UNIVERSAL ENERGY SOLUTIONS PVT. LTD. | 1.6 TR Compact Cassette Type IDU's | 1.6 TR Compact Cassette Type IDU's | Nos | 2 | 1200 | Approved
AARANYA | EXPERIENCE CENTER | HVAC Works |  | WO/PKB/PKX/6 | UNIVERSAL ENERGY SOLUTIONS PVT. LTD. | 1.3 TR Compact Cassette Type IDU's | 1.3 TR Compact Cassette Type IDU's | Nos | 1 | 1200 | Approved
AARANYA | EXPERIENCE CENTER | HVAC Works |  | WO/PKB/PKX/6 | UNIVERSAL ENERGY SOLUTIONS PVT. LTD. | 1.0 TR | 1.0 TR | Nos | 0 | 1200 | Approved
AARANYA | EXPERIENCE CENTER | HVAC Works |  | WO/PKB/PKX/6 | UNIVERSAL ENERGY SOLUTIONS PVT. LTD. | 6.4 mm dia SD - 13 mm thk. Insulation | 6.4 mm dia SD - 13 mm thk. Insulation | RMT | 18.2 | 338.2 | Approved
AARANYA | EXPERIENCE CENTER | HVAC Works |  | WO/PKB/PKX/6 | UNIVERSAL ENERGY SOLUTIONS PVT. LTD. | 9.5 mm dia SD - 19 mm thk. Insulation | 9.5 mm dia SD - 19 mm thk. Insulation | RMT | 34.8 | 423.7 | Approved
AARANYA | EXPERIENCE CENTER | HVAC Works |  | WO/PKB/PKX/6 | UNIVERSAL ENERGY SOLUTIONS PVT. LTD. | 12.7 mm dia SD - 19 mm thk. Insulation | 12.7 mm dia SD - 19 mm thk. Insulation | RMT | 26.8 | 580.45 | Approved
AARANYA | EXPERIENCE CENTER | HVAC Works |  | WO/PKB/PKX/6 | UNIVERSAL ENERGY SOLUTIONS PVT. LTD. | 15.9 mm dia HD - 19 mm thk. Insulation | 15.9 mm dia HD - 19 mm thk. Insulation | RMT | 32.3 | 788.5 | Approved
AARANYA | EXPERIENCE CENTER | HVAC Works |  | WO/PKB/PKX/6 | UNIVERSAL ENERGY SOLUTIONS PVT. LTD. | 19.1 mm dia HD - 25 mm thk. Insulation | 19.1 mm dia HD - 25 mm thk. Insulation | RMT | 11.2 | 866.4 | Approved
AARANYA | EXPERIENCE CENTER | HVAC Works |  | WO/PKB/PKX/6 | UNIVERSAL ENERGY SOLUTIONS PVT. LTD. | 22.2 mm dia HD- 25 mm thk. Insulation | 22.2 mm dia HD- 25 mm thk. Insulation | RMT | 3 | 916.75 | Approved
AARANYA | EXPERIENCE CENTER | HVAC Works |  | WO/PKB/PKX/6 | UNIVERSAL ENERGY SOLUTIONS PVT. LTD. | 25.4 mm dia HD- 25 mm thk. Insulation | 25.4 mm dia HD- 25 mm thk. Insulation | RMT | 0 | 1121.95 | Approved
AARANYA | EXPERIENCE CENTER | HVAC Works |  | WO/PKB/PKX/6 | UNIVERSAL ENERGY SOLUTIONS PVT. LTD. | 28.6 mm dia HD - 25 mm thk. Insulation | 28.6 mm dia HD - 25 mm thk. Insulation | RMT | 19.8 | 1316.7 | Approved
AARANYA | EXPERIENCE CENTER | HVAC Works |  | WO/PKB/PKX/6 | UNIVERSAL ENERGY SOLUTIONS PVT. LTD. | 31.8 mm dia HD - 25 mm thk. Insulation | 31.8 mm dia HD - 25 mm thk. Insulation | RMT | 0 | 1572.25 | Approved
AARANYA | EXPERIENCE CENTER | HVAC Works |  | WO/PKB/PKX/6 | UNIVERSAL ENERGY SOLUTIONS PVT. LTD. | 34.9 mm dia HD - 25 mm thk. Insulation | 34.9 mm dia HD - 25 mm thk. Insulation | RMT | 0.5 | 1823.05 | Approved
AARANYA | EXPERIENCE CENTER | HVAC Works |  | WO/PKB/PKX/6 | UNIVERSAL ENERGY SOLUTIONS PVT. LTD. | 38.1 mm dia HD - 25 mm thk. Insulation | 38.1 mm dia HD - 25 mm thk. Insulation | RMT | 0 | 2118.5 | Approved
AARANYA | EXPERIENCE CENTER | HVAC Works |  | WO/PKB/PKX/6 | UNIVERSAL ENERGY SOLUTIONS PVT. LTD. | 41.3 mm dia HD - 25 mm thk. Insulation | 41.3 mm dia HD - 25 mm thk. Insulation | RMT | 0 | 2404.45 | Approved
AARANYA | EXPERIENCE CENTER | HVAC Works |  | WO/PKB/PKX/6 | UNIVERSAL ENERGY SOLUTIONS PVT. LTD. | 41.3 mm dia HD - 25 mm thk. Insulation | 41.3 mm dia HD - 25 mm thk. Insulation | RMT | 0 | 2588 | Approved
AARANYA | EXPERIENCE CENTER | HVAC Works |  | WO/PKB/PKX/6 | UNIVERSAL ENERGY SOLUTIONS PVT. LTD. | 34.9 mm dia HD - 25 mm thk. Insulation | 34.9 mm dia HD - 25 mm thk. Insulation | RMT | 5.8 | 1969 | Approved
AARANYA | EXPERIENCE CENTER | HVAC Works |  | WO/PKB/PKX/6 | UNIVERSAL ENERGY SOLUTIONS PVT. LTD. | 28.6 mm dia HD - 25 mm thk. Insulation | 28.6 mm dia HD - 25 mm thk. Insulation | RMT | 5.4 | 1436 | Approved
AARANYA | EXPERIENCE CENTER | HVAC Works |  | WO/PKB/PKX/6 | UNIVERSAL ENERGY SOLUTIONS PVT. LTD. | 19.1 mm dia HD - 25 mm thk. Insulation | 19.1 mm dia HD - 25 mm thk. Insulation | RMT | 5.8 | 962 | Approved
AARANYA | EXPERIENCE CENTER | HVAC Works |  | WO/PKB/PKX/6 | UNIVERSAL ENERGY SOLUTIONS PVT. LTD. | 15.9 mm dia HD - 19 mm thk. Insulation | 15.9 mm dia HD - 19 mm thk. Insulation | RMT | 0 | 880 | Approved
AARANYA | EXPERIENCE CENTER | HVAC Works |  | WO/PKB/PKX/6 | UNIVERSAL ENERGY SOLUTIONS PVT. LTD. | 12.7 mm dia SD - 19 mm thk. Insulation | 12.7 mm dia SD - 19 mm thk. Insulation | RMT | 5.4 | 654 | Approved
AARANYA | EXPERIENCE CENTER | HVAC Works |  | WO/PKB/PKX/6 | UNIVERSAL ENERGY SOLUTIONS PVT. LTD. | 2C X 1.0 Sq.mm Copper Flexible | 2C X 1.0 Sq.mm Copper Flexible | RMT | 134.7 | 78 | Approved
AARANYA | EXPERIENCE CENTER | HVAC Works |  | WO/PKB/PKX/6 | UNIVERSAL ENERGY SOLUTIONS PVT. LTD. | 50 mm NB rigid CPVC/UPVC Pipe with insulation | 50 mm NB rigid CPVC/UPVC Pipe with insulation | RMT | 0 | 897 | Approved
AARANYA | EXPERIENCE CENTER | HVAC Works |  | WO/PKB/PKX/6 | UNIVERSAL ENERGY SOLUTIONS PVT. LTD. | 40 mm NB rigid CPVC/UPVC Pipe with insulation | 40 mm NB rigid CPVC/UPVC Pipe with insulation | RMT | 0 | 605 | Approved
AARANYA | EXPERIENCE CENTER | HVAC Works |  | WO/PKB/PKX/6 | UNIVERSAL ENERGY SOLUTIONS PVT. LTD. | 32 mm NB rigid CPVC/UPVC Pipe with insulation | 32 mm NB rigid CPVC/UPVC Pipe with insulation | RMT | 17.9 | 382 | Approved
AARANYA | EXPERIENCE CENTER | HVAC Works |  | WO/PKB/PKX/6 | UNIVERSAL ENERGY SOLUTIONS PVT. LTD. | 25 mm NB rigid CPVC/UPVC Pipe with insulation | 25 mm NB rigid CPVC/UPVC Pipe with insulation | RMT | 38.4 | 308 | Approved
AARANYA | EXPERIENCE CENTER | HVAC Works |  | WO/PKB/PKX/6 | UNIVERSAL ENERGY SOLUTIONS PVT. LTD. | 20 SWG | 20 SWG | Sq.Mtr. | 0 | 1238 | Approved
AARANYA | EXPERIENCE CENTER | HVAC Works |  | WO/PKB/PKX/6 | UNIVERSAL ENERGY SOLUTIONS PVT. LTD. | 22 SWG | 22 SWG | Sq.Mtr. | 0 | 1013 | Approved
AARANYA | EXPERIENCE CENTER | HVAC Works |  | WO/PKB/PKX/6 | UNIVERSAL ENERGY SOLUTIONS PVT. LTD. | 24 SWG | 24 SWG | Sq.Mtr. | 0 | 784 | Approved
AARANYA | EXPERIENCE CENTER | HVAC Works |  | WO/PKB/PKX/6 | UNIVERSAL ENERGY SOLUTIONS PVT. LTD. | 22 Swg | 22 Swg | Sq.Mtr. | 23.18 | 1461.2 | Approved
AARANYA | EXPERIENCE CENTER | HVAC Works |  | WO/PKB/PKX/6 | UNIVERSAL ENERGY SOLUTIONS PVT. LTD. | 24 Swg | 24 Swg | Sq.Mtr. | 0.22 | 1289.6 | Approved
AARANYA | EXPERIENCE CENTER | HVAC Works |  | WO/PKB/PKX/6 | UNIVERSAL ENERGY SOLUTIONS PVT. LTD. | 19 mm thick Aluminium Foil Pasted | 19 mm thick Aluminium Foil Pasted | Sq.Mtr. | 0 | 636 | Approved
AARANYA | EXPERIENCE CENTER | HVAC Works |  | WO/PKB/PKX/6 | UNIVERSAL ENERGY SOLUTIONS PVT. LTD. | 13 mm thick Aluminium Foil Pasted | 13 mm thick Aluminium Foil Pasted | Sq.Mtr. | 21.45 | 510 | Approved
AARANYA | EXPERIENCE CENTER | HVAC Works |  | WO/PKB/PKX/6 | UNIVERSAL ENERGY SOLUTIONS PVT. LTD. | 25 mm thick for Nitrile / Xlpe Insulation for underdeck insulation . | 25 mm thick for Nitrile / Xlpe Insulation for underdeck insulation . | Sq.Mtr. | 0 | 704 | Approved
AARANYA | EXPERIENCE CENTER | HVAC Works |  | WO/PKB/PKX/6 | UNIVERSAL ENERGY SOLUTIONS PVT. LTD. | 150 mm wide x 25mm Height | 150 mm wide x 25mm Height | RMT | 7.1 | 578 | Approved
AARANYA | EXPERIENCE CENTER | HVAC Works |  | WO/PKB/PKX/6 | UNIVERSAL ENERGY SOLUTIONS PVT. LTD. | 300 mm wide x 25mm Height | 300 mm wide x 25mm Height | RMT | 9.9 | 931 | Approved
AARANYA | EXPERIENCE CENTER | HVAC Works |  | WO/PKB/PKX/6 | UNIVERSAL ENERGY SOLUTIONS PVT. LTD. | 450 mm wide x 50mm Height | 450 mm wide x 50mm Height | RMT | 0 | 1238 | Approved
AARANYA | EXPERIENCE CENTER | HVAC Works |  | WO/PKB/PKX/6 | UNIVERSAL ENERGY SOLUTIONS PVT. LTD. | 600 mm wide x 50mm Height | 600 mm wide x 50mm Height | RMT | 0 | 1552 | Approved
SOUTHWINDS PROJECT LLP (PHASE - III & IV) | FINISHING PHASE - IV | Wood Work |  | WO/SP34/FW4/51 | ADA-METCON | MS Duct/Shaft door - Block - 14 (Part -1 & 2) and Block - 16 | Supply, fabrication & Erection of MS Duct Cover powder coated (Colour code approved by site) made of 1.6 mm sheet (2.0 kg per SQFT approx. weight) with frame fittings including transportation, lifting, fixing all complete in all respect as per drawing and direction of EIC. Location- Block-14 (Part 1 & 2) and Block-16. |  | 0 | 0 | Approved
SOUTHWINDS PROJECT LLP (PHASE - III & IV) | FINISHING PHASE - IV | Wood Work |  | WO/SP34/FW4/51 | ADA-METCON | MS Duct Door: Block – 14 (Part – 1) | MS Duct Door: Block – 14 (Part – 1) Comm/FDA/PA : Size (1400 X 1900)mm ; 18 Nos. ; 2 Shutter Electrical : Size (1450 X 1900)mm ; 18 Nos. ; 2 Shutter Comm/PA : Size (1400 X 1900)mm ; 18 Nos. ; 2 Shutter Electrical : Size (1340 X 1900)mm ; 18 Nos. ; 2 Shutter Sprinkler duct at lobby : Size (775 X 1900)mm ; 18 Nos. ; 1 Shutter | Kgs | 4686.28 | 155 | Approved
SOUTHWINDS PROJECT LLP (PHASE - III & IV) | FINISHING PHASE - IV | Wood Work |  | WO/SP34/FW4/51 | ADA-METCON | MS Duct Door: Block – 14 (Part – 2) | MS Duct Door: Block – 14 (Part – 2) Comm/FDA/PA : Size (1350 X 1900)mm ; 18 Nos. ; 2 Shutter Electrical : Size (1350 X 1900)mm ; 18 Nos. ; 2 Shutter Comm/FDA/PA : Size (1300 X 1900)mm ; 18 Nos. ; 2 Shutter Electrical : Size (1230 X 1900)mm ; 18 Nos. ; 2 Shutter | Kgs | 3850.63 | 155 | Approved
SOUTHWINDS PROJECT LLP (PHASE - III & IV) | FINISHING PHASE - IV | Wood Work |  | WO/SP34/FW4/51 | ADA-METCON | MS Duct Door: Block – 16 | MS Duct Door: Block – 16 Electrical : Size (960 X 1805)mm ; 18 Nos. ; 2 Shutter Comm/FDA/PA : Size (2710 X 1805)mm ; 18 Nos. ; 4 Shutter | Kgs | 2570 | 155 | Approved
Primarc Aahana | COMMON INFRASTRUCTURE | Consultancy Charges | OTHER CONSLUTANTS | WO/AAH/AAH02/5 | VEDIC VAASTU PLANNERS | Consultancy charges of Vaastu Consultancy & Planning for proposed Residential Block at Ahana Project. | Consultancy charges of Vaastu Consultancy & Planning for proposed Residential Block at Ahana Project. | Lump Sum | 1 | 150000 | Approved
SOUTHWINDS PROJECT LLP (PHASE - III & IV) | FINISHING PHASE - IV | Wood Work |  | WO/SP34/FW4/52 | Tripti Engineering Services Pvt. Ltd. | MS Duct/Shaft door with Glass Panel - Block - 13, 15 & MLCP | Supply, fabrication & Erection of MS Duct Cover with Glass Panel powder coated (Colour code approved by site) made of 1.6 mm sheet (2.0 kg per SQFT approx. weight) with frame fittings including transportation, lifting, fixing all complete in all respect as per drawing and direction of EIC. Location- Block-13, 15 & MLCP |  | 0 | 0 | Approved
SOUTHWINDS PROJECT LLP (PHASE - III & IV) | FINISHING PHASE - IV | Wood Work |  | WO/SP34/FW4/52 | Tripti Engineering Services Pvt. Ltd. | MS Duct Door with Glass: Block – 13 | MS Duct Door with Glass: Block – 13 Fire hydrant duct : Size (1160 X 1475)mm ; 18 Nos. ; 2 Shutter. Note : For Glass Panel Cut out area as per Drawings. | Kgs | 529.2 | 152 | Approved
SOUTHWINDS PROJECT LLP (PHASE - III & IV) | FINISHING PHASE - IV | Wood Work |  | WO/SP34/FW4/52 | Tripti Engineering Services Pvt. Ltd. | MS Duct Door with Glass: Block – 15 | MS Duct Door with Glass: Block – 15 Fire hydrant duct : Size (1800 X 1500)mm ; 18 Nos. ; 3 Shutter. Note : For Glass Panel Cut out area as per Drawings. | Kgs | 847.8 | 152 | Approved
SOUTHWINDS PROJECT LLP (PHASE - III & IV) | FINISHING PHASE - IV | Wood Work |  | WO/SP34/FW4/52 | Tripti Engineering Services Pvt. Ltd. | MS Duct Door with Glass: MLCP | MS Duct Door with Glass: MLCP Fire hydrant duct : Size (1500 X 1900)mm ; 6 Nos. ; 3 Shutter. Note : For Glass Panel Cut out area as per Drawings. | Kgs | 310.5 | 152 | Approved
SOUTHWINDS PROJECT LLP (PHASE - III & IV) | FINISHING PHASE - IV | Wood Work |  | WO/SP34/FW4/52 | Tripti Engineering Services Pvt. Ltd. | Clear Glass 4mm : Block – 13 | Clear Glass 4mm : Block – 13 Fire hydrant duct – Clear Glass 4mm thick Size as per Drawings | Nos. | 36 | 748 | Approved
SOUTHWINDS PROJECT LLP (PHASE - III & IV) | FINISHING PHASE - IV | Wood Work |  | WO/SP34/FW4/52 | Tripti Engineering Services Pvt. Ltd. | Clear Glass 4mm : Block – 15 | Clear Glass 4mm : Block – 15 Fire hydrant duct – Clear Glass 4mm thick Size as per Drawings | Nos. | 36 | 792 | Approved
SOUTHWINDS PROJECT LLP (PHASE - III & IV) | FINISHING PHASE - IV | Wood Work |  | WO/SP34/FW4/52 | Tripti Engineering Services Pvt. Ltd. | Clear Glass 4mm : MLCP | Clear Glass 4mm : MLCP Fire hydrant duct – Clear Glass 4mm thick Size as per Drawings | Nos. | 12 | 616 | Approved
SOUTHWINDS PROJECT LLP (PHASE - III & IV) | FINISHING PHASE - IV | Wood Work |  | WO/SP34/FW4/52 | Tripti Engineering Services Pvt. Ltd. | MS Duct/Shaft door without Glass Panel - Block - 13, 15 & MLCP | Supply, fabrication & Erection of MS Duct Cover without Glass Panel powder coated (Colour code approved by site) made of 1.6 mm sheet (2.0 kg per SQFT approx. weight) with frame fittings including transportation, lifting, fixing all complete in all respect as per drawing and direction of EIC. Location- Block-13, 15 & MLCP |  | 0 | 0 | Approved
SOUTHWINDS PROJECT LLP (PHASE - III & IV) | FINISHING PHASE - IV | Wood Work |  | WO/SP34/FW4/52 | Tripti Engineering Services Pvt. Ltd. | MS Duct Door without Glass: Block – 13 | MS Duct Door without Glass: Block – 13 Electrical : Size (1110 X 1750)mm ; 18 Nos. ; 2 Shutter Comm/FDA/PA : Size (1410 X 1750)mm ; 18 Nos. ; 2 Shutter Sprinkler duct at lobby : Size (1500 X 1750)mm ; 18 Nos. ; 2 Shutter Electrical : Size (1030 X 1750)mm ; 14 Nos. ; 2 Shutter Comm/FDA/PA : Size (1400 X 1750)mm ; 14 Nos. ; 2 Shutter Comm/FDA/PA : Size (1400 X 1900)mm ; 4 Nos. ; 2 Shutter | Kgs | 4140 | 152 | Approved
SOUTHWINDS PROJECT LLP (PHASE - III & IV) | FINISHING PHASE - IV | Wood Work |  | WO/SP34/FW4/52 | Tripti Engineering Services Pvt. Ltd. | MS Duct Door without Glass: Block – 15 | MS Duct Door without Glass: Block – 15 Electrical : Size (1400 X 1900)mm ; 18 Nos. ; 2 Shutter Comm/FDA/PA : Size (1450 X 1900)mm ; 18 Nos. ; 2 Shutter | Kgs | 2064.6 | 152 | Approved
SOUTHWINDS PROJECT LLP (PHASE - III & IV) | FINISHING PHASE - IV | Wood Work |  | WO/SP34/FW4/52 | Tripti Engineering Services Pvt. Ltd. | MS Duct Door without Glass: MLCP | MS Duct Door without Glass: MLCP Electrical : Size (1600 X 1900)mm ; 6 Nos. ; 3 Shutter Comm/FDA/PA : Size (1270 X 1900)mm ; 6 Nos. ; 2 Shutter Comm/FDA/PA : Size (865 X 1900)mm ; 6 Nos. ; 2 Shutter | Kgs | 1042.2 | 152 | Approved
Primarc Chambers | BLOCK | HVAC Works |  | WO/PCH/PC01/34 | UNIVERSAL ENERGY SOLUTIONS PVT. LTD. | 18 HP Normal Capacity - Cooling Only Top Discharge VRV - X | 18 HP Normal Capacity - Cooling Only Top Discharge VRV - X | Nos | 1 | 22815 | Approved
SOUTHWINDS PROJECT LLP (PHASE - III & IV) | MEP PHASE - IV | Water Treatment Plant |  | WO/SP34/MW4/60 | RESONANCE | Supply, erection & commissioning of 50 cum/hr Water Treatment Plant as per BOQ and terms & Condition. | Supply, erection & commissioning of 50 cum/hr Water Treatment Plant as per BOQ and terms & Condition. |  | 0 | 0 | Approved
SOUTHWINDS PROJECT LLP (PHASE - III & IV) | MEP PHASE - IV | Water Treatment Plant |  | WO/SP34/MW4/60 | RESONANCE | Multigrade Filter | Multigrade Filter Size 1800 mm Dia. x 2000 mm HOS MOC MSEP Media Treated Sand with under bed of gravels Media Qty. 3400 Kgs. Media + 1200 Kgs. under bed Pipeline 100 NB MS frontal pipe work with 05 nos. CI butterfly valves.Shell & Dish Thickness- 6 & 8 mm | Set | 1 | 290000 | Approved
SOUTHWINDS PROJECT LLP (PHASE - III & IV) | MEP PHASE - IV | Water Treatment Plant |  | WO/SP34/MW4/60 | RESONANCE | Softener | Softener Size 1600 mm Dia. x 2000 mm HOS MOC MSEP Media :Softening Resin ( INDION 225 Na)- 3000 Lts. with under bed of gravels. Pipeline 100 NB MS frontal pipe work with 05 nos. CI butterfly valves.Shell & Dish Thickness- 6 & 8 mm | Set | 1 | 705000 | Approved
SOUTHWINDS PROJECT LLP (PHASE - III & IV) | MEP PHASE - IV | Water Treatment Plant |  | WO/SP34/MW4/60 | RESONANCE | Brine Tank | Brine Tank Capacity 3000 Lts MOC LLDPE Stirrer Motor 0.5 HP Motor with reducing gear box, SS stirrer, MSEP mounting support. | Set | 1 | 55000 | Approved
SOUTHWINDS PROJECT LLP (PHASE - III & IV) | MEP PHASE - IV | Water Treatment Plant |  | WO/SP34/MW4/60 | RESONANCE | Chlorine Doser | Chlorine Doser Capacity 0-10 LPH Tank 300 Lts MOC of Tank HDPE Qty. 01 Pipeline 15 NB. | Set | 1 | 10000 | Approved
SOUTHWINDS PROJECT LLP (PHASE - III & IV) | MEP PHASE - IV | Water Treatment Plant |  | WO/SP34/MW4/60 | RESONANCE | Filter Feed Pump | Filter Feed Pump (1W + 1SB) 50 Cum/ 27 Mtr head Make- Wilo | Set | 1 | 80000 | Approved
SOUTHWINDS PROJECT LLP (PHASE - III & IV) | MEP PHASE - IV | Water Treatment Plant |  | WO/SP34/MW4/60 | RESONANCE | Pump Panel with level controler | Pump Panel with level controler | Set | 1 | 37000 | Approved
SOUTHWINDS PROJECT LLP (PHASE - III & IV) | MEP PHASE - IV | Water Treatment Plant |  | WO/SP34/MW4/60 | RESONANCE | FLOAT SWITCH FOR AUTOMATION | FLOAT SWITCH FOR AUTOMATION Make Aster Type Balloon | Set | 1 | 13000 | Approved
SOUTHWINDS PROJECT LLP (PHASE - III & IV) | MEP PHASE - IV | Water Treatment Plant |  | WO/SP34/MW4/60 | RESONANCE | Interconnecting Pipe work | Interconnecting Pipe work MOC MS pipe between MGF & SF with supprots. | Lot | 1 | 24000 | Approved
SOUTHWINDS PROJECT LLP (PHASE - III & IV) | MEP PHASE - IV | Water Treatment Plant |  | WO/SP34/MW4/60 | RESONANCE | Erection Commissioning Charges | Erection Commissioning Charges | Lump Sum | 1 | 30000 | Approved
BHOPAL - COMMERCIAL | COMMON INFRASTRUCTURE | Consultancy Charges | STRUCTURAL CONSULTANT | WO/BPC/BPC3/9 | Sterling Engineering Consultancy Services Pvt. Ltd. | Peer review of Structural Design | Consultancy Charges for Peer Review of Structural Design of the proposed Commercial project (9,00,000 Sq.Ft. Approx) at Bhopal. | Lump Sum | 1 | 2450000 | Approved
BHOPAL - RESIDENTIAL | COMMON INFRASTRUCTURE | Consultancy Charges | STRUCTURAL CONSULTANT | WO/BPR/BPR3/8 | Sterling Engineering Consultancy Services Pvt. Ltd. | Peer review of Structural Design | Consultancy Charges for Peer Review of Structural Design of the proposed Residential project (4,50,000 Sq.Ft. Approx) at Bhopal. | Lump Sum | 1 | 1050000 | Approved
Primarc Aadvika | PRE-CONSTRUCTION PHASE | Test Pile |  | WO/HW1/PHW1/21 | A2S CONSTRUCTIVE | Pile Integrity Test | Charges for conducting Low strain pile Integrity Test (PET/PIT) on cast-in-situ Piles taking necessary Readings,Interpretation of Test results and submitting two copies of reports.Per visit include testing upto 20 nos of Pile | Visit | 1 | 9000 | Approved
Primarc Aahana | OVERHEAD | Security Expense |  | WO/AAH/AAH03/1 | Secura Infra Services Pvt. Ltd. | Providing Security Personnel | Providing Security Personnel at site | Months | 0 | 0 | Amended & Approved
Primarc Aahana | OVERHEAD | Security Expense |  | WO/AAH/AAH03/1 | Secura Infra Services Pvt. Ltd. | Security Guard | Providing One (01) Security Guard @ 12 hrs. daily basis for 26/27 days in a month including NH & management fees, from 1st Feb'2025 to 31st Mar'2025. | Head | 2 | 16201 | Approved
Primarc Aahana | OVERHEAD | Security Expense |  | WO/AAH/AAH03/1 | Secura Infra Services Pvt. Ltd. | Security Guard | Providing One (01) Security Guard@12 hrs. daily basis for full month including reliever, NH & management fees, from 1st Feb'2025 to 31st Mar'2025 | Head | 2 | 18234 | Approved
Primarc Aahana | OVERHEAD | Security Expense |  | WO/AAH/AAH03/1 | Secura Infra Services Pvt. Ltd. | Security Guard | Providing One (01) Security Guard @ 8.5 hrs. daily basis for 26/27 days in a month including NH & management fees, from 1st Jan'2025 to 31st Jan'2025. | Head | 1 | 14566 | Approved
Primarc Aadvika | EXPERIENCE CENTER | Hardscape |  | WO/HW1/PHW3/15 | A.M. Enterprise | Granite Flooring | Providing & Fixing charges of Granite Flooring (25mm thk Sera Grey Granite- Leather finish) at ground level over a bed of 35-40 mm thick cement mortar (1:4) in proper line & level.The joints will be filled with Grey/ white cement slurry pigmented to match including all materials, labours, tools & tackles, all lead & lifts and finishing & cleaning all complete as per drawing, specification and direction of Engineer-in-Charge. (Only Cement & Granite slab will be supplied by client) . Location: Pathway | Sq.Ft. | 522.781 | 52 | Approved
Primarc Aadvika | EXPERIENCE CENTER | Hardscape |  | WO/HW1/PHW3/15 | A.M. Enterprise | Ramp patti | Providing and fixing Charges of Granite (25mm thk Sera Grey Granite- Leather finish) for Ramp patti (100mm wide)of average over a bed of 35-40mm thick cement mortar (1:4)at entry Ramp area as per drawing and direction of Engineer-In-Charge. (Only Cement & Granite slab will be supplied by client) . Location: Main Gate entrance | Rft | 0 | 43 | Approved
SOUTHWINDS PROJECT LLP (PHASE - III & IV) | PRE-CONSTRUCTION PHASE - III & IV | Fire Fighting |  | WO/SP34/PC34/66 | FIRESAFE SAFETY ENTERPRISES | Fire Extinguisher re-filling Work (Refilling Date 19.03.2025) as per BOQ and direction of EIC. | Fire Extinguisher re-filling Work (Refilling Date 19.03.2025) as per BOQ and direction of EIC. |  | 0 | 0 | Amended & Approved
SOUTHWINDS PROJECT LLP (PHASE - III & IV) | PRE-CONSTRUCTION PHASE - III & IV | Fire Fighting |  | WO/SP34/PC34/66 | FIRESAFE SAFETY ENTERPRISES | ABC type Fire Extinguisher | Charges for refilling of ABC type Fire Extinguisher capacity: 06 Kg. | Nos | 17 | 320 | Approved
SOUTHWINDS PROJECT LLP (PHASE - III & IV) | PRE-CONSTRUCTION PHASE - III & IV | Fire Fighting |  | WO/SP34/PC34/66 | FIRESAFE SAFETY ENTERPRISES | CO 2 Type Fire Extinguisher | Charges for refilling of CO 2 Type Fire Extinguisher capacity: 4.5 Kg. | Nos | 2 | 320 | Approved
SOUTHWINDS PROJECT LLP (PHASE - III & IV) | PRE-CONSTRUCTION PHASE - III & IV | Fire Fighting |  | WO/SP34/PC34/66 | FIRESAFE SAFETY ENTERPRISES | M.Foam Type Fire Extinguisher | Charges for refilling of M.Foam Type Fire Extinguisher capacity: 09 Ltr. | Nos | 2 | 320 | Approved
SOUTHWINDS PROJECT LLP (PHASE - III & IV) | BLOCK PHASE - IV | Water Proofing |  | WO/SP34/BP4/22 | PRERONA CONSTRUCTION | Repairing of Cracks | Providing & Applying Charges for repairing of cracks preparing crack will be cut off as per require & direction of Engineer-in-charge Cleaning the surface, it must be free from oil, grease and standing water and surface must be dry and crack should be filled using Sikadur – 55 LP IN. |  | 0 | 0 | Approved
SOUTHWINDS PROJECT LLP (PHASE - III & IV) | BLOCK PHASE - IV | Water Proofing |  | WO/SP34/BP4/23 | S K CONSTRUCTION | Repairing of Cracks | Providing & Applying Charges for repairing of cracks preparing crack will be cut off as per require & direction of Engineer-in-charge Cleaning the surface, it must be free from oil, grease and standing water and surface must be dry and crack should be filled using Sikadur – 55 LP IN. |  | 0 | 0 | Approved
SOUTHWINDS PROJECT LLP (PHASE - III & IV) | BLOCK PHASE - IV | Water Proofing |  | WO/SP34/BP4/22 | PRERONA CONSTRUCTION | Block 13 - Roof | Block 13 - Roof | RMT | 34 | 250 | Approved
SOUTHWINDS PROJECT LLP (PHASE - III & IV) | BLOCK PHASE - IV | Water Proofing |  | WO/SP34/BP4/22 | PRERONA CONSTRUCTION | Block 14 (Part - 1) - Roof | Block 14 (Part - 1) - Roof | RMT | 45 | 250 | Approved
SOUTHWINDS PROJECT LLP (PHASE - III & IV) | BLOCK PHASE - IV | Water Proofing |  | WO/SP34/BP4/23 | S K CONSTRUCTION | Block 14 (Part - 2) - Roof | Block 14 (Part - 2) - Roof | RMT | 35 | 250 | Approved
SOUTHWINDS PROJECT LLP (PHASE - III & IV) | BLOCK PHASE - IV | Water Proofing |  | WO/SP34/BP4/22 | PRERONA CONSTRUCTION | Block 15 - Roof | Block 15 - Roof | RMT | 57 | 250 | Approved
BHOPAL - COMMERCIAL | OVERHEAD | Project Management Consultant Services |  | WO/BPC/BPC5/5 | Jones Lang LaSalle Property Consultants (India) Pvt Ltd. | PMC services | Project Management Team for Commercial Development |  | 0 | 0 | Approved
BHOPAL - COMMERCIAL | OVERHEAD | Project Management Consultant Services |  | WO/BPC/BPC5/5 | Jones Lang LaSalle Property Consultants (India) Pvt Ltd. | 1 | Project Manager | Months | 25.5 | 450000 | Approved
BHOPAL - COMMERCIAL | OVERHEAD | Project Management Consultant Services |  | WO/BPC/BPC5/5 | Jones Lang LaSalle Property Consultants (India) Pvt Ltd. | 2 | APM-Planning & Billing | Months | 25.5 | 227000 | Approved
BHOPAL - COMMERCIAL | OVERHEAD | Project Management Consultant Services |  | WO/BPC/BPC5/5 | Jones Lang LaSalle Property Consultants (India) Pvt Ltd. | 3 | APM- Contracts | Months | 27 | 180000 | Approved
BHOPAL - COMMERCIAL | OVERHEAD | Project Management Consultant Services |  | WO/BPC/BPC5/5 | Jones Lang LaSalle Property Consultants (India) Pvt Ltd. | 4 | Construction Manager - Civil | Months | 22 | 250000 | Approved
BHOPAL - COMMERCIAL | OVERHEAD | Project Management Consultant Services |  | WO/BPC/BPC5/5 | Jones Lang LaSalle Property Consultants (India) Pvt Ltd. | 5 | Construction Manager - MEPF | Months | 14 | 250000 | Approved
BHOPAL - COMMERCIAL | OVERHEAD | Project Management Consultant Services |  | WO/BPC/BPC5/5 | Jones Lang LaSalle Property Consultants (India) Pvt Ltd. | PMC services | Mall Construction Team for Commercial Development |  | 0 | 0 | Approved
BHOPAL - COMMERCIAL | OVERHEAD | Project Management Consultant Services |  | WO/BPC/BPC5/5 | Jones Lang LaSalle Property Consultants (India) Pvt Ltd. | 1 | APM-Civil 1 | Months | 18 | 160000 | Approved
BHOPAL - COMMERCIAL | OVERHEAD | Project Management Consultant Services |  | WO/BPC/BPC5/5 | Jones Lang LaSalle Property Consultants (India) Pvt Ltd. | 2 | Sr. Executive Civil 2 | Months | 29.5 | 140000 | Approved
BHOPAL - COMMERCIAL | OVERHEAD | Project Management Consultant Services |  | WO/BPC/BPC5/5 | Jones Lang LaSalle Property Consultants (India) Pvt Ltd. | 3 | APM C&I | Months | 12 | 160000 | Approved
BHOPAL - COMMERCIAL | OVERHEAD | Project Management Consultant Services |  | WO/BPC/BPC5/5 | Jones Lang LaSalle Property Consultants (India) Pvt Ltd. | 4 | Sr. Executive C&I | Months | 11 | 140000 | Approved
BHOPAL - COMMERCIAL | OVERHEAD | Project Management Consultant Services |  | WO/BPC/BPC5/5 | Jones Lang LaSalle Property Consultants (India) Pvt Ltd. | 6 | Sr. Executive MEPF | Months | 9 | 140000 | Approved
BHOPAL - COMMERCIAL | OVERHEAD | Project Management Consultant Services |  | WO/BPC/BPC5/5 | Jones Lang LaSalle Property Consultants (India) Pvt Ltd. | 7 | Safety Officer | Months | 35 | 140000 | Approved
SOUTHWINDS PROJECT LLP (PHASE - III & IV) | FINISHING PHASE - IV | External Painting |  | WO/SP34/FW4/53 | ARTISAN | Ultrafine Texture - MLCP | Providing and Applying of one coat Alkali Block Primer followed by Ultrafine Texture (Roller Finish) and then two coats of Exterior Acrylic Paint at External Surface of the Building with approved colour as mentioned in the drawing including all scaffolding (Jhula Bhara/Gandola), lifting of the material, loading-unloading charges all complete as per direction of Engineer -in-Charge. Brand: ICI/Nerolac/Asian Paints/Birla Opus , Location:- Elevation |  | 0 | 0 | Amended & Approved
SOUTHWINDS PROJECT LLP (PHASE - III & IV) | FINISHING PHASE - IV | External Painting |  | WO/SP34/FW4/53 | ARTISAN | For MLCP Block | For MLCP Block | Sq.Mtr. | 3423.094 | 228 | Approved
SOUTHWINDS PROJECT LLP (PHASE - III & IV) | FINISHING PHASE - IV | External Painting |  | WO/SP34/FW4/53 | ARTISAN | Ultrafine NonTexture - MLCP | Providing and Applying of one coat Alkali Block Primer followed by Ultrafine NonTexture (Roller Finish) and then two coats of Exterior Acrylic Paint at External Surface of the Building with approved colour as mentioned in the drawing including all scaffolding (Jhula Bhara/Gandola), lifting of the material, loading-unloading charges all complete as per direction of Engineer -in-Charge. Brand: ICI/Nerolac/Asian Paints/Birla Opus , Location:- Elevation |  | 0 | 0 | Amended & Approved
SOUTHWINDS PROJECT LLP (PHASE - III & IV) | FINISHING PHASE - IV | External Painting |  | WO/SP34/FW4/53 | ARTISAN | For MLCP Block | For MLCP Block | Sq.Mtr. | 136.596 | 110 | Approved
BHOPAL - RESIDENTIAL | OVERHEAD | Project Management Consultant Services |  | WO/BPR/BPR4/3 | Jones Lang LaSalle Property Consultants (India) Pvt Ltd. | PMC Services- Residential Development | Project Management Team for Residential Development |  | 0 | 0 | Approved
BHOPAL - RESIDENTIAL | OVERHEAD | Project Management Consultant Services |  | WO/BPR/BPR4/3 | Jones Lang LaSalle Property Consultants (India) Pvt Ltd. | 1 | Project Manager | Months | 13 | 450000 | Approved
BHOPAL - RESIDENTIAL | OVERHEAD | Project Management Consultant Services |  | WO/BPR/BPR4/3 | Jones Lang LaSalle Property Consultants (India) Pvt Ltd. | 2 | APM-Planning & Billing | Months | 14 | 227000 | Approved
BHOPAL - RESIDENTIAL | OVERHEAD | Project Management Consultant Services |  | WO/BPR/BPR4/3 | Jones Lang LaSalle Property Consultants (India) Pvt Ltd. | 3 | APM- Contracts | Months | 10 | 180000 | Approved
BHOPAL - RESIDENTIAL | OVERHEAD | Project Management Consultant Services |  | WO/BPR/BPR4/3 | Jones Lang LaSalle Property Consultants (India) Pvt Ltd. | 4 | Construction Manager - Civil | Months | 10 | 250000 | Approved
BHOPAL - RESIDENTIAL | OVERHEAD | Project Management Consultant Services |  | WO/BPR/BPR4/3 | Jones Lang LaSalle Property Consultants (India) Pvt Ltd. | 5 | Construction Manager - MEPF | Months | 6 | 250000 | Approved
SOUTHWINDS PROJECT LLP (PHASE - III & IV) | FINISHING PHASE - IV | External Painting |  | WO/SP34/FW4/53 | ARTISAN | Epoxy primer with synthetic enamel paint at Outside opening Railing | Providing and applying of one coat Epoxy primer with two coats of synthetic enamel paint including scraping, sand papering with all finishing work at Railing (Glossy Finish) as per direction of Engineer-in-Charge. Note: Material shall be applied after approval of Engineer-in-Charge. Brand: (Asian Paints/ICI/Berger/Birla Opus) Location: Outside opening Railing |  | 0 | 0 | Amended & Approved
SOUTHWINDS PROJECT LLP (PHASE - III & IV) | FINISHING PHASE - IV | External Painting |  | WO/SP34/FW4/53 | ARTISAN | For MLCP Block | For MLCP Block | Sq.Ft. | 2266.158 | 15 | Approved
BHOPAL - RESIDENTIAL | OVERHEAD | Project Management Consultant Services |  | WO/BPR/BPR4/3 | Jones Lang LaSalle Property Consultants (India) Pvt Ltd. | PMC Services- Residential Development | Construction Team for Residential Development |  | 0 | 0 | Amended & Approved
BHOPAL - RESIDENTIAL | OVERHEAD | Project Management Consultant Services |  | WO/BPR/BPR4/3 | Jones Lang LaSalle Property Consultants (India) Pvt Ltd. | 2 | Sr. Executive Civil 1 | Months | 16.5 | 140000 | Approved
BHOPAL - RESIDENTIAL | OVERHEAD | Project Management Consultant Services |  | WO/BPR/BPR4/3 | Jones Lang LaSalle Property Consultants (India) Pvt Ltd. | 3 | Sr. Executive Finishes | Months | 10 | 140000 | Approved
BHOPAL - RESIDENTIAL | OVERHEAD | Project Management Consultant Services |  | WO/BPR/BPR4/3 | Jones Lang LaSalle Property Consultants (India) Pvt Ltd. | 5 | Sr. Executive MEPF | Months | 10 | 140000 | Approved
SOUTHWINDS PROJECT LLP (PHASE - III & IV) | FINISHING PHASE - IV | External Painting |  | WO/SP34/FW4/53 | ARTISAN | Epoxy primer with synthetic enamel paint at Handicap Ramp Railing / Ladders | Providing and applying of one coat epoxy primer with two coats of synthetic enamel paint of approved shade and brand over MS members including scraping, sand papering with all finishing work (Glossy finish) as per direction of Engineer-in-Charge. Brand: (Asian Paints/ICI/Berger/Birla Opus), Location: Handicap ramp railing/Ladders |  | 0 | 0 | Amended & Approved
SOUTHWINDS PROJECT LLP (PHASE - III & IV) | FINISHING PHASE - IV | External Painting |  | WO/SP34/FW4/53 | ARTISAN | For MLCP Block | For MLCP Block | Sq.Ft. | 163.074 | 15 | Approved
The Ramdulari | COMMON INFRASTRUCTURE | Consultancy Charges |  |  |  | Rate Escalation | Rate escalation Over Item No. 1.1.1 for time period extension of 12 months (from 1st Dec 2025 to 31st Dec 2025). | Lump Sum |  |  | Amended & Draft
The Ramdulari | COMMON INFRASTRUCTURE | Consultancy Charges | LANDSCAPING CONSULTANT | WO/RP/RP03/5 | IPDM Services (INDIA) Pvt. Ltd. | Rate Escalation | Rate escalation over Item No. 1.1.1 (Balance work order value of ₹7,00,000) for time period extension of 12 months (from 1st Dec 2025 to 31st Dec 2025). | Lump Sum | 1 | 245000 | Approved
Primarc Chambers | COMMON INFRASTRUCTURE | Grill / Steel Work |  | WO/PCH/PC04/27 | ADA-METCON | Installation of Mechanical & Chemical Anchor Fastner | Installation of Mechanical & Chemical Anchor Fastener for DG,WTP, Main Gate, AC ODU Platform etc. |  | 0 | 0 | Approved
Primarc Chambers | COMMON INFRASTRUCTURE | Grill / Steel Work |  | WO/PCH/PC04/27 | ADA-METCON | Mechanical Anchoring | "Charges for Installation of Mechanical Anchor (as approved) including drilling & cleaning the holes to blow out the remaining dust, inserting & fixing of anchor fastener in the desired position with all finishes and complete inclduing all tools & tackles, machineries, labours at any heights and levels as per the specification, requirement and as directed by EIC.(Anchor shall be supplied by Client but subject to reconciliation)" | Nos | 188 | 13.5 | Approved
Primarc Chambers | COMMON INFRASTRUCTURE | Grill / Steel Work |  | WO/PCH/PC04/27 | ADA-METCON | Chemical Anchoring | "Charges for Installation of Chemical Anchor (as approved) including drilling & cleaning the holes to blow out the remaining dust, injecting the adhesive chemical at the bottom of the hole, inserting & fixing of anchor fastener/threaded rods in the desired position and hardening and curing it with all finishes and complete including all tools & tackles, machineries, labours at any heights and levels as per the specification, requirement and as directed by EIC. | Nos | 248 | 72 | Approved
Primarc Chambers | BLOCK | HVAC Works |  | WO/PCH/PC01/33 | UNIVERSAL ENERGY SOLUTIONS PVT. LTD. | 28 HP Normal Capacity - Cooling Only Top Discharge VRV - X | 28 HP Normal Capacity - Cooling Only Top Discharge VRV - X | Nos. | 1 | 30420 | Approved
Primarc Chambers | BLOCK | HVAC Works |  | WO/PCH/PC01/33 | UNIVERSAL ENERGY SOLUTIONS PVT. LTD. | 18 HP Normal Capacity - Cooling Only Top Discharge VRV - X | 18 HP Normal Capacity - Cooling Only Top Discharge VRV - X | Nos. | 1 | 22815 | Approved
Primarc Chambers | BLOCK | HVAC Works |  | WO/PCH/PC01/33 | UNIVERSAL ENERGY SOLUTIONS PVT. LTD. | 9.5 mm dia SD - 19 mm thk. Insulation | 9.5 mm dia SD - 19 mm thk. Insulation | RMT | 18 | 487 | Approved
Primarc Chambers | BLOCK | HVAC Works |  | WO/PCH/PC01/33 | UNIVERSAL ENERGY SOLUTIONS PVT. LTD. | 15.9 mm dia HD - 19 mm thk. Insulation | 15.9 mm dia HD - 19 mm thk. Insulation | RMT | 32.5 | 875 | Approved
Primarc Chambers | BLOCK | HVAC Works |  | WO/PCH/PC01/33 | UNIVERSAL ENERGY SOLUTIONS PVT. LTD. | 19.1 mm dia HD - 25 mm thk. Insulation | 19.1 mm dia HD - 25 mm thk. Insulation | RMT | 3 | 959 | Approved
Primarc Chambers | BLOCK | HVAC Works |  | WO/PCH/PC01/33 | UNIVERSAL ENERGY SOLUTIONS PVT. LTD. | 34.9 mm dia HD - 25 mm thk. Insulation | 34.9 mm dia HD - 25 mm thk. Insulation | RMT | 3 | 1973 | Approved
SOUTHWINDS PROJECT LLP (PHASE - III & IV) | MEP PHASE - IV | HVAC Works |  | WO/SP34/MW4/61 | UNIVERSAL ENERGY SOLUTIONS PVT. LTD. | VRV Outdoor Units : 12 HP & 10 HP Normal Capacity | VRV Outdoor Units : Installation, testing & Commissioning of factory assembled DAIKIN make VRV OUTDOOR Units are complete with compressor, condenser, condenser fan, controller & suitable for R-410A Refrigerant with all accessories to complete the system. |  | 0 | 0 | Approved
SOUTHWINDS PROJECT LLP (PHASE - III & IV) | MEP PHASE - IV | HVAC Works |  | WO/SP34/MW4/61 | UNIVERSAL ENERGY SOLUTIONS PVT. LTD. | 12 HP Normal Capacity | 12 HP Normal Capacity - Cooling Only side Discharge VRV - X | Nos | 1 | 15210 | Approved
SOUTHWINDS PROJECT LLP (PHASE - III & IV) | MEP PHASE - IV | HVAC Works |  | WO/SP34/MW4/61 | UNIVERSAL ENERGY SOLUTIONS PVT. LTD. | 10 HP Normal Capacity | 10 HP Normal Capacity - Cooling Only side Discharge VRV - X | Nos | 2 | 12675 | Approved
SOUTHWINDS PROJECT LLP (PHASE - III & IV) | MEP PHASE - IV | HVAC Works |  | WO/SP34/MW4/61 | UNIVERSAL ENERGY SOLUTIONS PVT. LTD. | VRV Indoor Units : 4-Way Cassette Type IDU's | VRV Indoor Units : Installation, testing & Commissioning of Fully factory assembled, all wired & tested Indoor Units with cordless remote as per specifications & as required to make the system complete. 4-Way Cassette Type IDU's |  | 0 | 0 | Approved
SOUTHWINDS PROJECT LLP (PHASE - III & IV) | MEP PHASE - IV | HVAC Works |  | WO/SP34/MW4/61 | UNIVERSAL ENERGY SOLUTIONS PVT. LTD. | 4.5 TR Roud Flow Cassette Type IDU's | 4.5 TR Roud Flow Cassette Type IDU's | Nos | 2 | 1920 | Approved
SOUTHWINDS PROJECT LLP (PHASE - III & IV) | MEP PHASE - IV | HVAC Works |  | WO/SP34/MW4/61 | UNIVERSAL ENERGY SOLUTIONS PVT. LTD. | 4.0 TR Roud Flow Cassette Type IDU's | 4.0 TR Roud Flow Cassette Type IDU's | Nos | 1 | 1920 | Approved
SOUTHWINDS PROJECT LLP (PHASE - III & IV) | MEP PHASE - IV | HVAC Works |  | WO/SP34/MW4/61 | UNIVERSAL ENERGY SOLUTIONS PVT. LTD. | 3.2 TR Roud Flow Cassette Type IDU's | 3.2 TR Roud Flow Cassette Type IDU's | Nos | 2 | 1680 | Approved
SOUTHWINDS PROJECT LLP (PHASE - III & IV) | MEP PHASE - IV | HVAC Works |  | WO/SP34/MW4/61 | UNIVERSAL ENERGY SOLUTIONS PVT. LTD. | 2.5 TR Roud Flow Cassette Type IDU's | 2.5 TR Roud Flow Cassette Type IDU's | Nos | 2 | 1680 | Approved
SOUTHWINDS PROJECT LLP (PHASE - III & IV) | MEP PHASE - IV | HVAC Works |  | WO/SP34/MW4/61 | UNIVERSAL ENERGY SOLUTIONS PVT. LTD. | 2.0 TR Roud Flow Cassette Type IDU's | 2.0 TR Roud Flow Cassette Type IDU's | Nos | 1 | 1440 | Approved
SOUTHWINDS PROJECT LLP (PHASE - III & IV) | MEP PHASE - IV | HVAC Works |  | WO/SP34/MW4/61 | UNIVERSAL ENERGY SOLUTIONS PVT. LTD. | 1.0 TR Roud Flow Cassette Type IDU's | 1.0 TR Roud Flow Cassette Type IDU's | Nos | 1 | 1440 | Approved
SOUTHWINDS PROJECT LLP (PHASE - III & IV) | MEP PHASE - IV | HVAC Works |  | WO/SP34/MW4/61 | UNIVERSAL ENERGY SOLUTIONS PVT. LTD. | VRV Indoor Units : 2-Way Cassette Type IDU's | VRV Indoor Units : Installation, testing & Commissioning of Fully factory assembled, all wired & tested Indoor Units with cordless remote as per specifications & as required to make the system complete. 2-Way Cassette Type IDU's |  | 0 | 0 | Approved
SOUTHWINDS PROJECT LLP (PHASE - III & IV) | MEP PHASE - IV | HVAC Works |  | WO/SP34/MW4/61 | UNIVERSAL ENERGY SOLUTIONS PVT. LTD. | 4.0 TR 2 Way Type Cassette Type IDU's | 4.0 TR 2 Way Type Cassette Type IDU's | Nos | 0 | 1920 | Approved
SOUTHWINDS PROJECT LLP (PHASE - III & IV) | MEP PHASE - IV | HVAC Works |  | WO/SP34/MW4/61 | UNIVERSAL ENERGY SOLUTIONS PVT. LTD. | VRV Indoor Units : 4-Way Compact Cassette Type IDU's | VRV Indoor Units : Installation, testing & Commissioning of Fully factory assembled, all wired & tested Indoor Units with cordless remote as per specifications & as required to make the system complete. 4-Way Compact Cassette Type IDU's |  | 0 | 0 | Approved
SOUTHWINDS PROJECT LLP (PHASE - III & IV) | MEP PHASE - IV | HVAC Works |  | WO/SP34/MW4/61 | UNIVERSAL ENERGY SOLUTIONS PVT. LTD. | 1.6 TR Compact Cassette Type IDU's | 1.6 TR Compact Cassette Type IDU's | Nos | 0 | 1440 | Approved
SOUTHWINDS PROJECT LLP (PHASE - III & IV) | MEP PHASE - IV | HVAC Works |  | WO/SP34/MW4/61 | UNIVERSAL ENERGY SOLUTIONS PVT. LTD. | 1.3 TR Compact Cassette Type IDU's | 1.3 TR Compact Cassette Type IDU's | Nos | 0 | 1440 | Approved
SOUTHWINDS PROJECT LLP (PHASE - III & IV) | MEP PHASE - IV | HVAC Works |  | WO/SP34/MW4/61 | UNIVERSAL ENERGY SOLUTIONS PVT. LTD. | VRV Indoor Units : CeilIng Mounted Duct Type IDU's with corded Remote. | VRV Indoor Units : Installation, testing & Commissioning of Fully factory assembled, all wired & tested Indoor Units with cordless remote as per specifications & as required to make the system complete. CeilIng Mounted Duct Type IDU's with corded Remote. |  | 0 | 0 | Approved
SOUTHWINDS PROJECT LLP (PHASE - III & IV) | MEP PHASE - IV | HVAC Works |  | WO/SP34/MW4/61 | UNIVERSAL ENERGY SOLUTIONS PVT. LTD. | 4.5 TR Ceiling Mouted Duct Type IDU's | 4.5 TR Ceiling Mouted Duct Type IDU's | Nos | 0 | 3300 | Approved
SOUTHWINDS PROJECT LLP (PHASE - III & IV) | MEP PHASE - IV | HVAC Works |  | WO/SP34/MW4/61 | UNIVERSAL ENERGY SOLUTIONS PVT. LTD. | 4.0 TR Ceiling Mouted Duct Type IDU's | 4.0 TR Ceiling Mouted Duct Type IDU's | Nos | 0 | 2880 | Approved
SOUTHWINDS PROJECT LLP (PHASE - III & IV) | MEP PHASE - IV | HVAC Works |  | WO/SP34/MW4/61 | UNIVERSAL ENERGY SOLUTIONS PVT. LTD. | 3.2 TR Ceiling Mouted Duct Type IDU's | 3.2 TR Ceiling Mouted Duct Type IDU's | Nos | 0 | 2400 | Approved
SOUTHWINDS PROJECT LLP (PHASE - III & IV) | MEP PHASE - IV | HVAC Works |  | WO/SP34/MW4/61 | UNIVERSAL ENERGY SOLUTIONS PVT. LTD. | 2.5 TR Ceiling Mouted Duct Type IDU's | 2.5 TR Ceiling Mouted Duct Type IDU's | Nos | 0 | 2160 | Approved
SOUTHWINDS PROJECT LLP (PHASE - III & IV) | MEP PHASE - IV | HVAC Works |  | WO/SP34/MW4/61 | UNIVERSAL ENERGY SOLUTIONS PVT. LTD. | VRV Indoor Units : HI Wall Type Idu's | VRV Indoor Units : Installation, testing & Commissioning of Fully factory assembled, all wired & tested Indoor Units with cordless remote as per specifications & as required to make the system complete. HI Wall Type Idu's |  | 0 | 0 | Approved
SOUTHWINDS PROJECT LLP (PHASE - III & IV) | MEP PHASE - IV | HVAC Works |  | WO/SP34/MW4/61 | UNIVERSAL ENERGY SOLUTIONS PVT. LTD. | 2.0 TR | 2.0 TR | Nos | 1 | 1200 | Approved
SOUTHWINDS PROJECT LLP (PHASE - III & IV) | MEP PHASE - IV | HVAC Works |  | WO/SP34/MW4/61 | UNIVERSAL ENERGY SOLUTIONS PVT. LTD. | Supply, Installation , Commissioning of VRV systems including topping R410A gas | Supply, Installation , Commissioning of VRV systems including topping R410A gas as per site requirements. Refrigerant shall be environment friendly R410A. | HP | 32 | 743 | Approved
SOUTHWINDS PROJECT LLP (PHASE - III & IV) | MEP PHASE - IV | HVAC Works |  | WO/SP34/MW4/61 | UNIVERSAL ENERGY SOLUTIONS PVT. LTD. | Installation of Refnet Joint for VRV system. | Installation of Refnet Joint for VRV system. | Nos | 7 | 450 | Approved
SOUTHWINDS PROJECT LLP (PHASE - III & IV) | MEP PHASE - IV | HVAC Works |  | WO/SP34/MW4/61 | UNIVERSAL ENERGY SOLUTIONS PVT. LTD. | Copper Refrigerant Piping with Insulation for inside the building:(VRV) | Copper Refrigerant Piping with Insulation for inside the building:(VRV) - Supply ,Installation, Testing & Commissioning of Copper Refrigerant piping for VRV system complete with fittings, supports, joining, Class O insulation with aluminium foil pested nitrile tube, commissioing as per spectifications , all accessories as per spectifications any other item required to complete the system. The all copper pipe except inside shaft shall be lying on perforated cable tray. The price for cable tray shall be measured and billed sepRtely with item No. 11(Cable Tray) |  | 0 | 0 | Approved
SOUTHWINDS PROJECT LLP (PHASE - III & IV) | MEP PHASE - IV | HVAC Works |  | WO/SP34/MW4/61 | UNIVERSAL ENERGY SOLUTIONS PVT. LTD. | 6.4 mm dia SD - 13 mm thk. Insulation | 6.4 mm dia SD - 13 mm thk. Insulation | RMT | 5 | 338.2 | Approved
SOUTHWINDS PROJECT LLP (PHASE - III & IV) | MEP PHASE - IV | HVAC Works |  | WO/SP34/MW4/61 | UNIVERSAL ENERGY SOLUTIONS PVT. LTD. | 9.5 mm dia SD - 19 mm thk. Insulation | 9.5 mm dia SD - 19 mm thk. Insulation | RMT | 68 | 423.7 | Approved
SOUTHWINDS PROJECT LLP (PHASE - III & IV) | MEP PHASE - IV | HVAC Works |  | WO/SP34/MW4/61 | UNIVERSAL ENERGY SOLUTIONS PVT. LTD. | 12.7 mm dia SD - 19 mm thk. Insulation | 12.7 mm dia SD - 19 mm thk. Insulation | RMT | 14 | 580.45 | Approved
SOUTHWINDS PROJECT LLP (PHASE - III & IV) | MEP PHASE - IV | HVAC Works |  | WO/SP34/MW4/61 | UNIVERSAL ENERGY SOLUTIONS PVT. LTD. | 15.9 mm dia HD - 19 mm thk. Insulation | 15.9 mm dia HD - 19 mm thk. Insulation | RMT | 48 | 788.5 | Approved
SOUTHWINDS PROJECT LLP (PHASE - III & IV) | MEP PHASE - IV | HVAC Works |  | WO/SP34/MW4/61 | UNIVERSAL ENERGY SOLUTIONS PVT. LTD. | 19.1 mm dia HD - 25 mm thk. Insulation | 19.1 mm dia HD - 25 mm thk. Insulation | RMT | 3 | 866.4 | Approved
SOUTHWINDS PROJECT LLP (PHASE - III & IV) | MEP PHASE - IV | HVAC Works |  | WO/SP34/MW4/61 | UNIVERSAL ENERGY SOLUTIONS PVT. LTD. | 22.2 mm dia HD- 25 mm thk. Insulation | 22.2 mm dia HD- 25 mm thk. Insulation | RMT | 19 | 916.75 | Approved
SOUTHWINDS PROJECT LLP (PHASE - III & IV) | MEP PHASE - IV | HVAC Works |  | WO/SP34/MW4/61 | UNIVERSAL ENERGY SOLUTIONS PVT. LTD. | 25.4 mm dia HD- 25 mm thk. Insulation | 25.4 mm dia HD- 25 mm thk. Insulation | RMT | 10 | 1121.95 | Approved
SOUTHWINDS PROJECT LLP (PHASE - III & IV) | MEP PHASE - IV | HVAC Works |  | WO/SP34/MW4/61 | UNIVERSAL ENERGY SOLUTIONS PVT. LTD. | 28.6 mm dia HD - 25 mm thk. Insulation | 28.6 mm dia HD - 25 mm thk. Insulation | RMT | 0 | 1316.7 | Approved
SOUTHWINDS PROJECT LLP (PHASE - III & IV) | MEP PHASE - IV | HVAC Works |  | WO/SP34/MW4/61 | UNIVERSAL ENERGY SOLUTIONS PVT. LTD. | 31.8 mm dia HD - 25 mm thk. Insulation | 31.8 mm dia HD - 25 mm thk. Insulation | RMT | 0 | 1572.25 | Approved
SOUTHWINDS PROJECT LLP (PHASE - III & IV) | MEP PHASE - IV | HVAC Works |  | WO/SP34/MW4/61 | UNIVERSAL ENERGY SOLUTIONS PVT. LTD. | 34.9 mm dia HD - 25 mm thk. Insulation | 34.9 mm dia HD - 25 mm thk. Insulation | RMT | 0 | 1823.05 | Approved
SOUTHWINDS PROJECT LLP (PHASE - III & IV) | MEP PHASE - IV | HVAC Works |  | WO/SP34/MW4/61 | UNIVERSAL ENERGY SOLUTIONS PVT. LTD. | 38.1 mm dia HD - 25 mm thk. Insulation | 38.1 mm dia HD - 25 mm thk. Insulation | RMT | 0 | 2118.5 | Approved
SOUTHWINDS PROJECT LLP (PHASE - III & IV) | MEP PHASE - IV | HVAC Works |  | WO/SP34/MW4/61 | UNIVERSAL ENERGY SOLUTIONS PVT. LTD. | 41.3 mm dia HD - 25 mm thk. Insulation | 41.3 mm dia HD - 25 mm thk. Insulation | RMT | 0 | 2404.45 | Approved
SOUTHWINDS PROJECT LLP (PHASE - III & IV) | MEP PHASE - IV | HVAC Works |  | WO/SP34/MW4/61 | UNIVERSAL ENERGY SOLUTIONS PVT. LTD. | Copper Refrigerent Piping with insulation for terrece :(VRV) | Copper Refrigerent Piping with insulation for terrece :(VRV) - Supply ,Installation, Testing & Commissioning of Copper Refrigerant piping for VRV system complete with fittings, supports, joining, Class O insulation with glasscloth pested nitrile tube, commissioing as per spectifications , all accessories as per spectifications any other item required to complete the system. The all copper pipe except inside shaft shall be lying on perforated cable tray. The price for cable tray shall be measured and billed separatly with item No. 11(Cable Tray) |  | 0 | 0 | Approved
SOUTHWINDS PROJECT LLP (PHASE - III & IV) | MEP PHASE - IV | HVAC Works |  | WO/SP34/MW4/61 | UNIVERSAL ENERGY SOLUTIONS PVT. LTD. | 34.9 mm dia HD - 25 mm thk. Insulation | 34.9 mm dia HD - 25 mm thk. Insulation | RMT | 0 | 1969 | Approved
SOUTHWINDS PROJECT LLP (PHASE - III & IV) | MEP PHASE - IV | HVAC Works |  | WO/SP34/MW4/61 | UNIVERSAL ENERGY SOLUTIONS PVT. LTD. | 28.6 mm dia HD - 25 mm thk. Insulation | 28.6 mm dia HD - 25 mm thk. Insulation | RMT | 0 | 1436 | Approved
SOUTHWINDS PROJECT LLP (PHASE - III & IV) | MEP PHASE - IV | HVAC Works |  | WO/SP34/MW4/61 | UNIVERSAL ENERGY SOLUTIONS PVT. LTD. | 19.1 mm dia HD - 25 mm thk. Insulation | 19.1 mm dia HD - 25 mm thk. Insulation | RMT | 0 | 962 | Approved
SOUTHWINDS PROJECT LLP (PHASE - III & IV) | MEP PHASE - IV | HVAC Works |  | WO/SP34/MW4/61 | UNIVERSAL ENERGY SOLUTIONS PVT. LTD. | 15.9 mm dia HD - 19 mm thk. Insulation | 15.9 mm dia HD - 19 mm thk. Insulation | RMT | 0 | 880 | Approved
SOUTHWINDS PROJECT LLP (PHASE - III & IV) | MEP PHASE - IV | HVAC Works |  | WO/SP34/MW4/61 | UNIVERSAL ENERGY SOLUTIONS PVT. LTD. | 12.7 mm dia SD - 19 mm thk. Insulation | 12.7 mm dia SD - 19 mm thk. Insulation | RMT | 0 | 654 | Approved
SOUTHWINDS PROJECT LLP (PHASE - III & IV) | MEP PHASE - IV | HVAC Works |  | WO/SP34/MW4/61 | UNIVERSAL ENERGY SOLUTIONS PVT. LTD. | Communication Cable | Communication Cable - Supply, Installation, testing & commissioning of Control cum Transmission wiring in suitable conduits between indoor & outdoor units. |  | 0 | 0 | Approved
SOUTHWINDS PROJECT LLP (PHASE - III & IV) | MEP PHASE - IV | HVAC Works |  | WO/SP34/MW4/61 | UNIVERSAL ENERGY SOLUTIONS PVT. LTD. | 2C X 1.0 Sq.mm Copper Flexible | 2C X 1.0 Sq.mm Copper Flexible | RMT | 125 | 78 | Approved
SOUTHWINDS PROJECT LLP (PHASE - III & IV) | MEP PHASE - IV | HVAC Works |  | WO/SP34/MW4/61 | UNIVERSAL ENERGY SOLUTIONS PVT. LTD. | Drain Piping: | Drain Piping: Supply & installation of floor wise Drain Piping with all necessary fittings & supporting arrangement duly insulated with 9 mm thick tubular elastomeric nitrile rubber insulation. |  | 0 | 0 | Approved
SOUTHWINDS PROJECT LLP (PHASE - III & IV) | MEP PHASE - IV | HVAC Works |  | WO/SP34/MW4/61 | UNIVERSAL ENERGY SOLUTIONS PVT. LTD. | 50 mm NB rigid CPVC/UPVC Pipe with insulation | 50 mm NB rigid CPVC/UPVC Pipe with insulation | RMT | 0 | 897 | Approved
SOUTHWINDS PROJECT LLP (PHASE - III & IV) | MEP PHASE - IV | HVAC Works |  | WO/SP34/MW4/61 | UNIVERSAL ENERGY SOLUTIONS PVT. LTD. | 40 mm NB rigid CPVC/UPVC Pipe with insulation | 40 mm NB rigid CPVC/UPVC Pipe with insulation | RMT | 20 | 605 | Approved
SOUTHWINDS PROJECT LLP (PHASE - III & IV) | MEP PHASE - IV | HVAC Works |  | WO/SP34/MW4/61 | UNIVERSAL ENERGY SOLUTIONS PVT. LTD. | 32 mm NB rigid CPVC/UPVC Pipe with insulation | 32 mm NB rigid CPVC/UPVC Pipe with insulation | RMT | 18 | 464 | Approved
SOUTHWINDS PROJECT LLP (PHASE - III & IV) | MEP PHASE - IV | HVAC Works |  | WO/SP34/MW4/61 | UNIVERSAL ENERGY SOLUTIONS PVT. LTD. | 25 mm NB rigid CPVC/UPVC Pipe with insulation | 25 mm NB rigid CPVC/UPVC Pipe with insulation | RMT | 38 | 372 | Approved
SOUTHWINDS PROJECT LLP (PHASE - III & IV) | MEP PHASE - IV | HVAC Works |  | WO/SP34/MW4/61 | UNIVERSAL ENERGY SOLUTIONS PVT. LTD. | Air Distribution Works : | Air Distribution Works : Supply ,Installation, Testing & Commissioning of GSS Rectangular Ducting complete with fittings, flanges, bracings, supports, all accessories as per spectifications any other item required to make the system complete. |  | 0 | 0 | Approved
SOUTHWINDS PROJECT LLP (PHASE - III & IV) | MEP PHASE - IV | HVAC Works |  | WO/SP34/MW4/61 | UNIVERSAL ENERGY SOLUTIONS PVT. LTD. | 20 SWG | 20 SWG | Sq.Mtr. | 0 | 1238 | Approved
SOUTHWINDS PROJECT LLP (PHASE - III & IV) | MEP PHASE - IV | HVAC Works |  | WO/SP34/MW4/61 | UNIVERSAL ENERGY SOLUTIONS PVT. LTD. | 22 SWG | 22 SWG | Sq.Mtr. | 0 | 1013 | Approved
SOUTHWINDS PROJECT LLP (PHASE - III & IV) | MEP PHASE - IV | HVAC Works |  | WO/SP34/MW4/61 | UNIVERSAL ENERGY SOLUTIONS PVT. LTD. | 24 SWG | 24 SWG | Sq.Mtr. | 12 | 784 | Approved
Primarc Chambers | BLOCK | Ventilation | Ventilation & Pressurization | WO/PCH/PC01/36 | UNIVERSAL ENERGY SOLUTIONS PVT. LTD. | Ground Floor Common Toilet (MCB Control Supplied by Client.) | Ground Floor Common Toilet -CFM 100,(MCB Control Supplied by Client.) | Nos. | 1 | 7912 | Approved
Primarc Chambers | BLOCK | Ventilation | Ventilation & Pressurization | WO/PCH/PC01/36 | UNIVERSAL ENERGY SOLUTIONS PVT. LTD. | P4 Podium(Office 114) (MCB Control Supplied by Client.) | P4 Podium(Office 114) -CFM 900(MCB Control Supplied by Client.) | Nos. | 1 | 18525 | Approved
Primarc Chambers | BLOCK | Ventilation | Ventilation & Pressurization | WO/PCH/PC01/36 | UNIVERSAL ENERGY SOLUTIONS PVT. LTD. | P4 Podium(Office 113/106)(MCB Control Supplied by Client.) | P4 Podium(Office 113/106) -CFM 800(MCB Control Supplied by Client.) | Nos. | 2 | 15479 | Approved
Primarc Chambers | BLOCK | Ventilation | Ventilation & Pressurization | WO/PCH/PC01/36 | UNIVERSAL ENERGY SOLUTIONS PVT. LTD. | P4 Podium(Office 102/105)(MCB Control Supplied by Client.) | P4 Podium(Office 102/105)-CFM 1000(MCB Control Supplied by Client.) | Nos. | 2 | 18525 | Approved
Primarc Chambers | BLOCK | Ventilation | Ventilation & Pressurization | WO/PCH/PC01/36 | UNIVERSAL ENERGY SOLUTIONS PVT. LTD. | P4 Podium(Office 110/111)(MCB Control Supplied by Client.) | P4 Podium(Office 110/111)-CFM 1600(MCB Control Supplied by Client.) | Nos. | 1 | 63825 | Approved
SOUTHWINDS PROJECT LLP (PHASE - III & IV) | MEP PHASE - IV | HVAC Works |  | WO/SP34/MW4/61 | UNIVERSAL ENERGY SOLUTIONS PVT. LTD. | Duct Thermal insulations of ducting | Supply, installation, testing & commissioing of Duct Thermal insulations of ducting with 25/19/13mm thick alu foil pasted class O nitrile rubber insulation having dnsity ( 40-60 Kg/Cum) |  | 0 | 0 | Approved
SOUTHWINDS PROJECT LLP (PHASE - III & IV) | MEP PHASE - IV | HVAC Works |  | WO/SP34/MW4/61 | UNIVERSAL ENERGY SOLUTIONS PVT. LTD. | 19 mm thick Aluminium Foil Pasted | 19 mm thick Aluminium Foil Pasted | Sq.Mtr. | 14 | 636 | Approved
SOUTHWINDS PROJECT LLP (PHASE - III & IV) | MEP PHASE - IV | HVAC Works |  | WO/SP34/MW4/61 | UNIVERSAL ENERGY SOLUTIONS PVT. LTD. | 13 mm thick Aluminium Foil Pasted | 13 mm thick Aluminium Foil Pasted | Sq.Mtr. | 0 | 510 | Approved
SOUTHWINDS PROJECT LLP (PHASE - III & IV) | MEP PHASE - IV | HVAC Works |  | WO/SP34/MW4/61 | UNIVERSAL ENERGY SOLUTIONS PVT. LTD. | thermal insulation with following thickness Class-O Nitrile sheet | Supply and Fixing of thermal insulation with following thickness Class-O Nitrile sheet (density 40-60kg/cum)/ XLPE(33±3kg/cum) sheet insulation with factory pasted aluminium foil on one side for underdeck insulation using low VOC adhesive and screwing with GI washer. |  | 0 | 0 | Approved
SOUTHWINDS PROJECT LLP (PHASE - III & IV) | MEP PHASE - IV | HVAC Works |  | WO/SP34/MW4/61 | UNIVERSAL ENERGY SOLUTIONS PVT. LTD. | 25 mm thick for Nitrile / Xlpe Insulation for underdeck insulation . | 25 mm thick for Nitrile / Xlpe Insulation for underdeck insulation . | Sq.Mtr. | 0 | 704 | Approved
SOUTHWINDS PROJECT LLP (PHASE - III & IV) | MEP PHASE - IV | HVAC Works |  | WO/SP34/MW4/61 | UNIVERSAL ENERGY SOLUTIONS PVT. LTD. | Duct Accoustic insulations | Supply, installation, testing & commissioing of Duct Accoustic insulations of ducting with 12mm thick class- 1 open cell nitrile rubber insulation having density ( 140-180 Kg/Cum) | Sq.Mtr. | 0 | 1036 | Approved
Primarc Chambers | BLOCK | Ventilation | Ventilation & Pressurization | WO/PCH/PC01/36 | UNIVERSAL ENERGY SOLUTIONS PVT. LTD. | Terrace(Office 101,Common Gents Toilet) | Terrace(Office 101,Common Gents Toilet)-CFM 5000 | Nos. | 1 | 75850 | Approved
Primarc Chambers | BLOCK | Ventilation | Ventilation & Pressurization | WO/PCH/PC01/36 | UNIVERSAL ENERGY SOLUTIONS PVT. LTD. | Terrace(Ladies Toilet)(MCB Control Supplied by Client.) | Terrace(Ladies Toilet)-CFM 2200(MCB Control Supplied by Client.) | Nos. | 1 | 53447 | Approved
SOUTHWINDS PROJECT LLP (PHASE - III & IV) | MEP PHASE - IV | HVAC Works |  | WO/SP34/MW4/61 | UNIVERSAL ENERGY SOLUTIONS PVT. LTD. | flexible connection between duct & fresh air/AC unit. | Supply, installation, testing & commissioning of flexible connection between duct & fresh air/AC unit. | Nos | 2 | 1474 | Approved
SOUTHWINDS PROJECT LLP (PHASE - III & IV) | MEP PHASE - IV | HVAC Works |  | WO/SP34/MW4/61 | UNIVERSAL ENERGY SOLUTIONS PVT. LTD. | GI Duct Damper for manual control of volume of air flow and for proper balancing of the air distribution system.(Min. billing quantity of each damper are 0.2sqmt) | Supply, installation, testing & commissioning GI Duct Damper for manual control of volume of air flow and for proper balancing of the air distribution system.(Min. billing quantity of each damper are 0.2sqmt) | Sq.Mtr. | 0.2 | 9211 | Approved
SOUTHWINDS PROJECT LLP (PHASE - III & IV) | MEP PHASE - IV | HVAC Works |  | WO/SP34/MW4/61 | UNIVERSAL ENERGY SOLUTIONS PVT. LTD. | Aluminium Coller damper for manual control of volume of air flow and for proper balancing of the air distribution system.(Min. billing quantity of each damper are 0.1sqmt) | Supply, installation, testing & commissioning Aluminium Coller damper for manual control of volume of air flow and for proper balancing of the air distribution system.(Min. billing quantity of each damper are 0.1sqmt) | Sq.Mtr. | 0 | 5847 | Approved
SOUTHWINDS PROJECT LLP (PHASE - III & IV) | MEP PHASE - IV | HVAC Works |  | WO/SP34/MW4/61 | UNIVERSAL ENERGY SOLUTIONS PVT. LTD. | extruded aluminium powder coated supply/return air grill without collar damper .(Min. billing quantity of each grille are 0.1sqmt) | Supply, installation, testing & commissioning of extruded aluminium powder coated supply/return air grill without collar damper .(Min. billing quantity of each grille are 0.1sqmt) | Sq.Mtr. | 0 | 5986 | Approved
SOUTHWINDS PROJECT LLP (PHASE - III & IV) | MEP PHASE - IV | HVAC Works |  | WO/SP34/MW4/61 | UNIVERSAL ENERGY SOLUTIONS PVT. LTD. | extruded aluminium powder coated supply air diffuser with collar damper .(Min. billing quantityof diffuser are 0.1sqmt) | Supply, installation, testing & commissioning of extruded aluminium powder coated supply air diffuser with collar damper .(Min. billing quantityof diffuser are 0.1sqmt) | Sq.Mtr. | 0 | 15375 | Approved
SOUTHWINDS PROJECT LLP (PHASE - III & IV) | MEP PHASE - IV | HVAC Works |  | WO/SP34/MW4/61 | UNIVERSAL ENERGY SOLUTIONS PVT. LTD. | extruded aluminium powder coated return air diffuser without collar damper .(Min. billing quantityof diffuser 0.1sqmt) | Supply, installation, testing & commissioning of extruded aluminium powder coated return air diffuser without collar damper .(Min. billing quantityof diffuser 0.1sqmt) | Sq.Mtr. | 0 | 9854 | Approved
SOUTHWINDS PROJECT LLP (PHASE - III & IV) | MEP PHASE - IV | HVAC Works |  | WO/SP34/MW4/61 | UNIVERSAL ENERGY SOLUTIONS PVT. LTD. | extrted aluminium powder coated Rain protection louver for fresh Air .(Min. billing quantityof louver are 0.1sqmt) | Supply, installation, testing & commissioning of extrted aluminium powder coated Rain protection louver for fresh Air .(Min. billing quantityof louver are 0.1sqmt) | Sq.Mtr. | 0.1 | 8382 | Approved
SOUTHWINDS PROJECT LLP (PHASE - III & IV) | MEP PHASE - IV | HVAC Works |  | WO/SP34/MW4/61 | UNIVERSAL ENERGY SOLUTIONS PVT. LTD. | MOTORIZED fire dampers in supply air duct /main branch and return air path as and where required with control wiring. The damper shall be motorised and spring return actuator to close the damper in the event of power failure automatically and poen t | Supply, Fixing, testing and commissioning of MOTORIZED fire dampers in supply air duct /main branch and return air path as and where required with control wiring. The damper shall be motorised and spring return actuator to close the damper in the event of power failure automatically and poen the same incsae of power being restored. The damper shall also be closed in the event of fire signal completeas required and as per specifications and atleast 90 minutes rating as per UL555/1995 TESTED BY CBRI.(Min. billing quantityof damper are 0.2sqmt) | Sq.Mtr. | 0 | 9004 | Approved
SOUTHWINDS PROJECT LLP (PHASE - III & IV) | MEP PHASE - IV | HVAC Works |  | WO/SP34/MW4/61 | UNIVERSAL ENERGY SOLUTIONS PVT. LTD. | Motorised actuator with Controller for above. | Motorised actuator with Controller for above. | Nos | 0 | 9360 | Approved
SOUTHWINDS PROJECT LLP (PHASE - III & IV) | MEP PHASE - IV | HVAC Works |  | WO/SP34/MW4/61 | UNIVERSAL ENERGY SOLUTIONS PVT. LTD. | Aluminium powder coated grille with collar damper for Toilet exhaust( qty less than 0.1 sqmtr of each grille) | Supply,fixing,testing and commissioining of Aluminium powder coated grille with collar damper for Toilet exhaust( qty less than 0.1 sqmtr of each grille) | Nos | 0 | 1184 | Approved
SOUTHWINDS PROJECT LLP (PHASE - III & IV) | MEP PHASE - IV | HVAC Works |  | WO/SP34/MW4/61 | UNIVERSAL ENERGY SOLUTIONS PVT. LTD. | 1.6 mm thick(upto 300mm) and 2.0mm thick(above 300mm) hot plated GI pre fabricated perforated/Lader cable trays in horizontal or vertical formation complete with duely painted MS structural supports and Necessary demarkation. | Supply Installation Testing Comissioning of 1.6 mm thick(upto 300mm) and 2.0mm thick(above 300mm) hot plated GI pre fabricated perforated/Lader cable trays in horizontal or vertical formation complete with duely painted MS structural supports and Necessary demarkation. |  | 0 | 0 | Approved
SOUTHWINDS PROJECT LLP (PHASE - III & IV) | MEP PHASE - IV | HVAC Works |  | WO/SP34/MW4/61 | UNIVERSAL ENERGY SOLUTIONS PVT. LTD. | 150 mm wide x 25mm Height | 150 mm wide x 25mm Height | RMT | 0 | 578 | Approved
SOUTHWINDS PROJECT LLP (PHASE - III & IV) | MEP PHASE - IV | HVAC Works |  | WO/SP34/MW4/61 | UNIVERSAL ENERGY SOLUTIONS PVT. LTD. | 300 mm wide x 25mm Height | 300 mm wide x 25mm Height | RMT | 0 | 931 | Approved
SOUTHWINDS PROJECT LLP (PHASE - III & IV) | MEP PHASE - IV | HVAC Works |  | WO/SP34/MW4/61 | UNIVERSAL ENERGY SOLUTIONS PVT. LTD. | 450 mm wide x 50mm Height | 450 mm wide x 50mm Height | RMT | 0 | 1238 | Approved
SOUTHWINDS PROJECT LLP (PHASE - III & IV) | MEP PHASE - IV | HVAC Works |  | WO/SP34/MW4/61 | UNIVERSAL ENERGY SOLUTIONS PVT. LTD. | 600 mm wide x 50mm Height | 600 mm wide x 50mm Height | RMT | 0 | 1552 | Approved
SOUTHWINDS PROJECT LLP (PHASE - III & IV) | MEP PHASE - IV | HVAC Works |  | WO/SP34/MW4/61 | UNIVERSAL ENERGY SOLUTIONS PVT. LTD. | Inline fan-200 CFM@10 mm SP for Toilet ventilation | Supply,installation,tetsing & commissioining of Inline fan-200 CFM@10 mm SP for Toilet ventilation | Nos | 1 | 7912 | Approved
SOUTHWINDS PROJECT LLP (PHASE - III & IV) | MEP PHASE - IV | HVAC Works |  | WO/SP34/MW4/61 | UNIVERSAL ENERGY SOLUTIONS PVT. LTD. | Supply,installation,tetsing & commissioining of propeller fan | Supply,installation,tetsing & commissioining of propeller fan |  | 0 | 0 | Approved
SOUTHWINDS PROJECT LLP (PHASE - III & IV) | MEP PHASE - IV | HVAC Works |  | WO/SP34/MW4/61 | UNIVERSAL ENERGY SOLUTIONS PVT. LTD. | 100 CFM | 100 CFM | Nos | 3 | 1969.47 | Approved
SOUTHWINDS PROJECT LLP (PHASE - III & IV) | MEP PHASE - IV | HVAC Works |  | WO/SP34/MW4/61 | UNIVERSAL ENERGY SOLUTIONS PVT. LTD. | 150 CFM | 150 CFM | Nos | 2 | 2250 | Approved
SOUTHWINDS PROJECT LLP (PHASE - III & IV) | PRE-CONSTRUCTION PHASE - III & IV | Labour Hutment |  | WO/SP34/PC34/67 | B P Enterprise | Labour Toitet | Civil Work for Making of New Labour Toilet as per B.O.Q & direction of EIC. |  | 0 | 0 | Amended & Approved
SOUTHWINDS PROJECT LLP (PHASE - III & IV) | PRE-CONSTRUCTION PHASE - III & IV | Labour Hutment |  | WO/SP34/PC34/67 | B P Enterprise | Excavation | All charges for doing excavation in required profile in all type of soils in dry and wet condition as directed for pond cutting or any other foundation of the proposed structure as per drawings or direction of Engineer-in-Charge including dismantling of foundation (if any) made with brick, PCC, RCC, dressing of side, bottom, ramming of bottom, dewatering, shoring, strutting, diverting underground sewer line, water line, electrical line (if any) barricading the area providing caution board maintaining required slopes including all labour, materials, machinery, tools & tackles for all lead & lift to the entire satisfaction of EIC | Cum. | 3.368 | 250 | Approved
SOUTHWINDS PROJECT LLP (PHASE - III & IV) | PRE-CONSTRUCTION PHASE - III & IV | Labour Hutment |  | WO/SP34/PC34/67 | B P Enterprise | Earth filling | Earth work in filling with earth obtained from excavation in layers not exceeding 250 mm including watering, ramming, etc., complete in all respect as per and direction of EIC. (payment to be made on the basis of measurement of finished quantity of work) | Cum. | 6.212 | 150 | Approved
SOUTHWINDS PROJECT LLP (PHASE - III & IV) | PRE-CONSTRUCTION PHASE - III & IV | Labour Hutment |  | WO/SP34/PC34/67 | B P Enterprise | Brick Flat Soling Work | Brick flat soling work using Soling bricks including preparation of bed as necessary with joints properly filled in and packed with powdered earth or silver sand complete as per drawing, specification and direction of EIC. | Sq.Mtr. | 30.54 | 425 | Approved
SOUTHWINDS PROJECT LLP (PHASE - III & IV) | PRE-CONSTRUCTION PHASE - III & IV | Labour Hutment |  | WO/SP34/PC34/67 | B P Enterprise | P.C.C(1:3:6) | All charges for laying 1:3:6 plain cement concrete (PCC) of required thickness below brick foundation or any other location as specified in the drawing till Plinth level using 20 mm nominal size well-graded approved quality aggregate including vibrating / compacting, scaffolding as required establishing dewatering system by pumping / bailing out water, cleaning, preparing surfaces, junctions etc. including shuttering, curing complete as per drawing and direction of Engineer-in-Charge. Cement will be supplied by client but subjected to reconciliation PCC | Cum. | 2.53 | 6000 | Approved
SOUTHWINDS PROJECT LLP (PHASE - III & IV) | PRE-CONSTRUCTION PHASE - III & IV | Labour Hutment |  | WO/SP34/PC34/67 | B P Enterprise | R.C.C (M-25) | Charges for providing & laying R.C.C (M25) by site mix concrete 25 mm and down sized ,screened and washed well graded stone chips excluding shuttering,consolidation complete in all respect as per drawing ,specification and direction of EIC. | Cum. | 1.523 | 6500 | Approved
SOUTHWINDS PROJECT LLP (PHASE - III & IV) | PRE-CONSTRUCTION PHASE - III & IV | Labour Hutment |  | WO/SP34/PC34/67 | B P Enterprise | Reinforcement | Labour charges for fixing Reinforcement for reinforced cement concrete work in all sorts of structures including distribution bars, stirrups, binding wire etc., initial straighteneing and removal of loose rust (if necessary) , cutting to requisite length, hooking nad bending to correct shape, placing in proper position and binding with 16 gauge black aneealed wire / welding as per relevant IS code in every intersection complete as per drawing, specification or as directed by EIC, including bailing out of water during construction of foundation etc. all complete. | Kgs | 71.882 | 7 | Approved
SOUTHWINDS PROJECT LLP (PHASE - III & IV) | PRE-CONSTRUCTION PHASE - III & IV | Labour Hutment |  | WO/SP34/PC34/67 | B P Enterprise | Brick work(1:6)-250 mm thick | All charges for 250 mm thk B/w using Fly ash Bricks / Red Bricks in cement sand mortar (1:6) in foundation and plinth. including the cost of all material, labour, tools, tackles, scaffolding, curing etc. complete as per direction of Engineer-in-Charge and technical specification.(Cement supplied free of cost at site). | Cum. | 5.845 | 8000 | Approved
SOUTHWINDS PROJECT LLP (PHASE - III & IV) | PRE-CONSTRUCTION PHASE - III & IV | Labour Hutment |  | WO/SP34/PC34/67 | B P Enterprise | Neat cement punning | Labour charges for laying of neat cement punning work including all tools tackles all complete as per direction of EIC. (Cement to be supplied by client but subject to reconciliation.) | Sq.Mtr. | 24.814 | 55 | Approved
SOUTHWINDS PROJECT LLP (PHASE - III & IV) | PRE-CONSTRUCTION PHASE - III & IV | Labour Hutment |  | WO/SP34/PC34/67 | B P Enterprise | Plaster | Providing and applying plaster with sand and cement mortar including rounding off or chamfering of concrete surface,curing etc. complete as per direction of EIC- 12-15 mm thick sand cement mortar (6 parts sand: 1 parts cement),at any floor and level(Cement would be supplied by the employer free of cost,but subjected to reconciliation) | Sq.Mtr. | 16.078 | 200 | Approved
SOUTHWINDS PROJECT LLP (PHASE - III & IV) | PRE-CONSTRUCTION PHASE - III & IV | Plumbing/Sanitory |  | WO/SP34/PC34/68 | GOBINDA CHANDRA SAHOO | SEWERAGE WATER PIPE | Charges for laying, jointing, testing and commissioning laying the following diameters underground double wall corrugated pipe of HDPE SN 8 pipes with smooth internal and profiled external surface for non-pressure underground Sewerage pipe line as per ISO 21138-3 with suitable Snapfit coupler and rubber 'O' Ring for jointing in trenches for all depths ( up to invert level from FGL )and lengths to correct grades levels and alignment & adequate width of trench (minimum pipe OD + 300 mm) including PCC concrete of 75 mm for bedding (1:3:6) pipe supports 150 mm Silver sand filling along with compaction with water and 75mm thick encasing of the pipes wherever required (in every socket joint, 2 mtr. interval considering socket joint encasing), compacting the base before pcc work, disposing of surplus earth within the site premises (lead up to 0.5 km), backfilling work after completion of job, The rate is inclusive of bailing out of water during excavation and shoring work, testing and making good the leakages if any etc. as per directions of the Engineer-in-charge. (only pipe, fittings and cement would be supplied by the Employer free of cost, but subjected to reconciliation) (160 mm O.D. Pipe)-SEWERAGE WATER PIPE |  | 0 | 0 | Approved
SOUTHWINDS PROJECT LLP (PHASE - III & IV) | PRE-CONSTRUCTION PHASE - III & IV | Plumbing/Sanitory |  | WO/SP34/PC34/68 | GOBINDA CHANDRA SAHOO | Invert Lvl -Less than 700 mm | Invert Lvl -Less than 700 mm | RMT | 16 | 594 | Approved
SOUTHWINDS PROJECT LLP (PHASE - III & IV) | PRE-CONSTRUCTION PHASE - III & IV | Plumbing/Sanitory |  | WO/SP34/PC34/68 | GOBINDA CHANDRA SAHOO | UPVC Pipe (SH-40) | Charges for laying, fitting and fixing UPVC Pipe (SH-40) (For Garden & Composting Washing area Supply purpose) as per IS:4984 of various dia at 600 to 700mm depth from FGL and perfect alignment as shown in drawing complete ….to prevent collapsing of soil.with solvent cement joints including cutting the pipes to correct length testing, including providing an fixing with all types of UPVC fittings all complete. (For Cold Water Piping) (only pipe, fittings would be supplied by the Employer free of cost, but subjected to reconciliation) |  | 0 | 0 | Approved
SOUTHWINDS PROJECT LLP (PHASE - III & IV) | PRE-CONSTRUCTION PHASE - III & IV | Plumbing/Sanitory |  | WO/SP34/PC34/68 | GOBINDA CHANDRA SAHOO | 32 NB Pipe | 32 NB Pipe | RMT | 3 | 244 | Approved
SOUTHWINDS PROJECT LLP (PHASE - III & IV) | PRE-CONSTRUCTION PHASE - III & IV | Plumbing/Sanitory |  | WO/SP34/PC34/68 | GOBINDA CHANDRA SAHOO | Gully Pit / Sewerage Pit | Charges for Construction of water tight brick masonry in Gully Pit / Sewerage Pit as per drawing of following sizes using designated brickwork(Red Brick) 250mm in cement sand mortar (1:4), over a bed of Single Layer BFS followed by 125 mm thk. PCC (1:3:6), 15 mm thick inside plastering work with cement plaster (1:4) finished with a floating coat of neat cement, outside making jointing & pointing and making channel and benching in cement concrete (1:2:4), RCC (1:1.5:3) 150 mm thick top slab with 10 mm dia reinforcement at 150mm c/c in double layer to hold the FRP cover, fixing FRP rectangular type manhole cover, fixing of rung ladder, testing all complete as per specifications and approved drawings. Rates shall include the cost of excavation in all sorts of soil, compacting the base, disposing of surplus earth within the site premises (lead up to 0.5 km), backfilling work after completion of job, all complete. The rate is inclusive of bailing out of water during excavation and shoring work, if required to prevent collapsing of soil. (Only cement, PVC Gully trap, Cover, Rung Ladder, Reinforcement Steel (From Scrap) would be supplied by the Employer but subjected to reconciliation). Work to be done as per drawing and direction of EIC. |  | 0 | 0 | Approved
SOUTHWINDS PROJECT LLP (PHASE - III & IV) | PRE-CONSTRUCTION PHASE - III & IV | Plumbing/Sanitory |  | WO/SP34/PC34/68 | GOBINDA CHANDRA SAHOO | (600 X 600 X 501 to 1000) - Storm pit | (600 X 600 X 501 to 1000) - Storm pit | Nos | 2 | 7700 | Approved
SOUTHWINDS PROJECT LLP (PHASE - III & IV) | PRE-CONSTRUCTION PHASE - III & IV | Plumbing/Sanitory |  | WO/SP34/PC34/68 | GOBINDA CHANDRA SAHOO | Drainage (Sewerage Water Pipe & Fittings) | Labour charge for fixing SWR Type- B or PP pipes (DN 110X3.4 PP-MD-ML UNE EN-1451 B SKZ A -676 DIN-4102 B2) for Sewerage Water pipe in Underground including all fittings with / without access door of any degree, Single / Double / Equal / Unequal junctions, bends, offsets, Cowls, Collars, Access / door pieces, insertions, rubber washer 3 mm thick, and jointing with drip seal joints including cutting holes in Walls & floors and making good the same wherever required. (Application: For Sewerage Water Pipes) [ Necessary Dia. of Pipes & their Fittings, Materials will be supplied by Client and Other Loose Materials as Solvent Cement, Stone Chips,Send, will be supplied By contracter.(110 mm Pipe) |  | 0 | 0 | Approved
SOUTHWINDS PROJECT LLP (PHASE - III & IV) | PRE-CONSTRUCTION PHASE - III & IV | Plumbing/Sanitory |  | WO/SP34/PC34/68 | GOBINDA CHANDRA SAHOO | 110 mm dia | 110 mm dia | RMT | 13 | 375 | Approved
SOUTHWINDS PROJECT LLP (PHASE - III & IV) | PRE-CONSTRUCTION PHASE - III & IV | Plumbing/Sanitory |  | WO/SP34/PC34/68 | GOBINDA CHANDRA SAHOO | IWC Floor Mounted with Cement Concrete | Labour Charges for Handling, lifting, Fitting, fixing, & testing IWC Floor Mounted with Cement Concrete and also The scope includes the following works etc complete with all accessories of approved make, shape and type and all labour charges including cutting holes , grouting with sealing compound etc and necessary materials complete in all respect. IWC, , cement shall be supplied by CLIENT and Other Loose Materials as Stone Chips,Send Bricks, (if required) shall be under the scope of contractor ) | Nos | 6 | 550 | Approved
BHOPAL - COMMERCIAL | COMMON INFRASTRUCTURE | Consultancy Charges | PHE CONSULTANT | WO/BPC/BPC3/10 | Unique Engineering Consultancy Pvt. Ltd. | Proof Check & Value Engineering of PHE Services | Consultancy Charges for Proof Checking & Value Engineering of Public Health Engineering (PHE) Services for Proposed Commercial Development Project (Approx. 9.0 Lakh Sqft). | Sq.Ft. | 900000 | 1.5 | Amended & Approved
BHOPAL - RESIDENTIAL | COMMON INFRASTRUCTURE | Consultancy Charges | PHE CONSULTANT | WO/BPR/BPR3/9 | Unique Engineering Consultancy Pvt. Ltd. | Proof Check & Value Engineering of PHE Services For Proposed Residential Development Project | Consultancy Charges for Proof Checking & Value Engineering of Public Health Engineering (PHE) Services for Proposed Residential Development Project.(Approx Area 4.5 Lakh Sqft) | Sq.Ft. | 450000 | 1.5 | Amended & Approved
BHOPAL - RESIDENTIAL | COMMON INFRASTRUCTURE | Consultancy Charges | FIRE SAFETY CONSULTANT |  |  | Review & Vetting Consultancy Services For Implementation of Fire Detection & Fire Fighting System | Review & Vetting Consultancy Services For Implementation of Fire Detection & Fire Fighting System For Proposed Residential Development Project At Bhopal | Sq.Ft. |  |  | Approved
BHOPAL - RESIDENTIAL | COMMON INFRASTRUCTURE | Consultancy Charges | FIRE SAFETY CONSULTANT |  |  | For Residential Building | Consultancy Services for review & vetting for implementation of Fire Detection & Protection System-For Residential Building | Sq.Ft. |  |  | Approved
BHOPAL - RESIDENTIAL | COMMON INFRASTRUCTURE | Consultancy Charges | FIRE SAFETY CONSULTANT |  |  | For Parking Area | Consultancy Services for review & vetting for implementation of Fire Detection & Protection System-For Parking Area | Sq.Ft. |  |  | Approved
AARANYA | COMMON INFRASTRUCTURE | Consultancy Charges | OTHER CONSLUTANTS | WO/PKB/PKB2/16 | SHREYANS RAMPURIA | Vastu Consultancy Charges for Multi-Storied Residential Apartment. | Vastu Consultancy Charges for Multi-Storied Residential Apartment Project at Kasba, Kolkata, West Bengal. | Lump Sum | 1 | 600000 | Approved
BHOPAL - RESIDENTIAL | COMMON INFRASTRUCTURE | Consultancy Charges | FIRE SAFETY CONSULTANT |  |  | Review & Vetting Consultancy Services For Implementation of Fire Detection & Fire Fighting System | Review & Vetting Consultancy Services For Implementation of Fire Detection & Fire Fighting System For Proposed Residential Development Project At Bhopal | Lump Sum |  |  | Approved
BHOPAL - RESIDENTIAL | COMMON INFRASTRUCTURE | Consultancy Charges | FIRE SAFETY CONSULTANT |  |  | For Residential Building & Parking Area | Consultancy Services for review & vetting for implementation of Fire Detection & Protection System-Residential Building & Parking Area | Lump Sum |  |  | Approved
Primarc Aadvika | PRE-CONSTRUCTION PHASE | Temp Approch with in site |  | WO/HW1/PHW1/22 | NEW L. N. CONSTRUCTION | Silver sand Laying, spreading & leveling | All charges for Laying, spreading & leveling of Silver sand to a uniform layers of average 500 mm thickness, insuring individual layers not exceeding 200mm , with proper gradient and camber including all leads and lifts, inundating each layer by watering ramming layer by layer to achieve desired compaction, clearing & Grubbing of road land, removal of roots, stumps, and vegetation all complete as per drawing and direction of Engineer-in-Charge. (Supply of sand will be done by Client) | Sq.Mtr. | 531 | 320 | Approved
Primarc Aadvika | PRE-CONSTRUCTION PHASE | Temp Approch with in site |  | WO/HW1/PHW1/22 | NEW L. N. CONSTRUCTION | Road Berm | All charges for Filling and dressing earth at the Berm of both sides of the road by using available earth, including excavation to remove existing soil or debris if required, transportation , spreading and leveling to achieve the desired slope and profile as per site requirment and direction of Engineer in Charge. (Earth will be supplied by Client) | Cum. | 142 | 330 | Approved
Primarc Aadvika | PRE-CONSTRUCTION PHASE | Temp Approch with in site |  | WO/HW1/PHW1/22 | NEW L. N. CONSTRUCTION | Brick Flat Soling (BFS) | All charges for Single layer brick flat soling using Soling bricks including preparation of bed as necessary with joints properly filled in and packed with powdered earth or silver sand, with all labour, tool and tackle, upto any lead to complete the work as per drawing, specification and direction of EIC (Bricks will be supplied by Client at one place) | Sq.Mtr. | 434 | 100 | Approved
Primarc Aadvika | PRE-CONSTRUCTION PHASE | Temp Approch with in site |  | WO/HW1/PHW1/22 | NEW L. N. CONSTRUCTION | water bound macadam (WBM) | Construction of water bound macadam (WBM) sub-base with over burnt brick aggregate/ rubbish and binding material (silver sand) etc. of minimum thickness (225 mm compacted) including screening, sorting, spreading to template and consolidation with 10 T Static Roller (Breakdown Rolling + Intermediate Rolling + Finish Rolling) , all complete including the cost of hire & labour charges of all men and machineries and compacting to the required density (90%), as per drawing and direction of Engineer-in-Charge. (burnt brick aggregate/ rubbish & silver sand will be supplied by client) | Cum. | 170 | 950 | Approved
Primarc Aadvika | EXPERIENCE CENTER | Grill / Steel Work |  | WO/HW1/PHW3/11 | ADA-METCON | Extra | Charges for extra 2nos TV cabinet console at meeting room. | Lump Sum | 1 | 59141 | Approved
The Ramdulari | BLOCK | Window and Glazing |  | WO/RP/RP02/38 | AESTHETIK ENGINEERS LIMITED | Rate Revision | Rate Revision Due to Glass Thickness Change | Sq.Ft. | 0 | 0 | Approved
The Ramdulari | BLOCK | Window and Glazing |  | WO/RP/RP02/38 | AESTHETIK ENGINEERS LIMITED | Item No 1.24 | Over Item No 1.24 Differential Cost for upgrading Glass 26mm DGU(8mm SKN- 176 HS +12mm AG+6mm Clear toughened) to 28mm DGU(8mm SKN- 176 HS+12mm AG+8mm Clear toughened | Sq.Ft. | 530.6 | 28.98 | Approved
The Ramdulari | BLOCK | Window and Glazing |  | WO/RP/RP02/38 | AESTHETIK ENGINEERS LIMITED | Item No 2.10 | Over Item No 2.10 Differential Cost for upgrading Glass 6 mm ST 167 heat strength glass to 28mm DGU(8mm SKN- 176 HS+12mm AG+8mm Clear toughened 26mm DGU(8mm SKN- 176 HS +12mm AG+6mm Clear toughened) | Sq.Ft. | 1030.8 | 189.31 | Approved
The Ramdulari | BLOCK | Window and Glazing |  | WO/RP/RP02/38 | AESTHETIK ENGINEERS LIMITED | Swing Door | SWING DOOR: Designing, Supply, Fabrication & Installation of Glass Swing Door System in position site. System shall be design with approved colour (RAL 7022) Powder Coated Aluminium SCHUCO Series with Centrally Swing Pivot. Complete in all respect as per approved design, drawings & direction of the Engineer-in-charge. System cost includes Glass rate. SCHUCO Series ADS 65 NI Pivot Profile Fritsjurgens make (SYSTEM ONE ) 24.0 mm DGU (6.0 mm SKN 176 HS + 12.0 mm Air Gap + 5.0 mm Clear Toughened Glass) Consider Basic Handle Size - W x H - 1500 x 3300 mm x 9 pc s | Sq.Ft. | 479.54 | 5700 | Approved
Primarc Aadvika | EXPERIENCE CENTER | Mechanical Car Parking |  | WO/HW1/PHW3/16 | B P Enterprise | Well Making | Charges for Supply & Making of Well, Earth cutting & Clay ring fixing etc all complete with all material & labour as per direction of Engineer-In-Charge. Wells dimensions of 750mm dia for 2400-2700mm depth & 600mm dia for 1200-1500mm depth to make it total 3300-3600mm depth overall. | Nos | 6 | 9800 | Approved
SOUTHWINDS PROJECT LLP (PHASE - III & IV) | PRE-CONSTRUCTION PHASE - III & IV | Labour Hutment |  | WO/SP34/PC34/69 | Jamal Mandal | GI Sheet Fixing for Making New Labour Toilet | Labour Charges for Sheet Work with GI Sheet Fixing with 38X38 Hollow and all others required materials for fixing, labours, tools & tackles and necessary arrangements for the New Labour Toilet Walling & roof shed work as per Drawings & Directions of the Engineer-in-charge. GI Sheet, Hollow in Client Scope and others required materials in Contractor Scope. | Sq.Ft. | 1022.741 | 20 | Approved
BHOPAL - COMMERCIAL | PRE-CONSTRUCTION PHASE | Electrical | Infrastructure - Electrical & construction power | WO/BPC/BPC1/6 | HEAL INTERNATIONAL | SITC of 11/0.4 KV outdoor type substation and associated network for construction power | Supply, Installation, Testing & Commissioning of 11/0.4 KV outdoor type substation and associated network for construction power |  | 0 | 0 | Approved
BHOPAL - COMMERCIAL | PRE-CONSTRUCTION PHASE | Electrical | Infrastructure - Electrical & construction power | WO/BPC/BPC1/6 | HEAL INTERNATIONAL | 13 mtr. Long H-Beam (in hard rock) | Supplying & installation of line support pole with painting of red oxide, Aluminium paint, earthing coil, Danger board, barbed wire, pit excavation, erection of pole, Concreting, Muffing etc. complete-13 mtr. Long H-Beam (in hard rock) | Nos. | 3 | 41800 | Approved
BHOPAL - COMMERCIAL | PRE-CONSTRUCTION PHASE | Electrical | Infrastructure - Electrical & construction power | WO/BPC/BPC1/6 | HEAL INTERNATIONAL | MS Channels, angles, clamps, Nut- Bolts, with painting | Supplying & installation with fabrication of MS Channels, angles, clamps, Nut- Bolts, with painting of Red-oxide & Aluminium paint as per site requirement | Kg | 300 | 86 | Approved
BHOPAL - COMMERCIAL | PRE-CONSTRUCTION PHASE | Electrical | Infrastructure - Electrical & construction power | WO/BPC/BPC1/6 | HEAL INTERNATIONAL | 11 KV A B Switch with operating pipe handle, I- Bolt | Supply & installation of 11 KV A B Switch with operating pipe handle, I- Bolt complete with testing and commissioning Make Mahalaxmi) | Nos. | 1 | 11880 | Approved
BHOPAL - COMMERCIAL | PRE-CONSTRUCTION PHASE | Electrical | Infrastructure - Electrical & construction power | WO/BPC/BPC1/6 | HEAL INTERNATIONAL | 11 KV D O fuse unit set with required ratting of fuse elements in barrel | Supply & installation of 11 KV D O fuse unit set with required ratting of fuse elements in barrel complete Make Mahalaxmi) | Set | 1 | 5940 | Approved
BHOPAL - COMMERCIAL | PRE-CONSTRUCTION PHASE | Electrical | Infrastructure - Electrical & construction power | WO/BPC/BPC1/6 | HEAL INTERNATIONAL | 11 KV Lighting Arrestor set of 3 unit with earthing terminals | Supply & installation of 11 KV Lighting Arrestor set of 3 unit with earthing terminals (make Crompton) | Set | 1 | 5390 | Approved
BHOPAL - COMMERCIAL | PRE-CONSTRUCTION PHASE | Electrical | Infrastructure - Electrical & construction power | WO/BPC/BPC1/6 | HEAL INTERNATIONAL | 11 KV polymer type Pin Insulators | Supply & installation of 11 KV polymer type Pin Insulators(Rastriya) | Nos. | 12 | 270 | Approved
BHOPAL - COMMERCIAL | PRE-CONSTRUCTION PHASE | Electrical | Infrastructure - Electrical & construction power | WO/BPC/BPC1/6 | HEAL INTERNATIONAL | 11 KV polymer type Disc insulator with hard ware set | Supply & installation of 11 KV polymer type Disc insulator with hard ware set | Set | 12 | 605 | Approved
BHOPAL - COMMERCIAL | PRE-CONSTRUCTION PHASE | Electrical | Infrastructure - Electrical & construction power | WO/BPC/BPC1/6 | HEAL INTERNATIONAL | ACSR racoon conductor with winding jumping jointing. | Supply & straining of ACSR racoon conductor with winding jumping jointing etc. complete | Mtrs. | 50 | 106.7 | Approved
BHOPAL - COMMERCIAL | PRE-CONSTRUCTION PHASE | Electrical | Infrastructure - Electrical & construction power | WO/BPC/BPC1/6 | HEAL INTERNATIONAL | 11 KV 3 core 150 sqmm aluminium armoured XLPE insulated cable | Supply and laying of 11 KV 3 core 150 sqmm aluminium armoured XLPE insulated cable | Mtrs. | 30 | 1870 | Approved
BHOPAL - COMMERCIAL | PRE-CONSTRUCTION PHASE | Electrical | Infrastructure - Electrical & construction power | WO/BPC/BPC1/6 | HEAL INTERNATIONAL | 300 sqmm x3.5 core aluminium armoured cable | Supply and laying of 300 sqmm x3.5 core aluminium armoured cable make Polycab/ Havells | Mtrs. | 60 | 1925 | Approved
BHOPAL - COMMERCIAL | PRE-CONSTRUCTION PHASE | Electrical | Infrastructure - Electrical & construction power | WO/BPC/BPC1/6 | HEAL INTERNATIONAL | 99 sqmm 1 core covered conductor | Supply and laying of 99 sqmm 1 core covered conductor for 11 KV supply | Mtrs. | 30 | 341 | Approved
BHOPAL - COMMERCIAL | PRE-CONSTRUCTION PHASE | Electrical | Infrastructure - Electrical & construction power | WO/BPC/BPC1/6 | HEAL INTERNATIONAL | Interconnection arrangement between AB Switch and main incomer | Supply & installation of interconnection arrangement between AB Switch and main incomer including supply and wiring 4C X 1.5 Sq mm copper armoured cable, Limit switch, relay etc. form control panel of AB switch and VCB as required to complete in all respect. | Job | 1 | 5280 | Approved
BHOPAL - COMMERCIAL | PRE-CONSTRUCTION PHASE | Electrical | Infrastructure - Electrical & construction power | WO/BPC/BPC1/6 | HEAL INTERNATIONAL | Transformer and VCB foundation (RCC) as per norms and specification | Supply and making of Transformer and VCB foundation (RCC) as per norms and specification of I E rules | Job | 2 | 40700 | Approved
BHOPAL - COMMERCIAL | PRE-CONSTRUCTION PHASE | Electrical | Infrastructure - Electrical & construction power | WO/BPC/BPC1/6 | HEAL INTERNATIONAL | Internal jumpers with coloured sleeved conductor | Supply and making internal jumpers with coloured sleeved conductor from lone to transformer | Job | 1 | 6050 | Approved
BHOPAL - COMMERCIAL | PRE-CONSTRUCTION PHASE | Electrical | Infrastructure - Electrical & construction power | WO/BPC/BPC1/6 | HEAL INTERNATIONAL | 11/.4 KV 500 KVA copper wound out door type transformer | Supply of 11/.4 KV copper wound out door type transformer (500 KVA, 11/0.4 KV, ONAN, 3 Phase, 50 Hz, Dyn 11, outdoor type, Copper wound, Oil type, BIS energy efficiency level-II, distribution transformer complete with first filling of oil, including standard fittings and manufactured as per the specification of IS: 2026 - 1 set of Star delta make.) | Nos. | 1 | 912500 | Approved
BHOPAL - COMMERCIAL | PRE-CONSTRUCTION PHASE | Electrical | Infrastructure - Electrical & construction power | WO/BPC/BPC1/6 | HEAL INTERNATIONAL | Installation of 11/0.433 KV 500 KVA transformer with all termination | Installation of 11/0.433 KV 500 KVA transformer with all termination | Nos. | 1 | 8250 | Approved
BHOPAL - COMMERCIAL | PRE-CONSTRUCTION PHASE | Electrical | Infrastructure - Electrical & construction power | WO/BPC/BPC1/6 | HEAL INTERNATIONAL | 12 KV 800 amp outdoor type VCB with control panel control wiring CT stand, battery and charger | Supply and installation of 12 KV 800 amp outdoor type VCB with control panel control wiring CT stand, battery and charger ( make Crompton )including supply and wiring from VCB to transformer etc. as required to complete in all respect. | Job | 1 | 214500 | Approved
BHOPAL - COMMERCIAL | PRE-CONSTRUCTION PHASE | Electrical | Infrastructure - Electrical & construction power | WO/BPC/BPC1/6 | HEAL INTERNATIONAL | 11 KV oil filled out door type PT | Supply and installation of 11 KV oil filled out door type PT | Nos. | 3 | 21560 | Approved
BHOPAL - COMMERCIAL | PRE-CONSTRUCTION PHASE | Electrical | Infrastructure - Electrical & construction power | WO/BPC/BPC1/6 | HEAL INTERNATIONAL | 11 KV oil filled out door type C T 50/ 5 Amp class 0.5 | Supply and installation of 11 KV oil filled out door type C T 50/ 5 Amp class 0.5 (make laxmi engg) | Nos. | 3 | 21560 | Approved
BHOPAL - COMMERCIAL | PRE-CONSTRUCTION PHASE | Electrical | Infrastructure - Electrical & construction power | WO/BPC/BPC1/6 | HEAL INTERNATIONAL | Earthing arrangement with 50 mm Dia earth electrode (chemical earthing) /600X600X6.3mm G I plate earthing with salt charcoal | Supply & installation of earthing arrangement with 50 mm Dia earth electrode (chemical earthing) /600X600X6.3mm G I plate earthing with salt charcoal, watering pipe, earthing chamber etc as per norm and specification | Nos. | 12 | 10450 | Approved
BHOPAL - COMMERCIAL | PRE-CONSTRUCTION PHASE | Electrical | Infrastructure - Electrical & construction power | WO/BPC/BPC1/6 | HEAL INTERNATIONAL | 50x5 mm GI strip with cutting drilling welding | Supply & laying 50x5 mm GI strip with cutting drilling welding etc complete | Mtrs. | 300 | 341 | Approved
BHOPAL - COMMERCIAL | PRE-CONSTRUCTION PHASE | Electrical | Infrastructure - Electrical & construction power | WO/BPC/BPC1/6 | HEAL INTERNATIONAL | Chain link fencing with angle 50x50x5 mm 1.8 mtr height | Supply & installation of chain link fencing with angle 50x50x5 mm 1.8 mtr height, as per norms and specification of I E rules with gate arrangement for M E D P and Transformer yard . | RMT | 24 | 1980 | Approved
BHOPAL - COMMERCIAL | PRE-CONSTRUCTION PHASE | Electrical | Infrastructure - Electrical & construction power | WO/BPC/BPC1/6 | HEAL INTERNATIONAL | Outdoor type cable end termination Kit | Supply and fixing of outdoor type cable end termination Kit for 11 KV 150 sqmm 3 core cable | Job | 2 | 15290 | Approved
BHOPAL - COMMERCIAL | PRE-CONSTRUCTION PHASE | Electrical | Infrastructure - Electrical & construction power | WO/BPC/BPC1/6 | HEAL INTERNATIONAL | Cable end termination with luges and glands | Providing and fixing of cable end termination with luges and glands(Each end as per requirement) | Nos. | 6 | 1199 | Approved
BHOPAL - COMMERCIAL | PRE-CONSTRUCTION PHASE | Electrical | Infrastructure - Electrical & construction power | WO/BPC/BPC1/6 | HEAL INTERNATIONAL | Spreading of 40 mm red metal in switchyard | Supply & spreading of 40 mm red metal in switchyard as per norms and specification | Job | 1 | 16500 | Approved
BHOPAL - COMMERCIAL | PRE-CONSTRUCTION PHASE | Electrical | Infrastructure - Electrical & construction power | WO/BPC/BPC1/6 | HEAL INTERNATIONAL | H T meter box with TTB ,10 core 4 sqmm copper armoured control cable | Supply & installation of H T meter box with TTB ,10 core 4 sqmm copper armoured control cable, M seal, epoxy insulated paint GI protection pipe supporting angle for HT metering | Job | 1 | 23760 | Approved
BHOPAL - COMMERCIAL | PRE-CONSTRUCTION PHASE | Electrical | Infrastructure - Electrical & construction power | WO/BPC/BPC1/6 | HEAL INTERNATIONAL | Testing of complete installation as per norms and specification and approvals | Testing of complete installation as per norms and specification and approvals of drawings, permission of charging, and changing up to main panel | Job | 1 | 82500 | Approved
BHOPAL - COMMERCIAL | PRE-CONSTRUCTION PHASE | Electrical | Infrastructure - Electrical & construction power | WO/BPC/BPC1/6 | HEAL INTERNATIONAL | Liaison charges for Submission of application, site survey, approval of load from respective dept. | Liaison charges for Submission of application, site survey, approval of load from respective dept. | Job | 1 | 55000 | Approved
BHOPAL - COMMERCIAL | PRE-CONSTRUCTION PHASE | Electrical | Infrastructure - Electrical & construction power | WO/BPC/BPC1/6 | HEAL INTERNATIONAL | Outdoor type panel | Supply and installation of outdoor type panel with 800 Amp ATS, 800 Amp MCCB , Al bus bar 1000 Amp Indicating lamps 100 Amp 4P MCCB 4 no, 160 Amp 4P MCCB 3 no, 63 Amp 4 P MCB 5 no, earthing terminals panel made of 1.6 mm MS sheet and duly powder coated ( as per drawing ) | Nos. | 1 | 398500 | Approved
SOUTHWINDS PROJECT LLP (PHASE - III & IV) | FINISHING PHASE - IV | Window and Glazing |  | WO/SP34/FW4/42 | Glass Facades | Rate Escalation | Rate Escalation |  | 0 | 0 | Approved
SOUTHWINDS PROJECT LLP (PHASE - III & IV) | FINISHING PHASE - IV | Window and Glazing |  | WO/SP34/FW4/42 | Glass Facades | Rate Escalation - W1 (2400 X 2050) mm | Rate Escalation - W1 (2400 X 2050) mm | Sq.Ft. | 953.262 | 11.16 | Approved
Primarc Chambers | BLOCK | Plumbing/Sanitory | Internal Plumbing | WO/PCH/PC01/19 | Bdcon Engineers Pvt. Ltd. | 150 mm dia (2nd time work) | 150 mm dia (2nd time work) | RMT | 22.15 | 780 | Approved
Primarc Chambers | BLOCK | Plumbing/Sanitory | Internal Plumbing | WO/PCH/PC01/19 | Bdcon Engineers Pvt. Ltd. | 50 mm dia | 50 mm dia | Nos. | 6 | 240 | Approved
Primarc Chambers | BLOCK | Plumbing/Sanitory | Internal Plumbing | WO/PCH/PC01/19 | Bdcon Engineers Pvt. Ltd. | 100 mm dia | 100 mm dia | Nos. | 3 | 450 | Approved
Primarc Chambers | BLOCK | Plumbing/Sanitory | Internal Plumbing | WO/PCH/PC01/19 | Bdcon Engineers Pvt. Ltd. | 'Y'-strainer | Labour charges for fitting ,fixing and testing the C.I. make 'Y'-strainer with necessary fittings and fixing materials, complete as per the direction of EIC .at Roof |  | 0 | 0 | Approved
Primarc Chambers | BLOCK | Plumbing/Sanitory | Internal Plumbing | WO/PCH/PC01/19 | Bdcon Engineers Pvt. Ltd. | 100mm Y strainer | 100mm Y strainer | Nos. | 1 | 550 | Approved
Primarc Chambers | BLOCK | Plumbing/Sanitory | Internal Plumbing | WO/PCH/PC01/19 | Bdcon Engineers Pvt. Ltd. | 150mm Y strainer | 150mm Y strainer | Nos. | 1 | 750 | Approved
Primarc Chambers | BLOCK | Plumbing/Sanitory | Internal Plumbing | WO/PCH/PC01/19 | Bdcon Engineers Pvt. Ltd. | Water Meter | Labour charges for fitting ,fixing the Water Meter with necessary fittings and fixing materials, complete as per the direction of EIC . |  | 0 | 0 | Approved
Primarc Chambers | BLOCK | Plumbing/Sanitory | Internal Plumbing | WO/PCH/PC01/19 | Bdcon Engineers Pvt. Ltd. | 32 mm dia | 32 mm dia. | Nos. | 1 | 500 | Approved
Primarc Chambers | BLOCK | Plumbing/Sanitory | Internal Plumbing | WO/PCH/PC01/19 | Bdcon Engineers Pvt. Ltd. | Pressure reducing valve 65mmDia | Labour charge for and fixing pressure reducing valve with inbuilt strainer & compensation chamber in forged brass body suitably nickel plated, NBR nitrile elastomeric diaphragm, EPDM seals and O ring, DZR brass rod, stainless steel AISI 303 seal seat, pressure gauge connection FG 1/4" capable of handling inlet pressure to a maximum of 16 bars and outlet pressure 2.5 bars and adjustable. a) 65mmDia | Nos. | 2 | 2200 | Approved
Primarc Chambers | BLOCK | Plumbing/Sanitory | Internal Plumbing | WO/PCH/PC01/19 | Bdcon Engineers Pvt. Ltd. | Sink Set | Labour Charges for Handling, lifting, Fitting, fixing, & testing Sink set at business centre ( approved brand / make ) with Angular stop cock, sink waste, flexible pipe, Sensor type mixture / pillar cock Anchor fastner all necessary accessories of approved make ,all labour charges including cutting holes , grouting ,fixing all complete. | Nos. | 1 | 850 | Approved
Primarc Chambers | BLOCK | Plumbing/Sanitory | Internal Plumbing | WO/PCH/PC01/19 | Bdcon Engineers Pvt. Ltd. | Floor gratings & grab bar | Labour Charges for Handling, lifting, Fitting, fixing,of floor gratings ,grab bar as per desired locations at roof, 4th,3rd,2nd & 1stFloor- all labour charges including cutting holes , grouting ,all complete |  | 0 | 0 | Approved
Primarc Chambers | BLOCK | Plumbing/Sanitory | Internal Plumbing | WO/PCH/PC01/19 | Bdcon Engineers Pvt. Ltd. | 200mm CI Grating | 200mm CI Grating | Nos. | 2 | 140 | Approved
Primarc Chambers | BLOCK | Plumbing/Sanitory | Internal Plumbing | WO/PCH/PC01/19 | Bdcon Engineers Pvt. Ltd. | 125mm CI Grating | 125mm CI Grating | Nos. | 24 | 100 | Approved
Primarc Chambers | BLOCK | Plumbing/Sanitory | Internal Plumbing | WO/PCH/PC01/19 | Bdcon Engineers Pvt. Ltd. | 100 mm Grating | 100 mm Grating | Nos. | 4 | 80 | Approved
Primarc Chambers | BLOCK | Plumbing/Sanitory | Internal Plumbing | WO/PCH/PC01/19 | Bdcon Engineers Pvt. Ltd. | 125/ 100 mm SS Round Gratings | 125/ 100 mm SS Round Gratings | Nos. | 0 | 80 | Approved
Primarc Chambers | BLOCK | Plumbing/Sanitory | Internal Plumbing | WO/PCH/PC01/19 | Bdcon Engineers Pvt. Ltd. | Grab Bar | Grab Bar | Nos. | 21 | 175 | Approved
Primarc Chambers | BLOCK | Plumbing/Sanitory | Internal Plumbing | WO/PCH/PC01/19 | Bdcon Engineers Pvt. Ltd. | 90 Deg Swing Grab Bar | 90 Deg Swing Grab Bar | Nos. | 21 | 175 | Approved
AARANYA | EXPERIENCE CENTER | Window and Glazing |  | WO/PKB/PKX/7 | Annex Design Pvt. Ltd. | Euro 40 Series 5 mm clear toughened glass Window | Providing and fixing of Euro 40 Series openable + fixed window with 5 mm Clear Toughened Glass with complete designing including all fitting and fixture at all level as per approved Shop drawing and direction of EIC . Detail material specification attached in Annexure-I. |  | 0 |  | Approved
AARANYA | EXPERIENCE CENTER | Window and Glazing |  | WO/PKB/PKX/7 | Annex Design Pvt. Ltd. | Euro 40 Series 8 mm clear toughened glass Door | Providing & fixing of Euro 40 Series door with 8 mm Clear Toughened Glass with complete designing including all required fittings, Door hinges (Butt hinges, SS matt finish), Door Lock (Mortise lock system), Door Handle all with required accessories & fittings at all level as per approved Shop drawing and direction of EIC . Detail material specification attached in ANNEXURE-I . |  | 0 |  | Amended & Approved
AARANYA | EXPERIENCE CENTER | Window and Glazing |  | WO/PKB/PKX/7 | Annex Design Pvt. Ltd. | Window G-1 : (3300X1780) | Window G-1 : (3300X1780)- 3 nos | Sq.Ft. | 0 |  | Approved
AARANYA | EXPERIENCE CENTER | Window and Glazing |  | WO/PKB/PKX/7 | Annex Design Pvt. Ltd. | Window W : (1650X1780) | Window W : (1650X1780)- 7 nos | Sq.Ft. | 0 |  | Approved
AARANYA | EXPERIENCE CENTER | Window and Glazing |  | WO/PKB/PKX/7 | Annex Design Pvt. Ltd. | Window W1 : (750X1200) | Window W1 : (750X1200)- 3 nos | Sq.Ft. | 0 |  | Approved
AARANYA | EXPERIENCE CENTER | Window and Glazing |  | WO/PKB/PKX/7 | Annex Design Pvt. Ltd. | Window WA : (1510X1780) | Window WA : (1510X1780)- 1 nos | Sq.Ft. | 0 |  | Approved
AARANYA | EXPERIENCE CENTER | Window and Glazing |  | WO/PKB/PKX/7 | Annex Design Pvt. Ltd. | Door GD-2 : (1725X2300) | Door GD-2 : (1725X2300)- 1 nos | Sq.Ft. | 0 |  | Approved
AARANYA | EXPERIENCE CENTER | Window and Glazing |  | WO/PKB/PKX/7 | Annex Design Pvt. Ltd. | Door GD-3 : (2110X2300) | Door GD-3 : (2110X2300)- 1 nos | Sq.Ft. | 0 |  | Approved
AARANYA | EXPERIENCE CENTER | Window and Glazing |  | WO/PKB/PKX/7 | Annex Design Pvt. Ltd. | Door GD-4 : (2060X2300) | Door GD-4 : (2060X2300)- 1 nos | Sq.Ft. | 0 |  | Approved
AARANYA | EXPERIENCE CENTER | Window and Glazing |  | WO/PKB/PKX/7 | Annex Design Pvt. Ltd. | Door GD-5 : (2050X2300) | Door GD-5 : (2050X2300)- 1 nos | Sq.Ft. | 0 |  | Approved
Primarc Aahana | PRE-CONSTRUCTION PHASE | Temp fencing wall & Gate |  | WO/AAH/AAH01/1 | B P Enterprise | Removal of plaster | Dismantling and removal of existing plaster and rendering from the boundary wall, including disposal of debris as per BOQ & direction of EIC. | Sq.Mtr. | 77 | 100 | Approved
Primarc Aahana | COMMON INFRASTRUCTURE | Consultancy Charges | STRUCTURAL CONSULTANT | WO/AAH/AAH02/6 | Adroit Consultant | Consultancy charges for Structural Engineering discipline for proposed Residential project at Rajdanga. | Consultancy charges for Structural Engineering discipline for proposed Residential project at Rajdanga. | Sq.Ft. | 100000 | 7 | Approved
Primarc Chambers | COMMON INFRASTRUCTURE | Civil | Misc Civil Work | WO/PCH/PC04/40 | B P Enterprise | Civil Work of Signage -1 & 2 at DG & Security Room Area | Civil Work of Signage -1 & 2 at DG & Security Room Area |  | 0 | 0 | Amended & Approved
Primarc Chambers | COMMON INFRASTRUCTURE | Civil | Misc Civil Work | WO/PCH/PC04/40 | B P Enterprise | Excavation | All charges for doing excavation in required profile in all type of soils in dry and wet condition for pile cap, or other foundation of the proposed structure as per drawings or direction of PMC/Owner including dismantling of foundation (if any) made with brick, PCC, RCC, dressing of side, bottom, ramming of bottom, dewatering, shoring, strutting, diverting underground sewer line, water line, electrical line (if any) barricading the area providing caution board maintaining required slopes including all labour, materials, machinery, tools & tackles for all lead & lift as per drawing and direction of Engineer-in-Charge (i.e bottom of PCC area). a) Depth up to 1.5m from EGL. | Cum. | 8.14 | 250 | Approved
Primarc Chambers | COMMON INFRASTRUCTURE | Civil | Misc Civil Work | WO/PCH/PC04/40 | B P Enterprise | Brick Flat Soling | All charges for providing and laying single brick flat soling of picked, jhama bricks below foundation floor, pile cap, tie beam etc. including ramming dressing and bringing to proper level including all materials, labour, tools and plants etc. complete as per specification, drawing and as per direction of Engineer-in-Charge. Below foundation | Sq.Mtr. | 3.63 | 428 | Approved
Primarc Chambers | COMMON INFRASTRUCTURE | Civil | Misc Civil Work | WO/PCH/PC04/40 | B P Enterprise | PCC | Charges for providing and laying of PCC (1:3:6) by site mix concrete with 20mm and down size, screened and washed well graded stone chips excluding shuttering, consolidatin complete in all respect as per drawing, specification and direction of EIC. (Cement will be supplied by client, but subjected to reconciliation). (Location-Foundation work) | Cum. | 0.355 | 5720 | Approved
Primarc Chambers | COMMON INFRASTRUCTURE | Civil | Misc Civil Work | WO/PCH/PC04/40 | B P Enterprise | Shuttering | All charges for providing, fabricating, erecting and fixing in position plained timber, plywood centering and shuttering true to line and level, including steel propping, staging, shuttering removal, applying shuttering oil, including required bracing, chamfering corners (of exposed edges) of all applicable structures and complete as per drawing and direction of Engineer-in-Charge. Rate shall also include removal and dismantling the aforesaid assembly after specified period complete at all depths and leads for all items | Sq.Mtr. | 9.95 | 425 | Approved
Primarc Chambers | COMMON INFRASTRUCTURE | Civil | Misc Civil Work | WO/PCH/PC04/40 | B P Enterprise | R.C.C | Charges for providing & laying of R.C.C (M20 Grade) by site mix concrete 25 mm and down sized , screened and washed well graded stone chips excluding shuttering, consolidation complete in all respect as per drawing, specification and direction of EIC. (Cement & Steel would be supplied by the client, but subjected to reconciliation.) | Cum. | 6.755 | 7000 | Approved
Primarc Chambers | COMMON INFRASTRUCTURE | Civil | Misc Civil Work | WO/PCH/PC04/40 | B P Enterprise | Reinforcement | All charges for fixing steel reinforcement (Tor Steel as per IS-1786, Fe 500) for RCC work including transporting, decoiling, straightening, removing loose rust, cutting, bending and placing for all profile and for all lead & lift and binding with 18 gauge annealed wire as per drawing and direction of Engineer-in-Charge. Payment of steel shall be made as per drawing and approved bar bending schedule with permissible laps and paid on the basis of the sectional weights of bar as per relevant I.S. Code. The rate shall include cost of binding wire, chairs, spacers, pins, cover blocks which will not be measured separately for payment. (Reinforcement would be supplied by the client free of cost, but subjected to reconciliation) Location: Signage 1 & 2, New Ramp at Retail Space-1 & Fire Tank at GFL | MT | 0.78 | 6000 | Approved
Primarc Chambers | COMMON INFRASTRUCTURE | Civil | Misc Civil Work | WO/PCH/PC04/40 | B P Enterprise | Supply & Making of Well (Signage-I) | Charges for Supply & Making of Well, Earth cutting & Clay ring fixing etc all complete with all material & labour as per direction of Engineer-In-Charge. Wells dimensions of 600mm dia for 2000mm -2100mm depth.(Signage-I) | Nos. | 4 | 7000 | Approved
Primarc Chambers | COMMON INFRASTRUCTURE | Civil | Misc Civil Work | WO/PCH/PC04/40 | B P Enterprise | Supply & Making of Well (Signage-II) | Charges for Supply & Making of Well, Earth cutting & Clay ring fixing etc all complete with all material & labour as per direction of Engineer-In-Charge. Wells dimensions of 800mm dia for 2250mm -2350mm depth & 600mm dia for 1250mm-1350mm depth, | Nos. | 1 | 9800 | Approved
Primarc Chambers | COMMON INFRASTRUCTURE | Civil | Misc Civil Work | WO/PCH/PC04/40 | B P Enterprise | Dismantling of RCC | Dismantling of Reinforced Cement Concrete(RCC) structure at all heights and level, as per the requirement including all tools & tackles, labours all complete as per the direction and entire satisfaction of the Technical head/EIC | Cum. | 0.49 | 3000 | Approved
Primarc Chambers | COMMON INFRASTRUCTURE | Civil | Misc Civil Work | WO/PCH/PC04/40 | B P Enterprise | Bolt fixing | Labour Charges for Fixing of template and Bolt | Nos | 38 | 11 | Approved
Primarc Chambers | BLOCK | Grill / Steel Work |  | WO/PCH/PC01/91 | ADA-METCON | Providing & Fixing Ms Screen | Providing & Fixing Ms Screen At Service Area At 15th Floor |  | 0 | 0 | Approved
Primarc Chambers | BLOCK | Grill / Steel Work |  | WO/PCH/PC01/91 | ADA-METCON | Supplying and Fixing of MS Gate | Supplying and Fixing of MS Gate with all complete including materials, tools & tackles, labours, cost of Red Oxide Primer, transportation and loading-unloading for all levels as per drawing, specification and direction of Engineer-in-Charge. (Only Anchor Fastner to be provided by the Client but subject to reconciliation). Location-15th Floor Service area. | Kg | 466.23 | 115 | Approved
Primarc Chambers | BLOCK | Grill / Steel Work |  | WO/PCH/PC01/91 | ADA-METCON | Fabrication & Erection of SHS-72 x 72 x 4.8mm & Fixation of 140 x 140 x 12mm | Fabrication & Erection of SHS-72 x 72 x 4.8mm & Fixation of 140 x 140 x 12mm Plate as per direction of EIC. Location-15th Floor Service area. | Kg | 163.1 | 35 | Approved
Primarc Chambers | BLOCK | Grill / Steel Work |  | WO/PCH/PC01/91 | ADA-METCON | Installation of Mechanical Anchor Fastener | Installation of Mechanical Anchor Fastener | Nos | 64 | 13.5 | Approved
Primarc Aadvika | EXPERIENCE CENTER | Hardscape |  | WO/HW1/PHW3/17 | Sarmistha Enterprise | Providing and Fixing of M.S fencing. | Providing and Fixing of M.S fencing with Corrugated sheet- above Barricade wall between project site & Experience center, as per B.O.Q & direction of EIC. |  | 0 | 0 | Amended & Approved
Primarc Aadvika | EXPERIENCE CENTER | Hardscape |  | WO/HW1/PHW3/17 | Sarmistha Enterprise | Charges for Providing and Fixing of M.S fencing made with 80 x 40 x 3.2 mm thick Rectangular Hollow Section as Vertical post and 50 x 50 x 2.8 mm thick Square Hollow Section | Charges for Providing and Fixing of M.S fencing made with 80 x 40 x 3.2 mm thick Rectangular Hollow Section as Vertical post and 50 x 50 x 2.8 mm thick Square Hollow Section as horizontal member as per drawing including cost of one coat of Red Oxide Primer, Transportation, loading-unloading, Shifting & lifting to places and erection as per direction of Engineer-in-Charge | Kg | 1623 | 103 | Approved
Primarc Aadvika | EXPERIENCE CENTER | Hardscape |  | WO/HW1/PHW3/17 | Sarmistha Enterprise | Charges for providing and fixing of Blue scope Sheet | Charges for providing and fixing of Blue scope Sheet (Brand-Jindal/Bhusan, Colour- Blue) at MS fencing including all fittings and fixtures as per drawing and direction of Engineer-in-Charge. Size of Sheet: 10 Ft. x3.5 Ft. (0.45mm thick) | Sq.Ft. | 1938 | 58 | Approved
Primarc Chambers | BLOCK | Plumbing/Sanitory | External Plumbing | WO/PCH/PC01/41 | Bdcon Engineers Pvt. Ltd. | 25 NB (GARDEN WATER SUPPLY) | 25 NB (GARDEN WATER SUPPLY) | RMT | 23.2 | 235 | Approved
Primarc Chambers | BLOCK | Plumbing/Sanitory | External Plumbing | WO/PCH/PC01/41 | Bdcon Engineers Pvt. Ltd. | 600 X 300 X (300mm to 600mm ) - CATCH PIT | 600 X 300 X (300mm to 600mm ) - CATCH PIT | Nos | 2 | 3550 | Approved
BHOPAL - RESIDENTIAL | COMMON INFRASTRUCTURE | Consultancy Charges | FIRE SAFETY CONSULTANT | WO/BPR/BPR3/10 | SD FIRETECH CONSULTANT | Review & Vetting Consultancy Services For Implementation of Fire Detection & Fire Fighting System | Consultancy Charges for Review & Vetting of Fire Detection & Fire Fighting System for Proposed Residential Development Project at Bhopal | Lump Sum | 1 | 450000 | Approved
Primarc Chambers | BLOCK | Plumbing/Sanitory | External Plumbing | WO/PCH/PC01/41 | Bdcon Engineers Pvt. Ltd. | 100mm dia (Borewell + KMC Water Supply) | 100mm dia (Borewell + KMC Water Supply) | Nos | 2 | 450 | Approved
BHOPAL - COMMERCIAL | COMMON INFRASTRUCTURE | Consultancy Charges | FIRE SAFETY CONSULTANT | WO/BPC/BPC3/11 | SD FIRETECH CONSULTANT | Consultancy Charges for Review & Vetting of Fire Detection & Fighting System – Bhopal Project. | Consultancy Charges for Review & Vetting Services for Implementation of Fire Detection & Fire Fighting System for Proposed Commercial Development Project at Bhopal.(Approx. Area 9.0 Lakh Sqft) | Lump Sum | 1 | 900000 | Amended & Approved
Primarc Chambers | BLOCK | Plumbing/Sanitory | External Plumbing | WO/PCH/PC01/41 | Bdcon Engineers Pvt. Ltd. | Charges for Fixing of FRP Recess Manhole Cover | Charges for Fixing of FRP Recess Manhole Cover |  | 0 | 0 | Approved
Primarc Chambers | BLOCK | Plumbing/Sanitory | External Plumbing | WO/PCH/PC01/41 | Bdcon Engineers Pvt. Ltd. | Charges for Fixing of FRP RECESS Manhole Covers of size 600 x 600 mm dia at security Room | Charges for Fixing of FRP RECESS Manhole Covers of size 600 x 600 mm dia at security Room with necessary building material all complete Work to be done as per drawing and direction of EIC. | Nos | 2 | 1919 | Approved
Primarc Chambers | BLOCK | Plumbing/Sanitory | External Plumbing | WO/PCH/PC01/41 | Bdcon Engineers Pvt. Ltd. | Charges for Fixing of FRP Recess Manhole Cover of 750x750 mm dia Size at Rainwater Harvesting Tank, Fire Tank and Domestic Tank | Charges for Fixing of FRP Recess Manhole Cover of 750x750 mm dia Size at Rainwater Harvesting Tank, Fire Tank and Domestic Tank with all necessary shuttering, rod binding and rcc at approved level as directed by EIC. | Nos | 3 | 3200 | Approved
Primarc Chambers | BLOCK | Plumbing/Sanitory | External Plumbing | WO/PCH/PC01/41 | Bdcon Engineers Pvt. Ltd. | Charges for Fixing of DI Grating | Charges for Fixing of DI Grating |  | 0 | 0 | Approved
Primarc Chambers | BLOCK | Plumbing/Sanitory | External Plumbing | WO/PCH/PC01/41 | Bdcon Engineers Pvt. Ltd. | Charges for Fixing of DI Grating at given level for Drain at Gr floor | Charges for Fixing of DI Grating at given level for Drain at Gr floor with proper pcc, neat cement on sides, all complete, as directed by EIC. | RMT | 30 | 1328 | Approved
Primarc Chambers | BLOCK | Plumbing/Sanitory | External Plumbing | WO/PCH/PC01/41 | Bdcon Engineers Pvt. Ltd. | Charges for Fixing of DI Grating at given level for Drain at Roof floor Level | Charges for Fixing of DI Grating at given level for Drain at Roof floor Level with proper pcc. neat cement on sides, all complete, as directed by EIC. | RMT | 24 | 1328 | Approved
Primarc Chambers | BLOCK | Plumbing/Sanitory | External Plumbing | WO/PCH/PC01/41 | Bdcon Engineers Pvt. Ltd. | Charges for Construction of Pit | Charges for Construction of Pit |  | 0 | 0 | Approved
Primarc Chambers | BLOCK | Plumbing/Sanitory | External Plumbing | WO/PCH/PC01/41 | Bdcon Engineers Pvt. Ltd. | Charges for Construction of Pit (600 X 600 X 300) for treated water tank pit with 600x 600mm | Charges for Construction of Pit (600 X 600 X 300) for treated water tank pit with 600x 600 mm FRP cover of following size using designated brickwork(Red Brick) 250mm in cement sand mortar (1:4), 15 mm thick inside plastering work with cement plaster (1:4) finished with a floating coat of neat cement,, RCC (1:1.5:3) 150 mm thick top slab with 10 mm dia reinforcement at 150mm c/c in double layer to hold the FRP cover, fixing FRP rectangular type manhole cover, testing all complete as per specifications and approved drawings. Work to be done as per drawing and direction of EIC. | Nos | 1 | 4410 | Approved
Primarc Chambers | BLOCK | Plumbing/Sanitory | External Plumbing | WO/PCH/PC01/41 | Bdcon Engineers Pvt. Ltd. | Charges for Construction of Pit (800mm x 800 x 400 mm) for Toilet connection of 1st Floor | Charges for Construction of Pit (800mm x 800 x 400 mm) for Toilet connection of 1st Floor as per site of following size using designated brickwork(Red Brick) 250mm in cement sand mortar (1:4), 75 mm thick top slab with 10 mm dia reinforcement at 150mm c/c in double layer for the cover Work to be done as per drawing and direction of EIC. | Nos | 1 | 7250 | Approved
SOUTHWINDS PROJECT LLP (PHASE - III & IV) | CLUB PHASE - III & IV | Flooring Work |  | WO/SP34/CW34/16 | SAAV DEVELOPERS LLP | "Screed Conc.At Toilet (6th & 7th Floor) and Reception (7th Floor) (60mm-70mm) | "Screed Conc.At Toilet (6th & 7th Floor) and Reception (7th Floor) (60mm-70mm)" Providing and Fixing charges for Laying of 1:3:6 rough casting over the waterproofing coating,thickness varies from 60mm to 70mm on the floor of Toilet and Reception at all levels including curing in all respect,all lead and lift of the material as per drawing and direction of Engineer-In-Charge. (Cement will be supplied by client,but subjected to reconciliation) | Sq.Mtr. | 110.793 | 592 | Approved
Primarc Aadvika | EXPERIENCE CENTER | External Painting |  | WO/HW1/PHW3/18 | INTERIO HUB | PERMASAND TEXTURE (TERRACOTA COLOUR) | PERMASAND TEXTURE (TERRACOTA COLOUR) : Providing and Applying permasand pest (terracotta colour) using trowel to create approve pattern and texture over single coat of exterior grade primer followed by applying putty for base preparation, including surface sanding to achieve a smooth finish, and completed with applying two or more coat of TC 500 as protective coat over the final texture surface, with all scaffolding, labour, tools and tackle, lifting of the material, loading-unloading charges all complete as per direction of Engineer-in-charge. Location:- Experience Center | Sq.Ft. | 5709 | 100 | Amended & Approved
Primarc Aadvika | EXPERIENCE CENTER | External Painting |  | WO/HW1/PHW3/18 | INTERIO HUB | BASE PREPRATION FOR OLD SURFACE: | BASE PREPRATION FOR OLD SURFACE: Charges for base preparation of the old surface, including wire brushing to remove loose particles, followed by proper cleaning to wash out dust and ensure a thoroughly clean surface as per the satisfaction of the Engineer-in-Charge. Applying one coat of polymer liquid as a bonding coat over the cleaned surface to enhance adhesion for subsequent work. The rate shall include the cost of all materials, labor, tools & tackles, and all necessary arrangements to complete the work in all respects as per the approved specifications and instructions of the Engineer-in-Charge | Sq.Ft. | 5709 | 10 | Approved
Primarc Aadvika | EXPERIENCE CENTER | Mechanical Car Parking |  | WO/HW1/PHW3/19 | Vinayak Fabtech | Car shed made with Creeper by MS Structure & Tensile fabric | Car shed made with Creeper by MS Structure & Tensile fabric. |  | 0 | 0 | Amended & Approved
Primarc Aadvika | EXPERIENCE CENTER | Mechanical Car Parking |  | WO/HW1/PHW3/19 | Vinayak Fabtech | MS Structure | Supply, fabrication, and erection of MS structures using MS SHS pipe of sizes 200 x 100 x 6 mm thick, MS RHS sections of 145 x 82 x 4.8 mm thick, and 60 x 40 x 3.6 mm thick,400x400x20mm Thick MS Plate & Stiffener Plate 150x75x6mm Thick all strictly in accordance with the approved drawings. The entire structure shall be properly buffed and surface-prepared before coating. The coating system will consist of two coats of epoxy primer followed by two coats of synthetic PU enamel paint Glossy Finish ( RAL 7037). The work shall also include the provision and installation of MS base plates, anchor fasteners, cutting, welding, handling of wastage, transportation, lifting, and erection at all specified locations and levels, as per the approved drawings and instructions of the Engineer-in-Charge. The MS structural materials shall be of Neozone, Apollo, or any other equivalent approved brand. The epoxy primer and synthetic PU enamel paint shall be from BergerAsian Paints, or any other approved equivalent brand. All works are to be carried out with strict adherence to quality standards, maintaining safety protocols, and under the supervision and direction of the Engineer-in-Charge. Total No of Shed 4nos. | Kg | 2597 | 160 | Approved
Primarc Aadvika | EXPERIENCE CENTER | Mechanical Car Parking |  | WO/HW1/PHW3/19 | Vinayak Fabtech | Tensile Fabric | The top surface of the structure shall be clad with Mehler (Germany) make tensile fabric, both sides PVDF-coated 902 fabric. Installation shall be carried out using nuts, bolts, and hardware in accordance with the approved drawings and the instructions of the Engineer-in-Charge (EIC). The fabric shall be tensioned and secured using a tensile mechanism, stainless steel wire ropes, aluminum strips, and self-threaded screws. | Sq.Ft. | 848.5 | 285 | Approved
Primarc Aadvika | EXPERIENCE CENTER | Mechanical Car Parking |  |  |  | Loading - Unloading | Charges for loading, unloading, transportation, and machinery hire, as directe Charges for loading, unloading, and machinery hire, as directed by the Engineer-in-Charge.d by the Engineer-in-Charge. | Sq.Ft. |  |  | Approved
Primarc Aadvika | EXPERIENCE CENTER | Mechanical Car Parking |  | WO/HW1/PHW3/19 | Vinayak Fabtech | Wire Rope Structure for Creeper | Supply and installation of SS 316 wire rope, 3mm thick, utilizing MS stubs and purlins fabricated from CHS and SHS pipes 50x50x2.9 SHS , complete with SS clips, aluminium track sections, SS clamps, and all necessary hardware. The structure shall be finished with cladding of creeper plants. | Sq.Ft. | 848.5 | 172 | Approved
SOUTHWINDS PROJECT LLP (PHASE - III & IV) | FINISHING PHASE - IV | Window and Glazing |  | WO/SP34/FW4/41 | Glass Facades | Rate Escalation. | Rate Escalation - W1 (2400 X 2050) mm. | Sq.Ft. | 953.262 | 11.16 | Approved
SOUTHWINDS PROJECT LLP (PHASE - III & IV) | COMMON INFRASTRUCTURE - PHASE III & IV | Civil | Misc Civil Work | WO/SP34/CI34/68 | Maa Laxmi Crane Services | Hire Charges of JCB for Misc. Dismantling of RCC | Hire Charges of JCB for Misc. Dismantling of RCC of all thickness and grade as per direction of Engineer-in-Charge. Cleaning and disposal of debris in client scope. | Cum. | 20.806 | 2000 | Approved
Primarc Chambers | BLOCK | False Celling |  | WO/PCH/PC01/88 | Sangita Gaurisaria | Gypsum ceiling-Gr.Floor | Providing all the Necessary material for Gypsum Celing Corridoor area and Profile Light Cutting (20 mm X 12 mm) with Channel Providing & Fixing at Corridoor & Lift Lobby area including labour charges. False ceiling providing and fixing with gypsum board 12 mm thk. flat framework comprising of rolled galvanized metal sections consisting of the main channels to run in one direction at 1000mm c/c and secondary ceiling section at 525-650nim c/c in other direction connected to main channel with Gl connecting clips of 10 SWG of approved quality. The grids shall be suspended from structural slab by Gl strap hanger 15 mm x 15 mm size @1000mm C/C both ways from structural support Gypsum board 12 mm thick is then screwed & fixed to ceiling section, finished with jointing compound, paper tape including necessary saffolding and tool tackles all complete as per drawing and direction direction of Engineer-ln Charge. Board Brand : lGPL board/Equivalent Channel Brand : IGPL Channel. Location- Gr. Floor | Sq.Ft. | 2421.55 | 80 | Approved
Primarc Chambers | BLOCK | False Celling |  | WO/PCH/PC01/88 | Sangita Gaurisaria | Cement Board-Gr floor & 1st Floor | Fixing of cement board 8 mm thick flat framework comprising of the main channels to run in one direction at 1000mm c/c and secondary ceiling section at 525-650 mm c/c in other direction connected to main channel with Gl connecting clips of 10 SWG of approved quality. The grids shall be suspended from structural slab by Gl strap hanger 15 mm x 15 mm size @1000mm C/C both ways from structural support Gypsum board 8 mm thick is then screwed & fixed to ceiling section, finished with jointing compound, paper tape including necessary scaffolding and tool tackles all complete as per drawing and direction direction of Engineer-ln Charge. Board Brand : V- Board Channel make : IGPL; Location-Gr floor & 1st Floor | Sq.Ft. | 132.75 | 70 | Approved
Primarc Chambers | BLOCK | False Celling |  | WO/PCH/PC01/88 | Sangita Gaurisaria | False Ceiling Work for fixing pelmet,partition,cove,trap door at Gr. floor misc. area | False Ceiling Work for fixing pelmet, partition, cove, trap door at Gr. floor misc. area |  | 0 | 0 | Amended & Approved
Primarc Chambers | BLOCK | False Celling |  | WO/PCH/PC01/88 | Sangita Gaurisaria | Pelmet with Ply (1500X500MM) | Charges for fixing Gypsum pelmet with Ply (1500X500MM) of position over the approved drawing and direction of EIC including necessary scaffolding (Only Ply will supplied by client subject to reconciliation basis) Location: at FM room | RMT | 3 | 400 | Approved
Primarc Chambers | BLOCK | False Celling |  | WO/PCH/PC01/88 | Sangita Gaurisaria | Pelmet with Ply (1500X500MM) of AC outdoor position | Charges for fixing pelmet with Ply (1500X500MM) of AC outdoor position over the approved drawing and direction of EIC including necessary scaffolding (Only Ply will supplied by client subject to reconciliation basis)Location: at FM Room | Nos | 2 | 950 | Approved
Primarc Chambers | BLOCK | False Celling |  | WO/PCH/PC01/88 | Sangita Gaurisaria | Labour charges for Wooden Trap Door | Labour charges for Wooden Trap Door with 12mm Ply including aluminium tube supporting structure 35mm x 35mm (Ply & Aluminium section supplied by client)-Ground floor Lobby | Sq.Ft. | 139.85 | 300 | Approved
Primarc Chambers | BLOCK | False Celling |  | WO/PCH/PC01/88 | Sangita Gaurisaria | Wooden Partition with 6mm ply(both side) | Labour Charges for Temporary Wooden Partition with 6mm ply(both side) & aluminium tube supporting structure 35mm x 35mm, including door (Ply & Aluminium section supplied by client)-Ground floor office | Sq.Ft. | 66.65 | 110 | Approved
Primarc Chambers | BLOCK | False Celling |  | WO/PCH/PC01/88 | Sangita Gaurisaria | Dry Partition with 12mm ply + 12mm Cement fiber board(both side) | Labour Charges Temporary Dry Partition with 12mm ply + 12mm Cement fiber board(both side) & aluminium tube supporting structure framing 35mm x 35mm, including door (Ply & Aluminium section supplied by client)-Ground floor beside FM room | Sq.Ft. | 237.4 | 110 | Approved
Primarc Chambers | BLOCK | False Celling |  | WO/PCH/PC01/88 | Sangita Gaurisaria | Partition for Cable Covering | Providing & Fixing Partition for Cable Covering using 8mm Cement Fiber board with GI channel at Gr. Floor | Sq.Ft. | 126.97 | 110 | Approved
Primarc Chambers | BLOCK | False Celling |  | WO/PCH/PC01/88 | Sangita Gaurisaria | Providing & Fixing of Hilux board 8 mm thick | Providing & Fixing of Hilux board 8 mm thick flat framework comprising of the main channels to run in one direction at 1000mm c/c and secondary ceiling section at 525-650 mm c/c in other direction connected to main channel with Gl connecting clips of 10 SWG of approved quality. The grids shall be suspended from structural slab by Gl strap hanger 15 mm x 15 mm size @1000mm C/C both ways finished with jointing compound, paper tape including necessary saffolding and tool tackles all complete as per drawing and direction direction of Engineer-ln Charge. Board Brand :Hilux ,Channel make : IGPL; Location-Gr. Floor Outside Lobby Entrance Area | Sq.Ft. | 313.1 | 90 | Approved
Primarc Chambers | BLOCK | False Celling |  | WO/PCH/PC01/88 | Sangita Gaurisaria | Inside Coping Work -250mm | Providing & fixing Inside Coping Work (250mm x 60mm x 60mm)using Gypsum board 12mm for light fixing position-Location Gr. Floor Lobby Area | Rft | 246 | 60 | Approved
Primarc Chambers | BLOCK | False Celling |  | WO/PCH/PC01/88 | Sangita Gaurisaria | Wooden Pelmet using 12mm Ply (L Type) | Labour Charges Wooden Pelmet using 12mm Ply (L Type).Location-Gr. Floor Lobby | Rft | 193.35 | 100 | Approved
Primarc Chambers | BLOCK | False Celling |  | WO/PCH/PC01/88 | Sangita Gaurisaria | 12mm Gypsum Board over Wooden Pelmet (L Type) | Providing & Fixing Charges for 12mm Gypsum Board over Wooden Pelmet (L Type).Location-Gr. Floor Lobby | Rft | 241.35 | 60 | Approved
Primarc Chambers | BLOCK | False Celling |  | WO/PCH/PC01/88 | Sangita Gaurisaria | Cove of 12mm Gypsum Board (50mm) | Providing & Fixing of 50mm width Cove of 12mm Gypsum Board screwing with GI channel-Location: Gr. Floor Lobby | Rft | 193.35 | 60 | Approved
Primarc Chambers | BLOCK | False Celling |  | WO/PCH/PC01/88 | Sangita Gaurisaria | Loading & unloading | Charges for loading - unloading-, transportation, hire charges for machinery as per direction of Engineer-in-Charge | Lump Sum | 1 | 17680 | Approved
Primarc Chambers | COMMON INFRASTRUCTURE | Window and Glazing |  | WO/PCH/PC04/41 | Annex Design Pvt. Ltd. | Provide & Fixing of Cement Fibre Board & Alluminium 'Z' Louver at DG & WTP area as per Drawing, BOQ & Direction of EIC. | Provide & Fixing of Cement Fibre Board & Alluminium 'Z' Louver at DG & WTP area as per Drawing, BOQ & Direction of EIC. |  | 0 | 0 | Approved
Primarc Chambers | COMMON INFRASTRUCTURE | Window and Glazing |  | WO/PCH/PC04/41 | Annex Design Pvt. Ltd. | Aluminium "Z" Louver | Supply, fabrication, and installation of Aluminium "Z" Louvers (77.6 x 27.6 mm) at the site, complete with glazing plates (45 mm) and all necessary accessories, in accordance with the approved design and specifications. The quoted rate shall include the cost of all materials, including aluminium "Z" louvers, aluminium glazing plates, powder coating, stainless steel screws, and all associated labour charges for installation. Note: The MS backup structure will be provided by the client. | Sq.Ft. | 1071.1 | 530 | Approved
Primarc Chambers | COMMON INFRASTRUCTURE | Window and Glazing |  | WO/PCH/PC04/41 | Annex Design Pvt. Ltd. | CFB (CEMENT FIBRE BOARD AREA) | Supply, fabrication, and installation of 12 mm thick cement fiber board cladding, cut to size as per the approved design and drawings, and installed on the existing M.S. backup structure as indicated in the drawings. The quoted rate includes the cost of all materials, precision cutting as per design, and labor charges for installation. Note: The MS backup structure will be provided by the client. | Sq.Ft. | 305.3 | 290 | Approved
Primarc Chambers | BLOCK | Business Centre |  | WO/PCH/PC01/94 | DIAMOND PROJECTS | Supply & Labour Charges for Electrical Work | Supply & Labour charges in /sq.ft. on plate area of total electrical work including supply of MMS, PVC Conduit, MS circular box for slab casting and wall conduiting including supply of Sand, MS JB of approved make. Main line & CKT wiring, wiring of light point, fan point, exhaust fan, AC out door unit, indoor unit connection, power point etc of Business Centre area as required, Receiving and Fixing of modular box, wire pulling, fixing of switch & socket, distribution boxes & MCB, fixing of Gl ladder/ perforated cable tray at Business centre and electrical shaft & ELV shaft as required, Fixing of Main LT Panel, all Sub electrical Panel, DB, MCCB, SFU, ACCL etc, Laying of suitable sizes of XLPE armoured cable including suply of all accessories from elctrical meter room upto all sub Panel, DB etc in Business Centre Area through electrical riser, Making end termination of 1.1 KV grade XIPE cable in LT Panel, Sub Panel, DB etc, Receiving & fixing of Main Switch/MCCB/DB as required.Conduiting of TV, internet system, & cable laying for TV, internet system, from JB to Business centre area as required, Earthing system for all electrical panel, Sub electrical Panel, DB etc as required including supply of materials like GI Wire & Gl strip, Gl Saddle etc as required. Cutting holes in false ceiling for fixing of light Fixture, fixing of light fixture, fan, exhaust fan.etc in Business Centre area as per drawing complete in all respect & as per annexure attach with the WO. (Area: Business centre:-1635.00 Sqft) | Sq.Ft. | 1635 | 60 | Approved
Primarc Aadvika | EXPERIENCE CENTER | Civil | Sub & Super Structure Work | WO/HW1/PHW3/1 | DEEPSUN INDUSTRIAL CORPORATION | dismantling of brickwork & groove cutting | Charges for dismantling of brickwork preceded by precise groove cutting while maintaining the proper profile up to a height of (+) 6.00 meters, including necessary labor, tools & tackles, scaffolding, ensuring controlled execution to prevent damage to adjoining structures, with proper disposal of debris as per the site requirements and direction of the Engineer-in-Charge. | Cum. | 16.86 | 3000 | Approved
Primarc Aadvika | EXPERIENCE CENTER | Civil | Sub & Super Structure Work | WO/HW1/PHW3/1 | DEEPSUN INDUSTRIAL CORPORATION | 250mm thick brick work | All charges for Providing and erecting 250 mm thick brick work with 1st class Conventional bricks for walls of specified thickness in sand cement mortar (6 :1) including the cost of all material, labour, tools, tackles, scaffolding, curing etc. complete as per direction of Engineer-in-Charge and technical specification. | Cum. | 0.354 | 8200 | Approved
Primarc Aadvika | EXPERIENCE CENTER | Civil | Sub & Super Structure Work | WO/HW1/PHW3/1 | DEEPSUN INDUSTRIAL CORPORATION | Tie boults fixing | Charges for providing and fixing tie bolts with double nuts and washers by drilling through existing brickwork and MS channel, ensuring secure fastening, including all tools & tackles, labour and necessary equipment required to complete the job, as per the direction of the Engineer-in-Charge. | Nos | 180 | 400 | Approved
Primarc Aadvika | EXPERIENCE CENTER | Civil | Sub & Super Structure Work | WO/HW1/PHW3/1 | DEEPSUN INDUSTRIAL CORPORATION | Micro concrete | Charges for mixing and laying of micro concrete over ISMC and brickwork in a specified profile, including surface preparation, formwork/shuttering, pouring, and finishing, up to 6.00 meters height, ensuring proper compaction and bonding, including labour, tools, tackles, scaffolding, curing all complete as per technical specifications and direction of the Engineer-in-Charge. Only cement will supplied by client. (Rate for 0.754 Cum of micro concrete though 40.7 Mtr of length.) | Lump Sum | 1 | 38000 | Approved
Primarc Aadvika | EXPERIENCE CENTER | Civil | Sub & Super Structure Work | WO/HW1/PHW3/1 | DEEPSUN INDUSTRIAL CORPORATION | MS structural steel supply | Charges for supply and partial fabrication of MS structural steel for experience center stair purpose. | MT | 0.897 | 78037 | Approved
Primarc Aadvika | EXPERIENCE CENTER | Civil | Sub & Super Structure Work | WO/HW1/PHW3/1 | DEEPSUN INDUSTRIAL CORPORATION | Supply mason | Charges for supply of Mason for misc. work at experience center as per requirement & direction of EIC. Daily Time Schedule Total - 12Hrs (10:15 hours working time & 1hr 45mins of break time including Breakfast & Lunch) | Nos | 8 | 850 | Approved
Primarc Aadvika | EXPERIENCE CENTER | Civil | Sub & Super Structure Work | WO/HW1/PHW3/1 | DEEPSUN INDUSTRIAL CORPORATION | Supply helper | Charges for supply of Helper for misc. work at experience center as per requirement & direction of EIC. Daily Time Schedule Total - 12Hrs (10:15 hours working time & 1hr 45mins of break time including Breakfast & Lunch) | Nos | 24 | 700 | Approved
SOUTHWINDS PROJECT LLP (PHASE - III & IV) | CLUB PHASE - III & IV | Window and Glazing |  | WO/SP34/CW34/17 | Annex Design Pvt. Ltd. | D-01 (850 X 2475) mm - Single Shutter Casement Door | D-01 (850 X 2475) mm Providing & Fixing of Single Shutter Casement Door with Fluted Glass (5 mm Toughened Glass) including length of 600 mm Handle with Locking arrangement at bottom and Only Toilet (G), Toilet (L) & H. Toilet Door fitted with slim black coloured Door Closer, all fitting and fixture at all level as per approved drawing, Sample and direction of EIC. Location : Toilet (G), Toilet (L), H. Toilet & Pump Room Materials Details Specification attached in Annexure-I | Sq.Ft. | 141.841 | 1261 | Amended & Approved
SOUTHWINDS PROJECT LLP (PHASE - III & IV) | CLUB PHASE - III & IV | Window and Glazing |  | WO/SP34/CW34/17 | Annex Design Pvt. Ltd. | D-02 (700 X 2475) mm - Single Shutter Casement Door | D-02 (700 X 2475) mm Providing & Fixing of Single Shutter Casement Door with Fluted Glass (5 mm Toughened Glass) including length of 600 mm Handle with Locking arrangement at bottom and fitted with slim black coloured Door Closer, all fitting and fixture at all level as per approved drawing, Sample and direction of EIC Location : Staff Toilet, Steam (G) & Steam (L) Materials Details Specification attached in Annexure-I | Sq.Ft. | 55.957 | 1261 | Amended & Approved
SOUTHWINDS PROJECT LLP (PHASE - III & IV) | CLUB PHASE - III & IV | Window and Glazing |  | WO/SP34/CW34/17 | Annex Design Pvt. Ltd. | D-04 (950 X 2475) mm - Single Shutter Casement Door | D-04 (950 X 2475) mm Providing & Fixing of Single Shutter Casement Door with Fluted Glass (5 mm Toughened Glass) including length of 600 mm Handle with Locking arrangement at bottom and fitted with slim black coloured Door Closer, all fitting and fixture at all level as per approved drawing, Sample and direction of EIC. Location : Pantry Materials Details Specification attached in Annexure-I | Sq.Ft. | 45.807 | 1261 | Amended & Approved
SOUTHWINDS PROJECT LLP (PHASE - III & IV) | CLUB PHASE - III & IV | Window and Glazing |  | WO/SP34/CW34/17 | Annex Design Pvt. Ltd. | D-06 (1950 X 2475) mm - Double Shutter Casement Door | D-06 (1950 X 2475) mm Providing & Fixing of Double Shutter Casement Door with Plain Glass (5 mm Toughened Glass) including all fitting and fixture at all level as per approved drawing, Sample and direction of EIC. Location : Lobby / Reception Materials Details Specification attached in Annexure-I | Sq.Ft. | 51.623 | 1115.5 | Approved
SOUTHWINDS PROJECT LLP (PHASE - III & IV) | CLUB PHASE - III & IV | Window and Glazing |  | WO/SP34/CW34/17 | Annex Design Pvt. Ltd. | GDW-01 (2750 X 2475) mm - Single Shutter (1200 X 2475) mm Casement Door and others part Fixed (1550 X 2475) | GDW-01 (2750 X 2475) mm Providing & Fixing of Single Shutter (1200 X 2475) mm Casement Door and others part Fixed (1550 X 2475) mm with Plain Glass (5 mm Toughened Glass) including all fitting and fixture at all level as per approved drawing, Sample and direction of EIC. Location : TV Lounge Materials Details Specification attached in Annexure-I |  | 0 | 0 | Amended & Approved
SOUTHWINDS PROJECT LLP (PHASE - III & IV) | CLUB PHASE - III & IV | Window and Glazing |  | WO/SP34/CW34/17 | Annex Design Pvt. Ltd. | Fixed (1550 X 2475) mm | Fixed (1550 X 2475) mm | Sq.Ft. | 42.616 | 475.3 | Approved
SOUTHWINDS PROJECT LLP (PHASE - III & IV) | CLUB PHASE - III & IV | Window and Glazing |  | WO/SP34/CW34/17 | Annex Design Pvt. Ltd. | Single Shutter (1200 X 2475) mm Casement | Single Shutter (1200 X 2475) mm Casement | Sq.Ft. | 32.163 | 1503.5 | Approved
SOUTHWINDS PROJECT LLP (PHASE - III & IV) | CLUB PHASE - III & IV | Window and Glazing |  | WO/SP34/CW34/17 | Annex Design Pvt. Ltd. | GDW-01A (2750 X 2475) mm - Single Shutter (1100 X 2475) mm Casement Door and others part Fixed (1650 X 2475) mm | GDW-01A (2750 X 2475) mm Providing & Fixing of Single Shutter (1100 X 2475) mm Casement Door and others part Fixed (1650 X 2475) mm with Plain Glass (5 mm Toughened Glass) including all fitting and fixture at all level as per approved drawing, Sample and direction of EIC. Location : Reading Lounge Materials Details Specification attached in Annexure-I |  | 0 | 0 | Amended & Approved
SOUTHWINDS PROJECT LLP (PHASE - III & IV) | CLUB PHASE - III & IV | Window and Glazing |  | WO/SP34/CW34/17 | Annex Design Pvt. Ltd. | Fixed (1650 X 2475) mm | Fixed (1650 X 2475) mm | Sq.Ft. | 49.55 | 475.3 | Approved
SOUTHWINDS PROJECT LLP (PHASE - III & IV) | CLUB PHASE - III & IV | Window and Glazing |  | WO/SP34/CW34/17 | Annex Design Pvt. Ltd. | Single Shutter (1100 X 2475) mm Casement | Single Shutter (1100 X 2475) mm Casement | Sq.Ft. | 32.227 | 1503.5 | Approved
SOUTHWINDS PROJECT LLP (PHASE - III & IV) | CLUB PHASE - III & IV | Window and Glazing |  | WO/SP34/CW34/17 | Annex Design Pvt. Ltd. | GDW-02 (2375 X 2475) mm - Single Shutter (1200 X 2475) mm Casement Door and others part Fixed (1175 X 2475) mm | GDW-02 (2375 X 2475) mm Providing & Fixing of Single Shutter (1200 X 2475) mm Casement Door and others part Fixed (1175 X 2475) mm with Plain Glass (5 mm Toughened Glass) including all fitting and fixture at all level as per approved drawing, Sample and direction of EIC. Location : Game Room Materials Details Specification attached in Annexure-I |  | 0 | 0 | Amended & Approved
SOUTHWINDS PROJECT LLP (PHASE - III & IV) | CLUB PHASE - III & IV | Window and Glazing |  | WO/SP34/CW34/17 | Annex Design Pvt. Ltd. | Fixed (1175 X 2475) mm | Fixed (1175 X 2475) mm | Sq.Ft. | 29.885 | 475.3 | Approved
SOUTHWINDS PROJECT LLP (PHASE - III & IV) | CLUB PHASE - III & IV | Window and Glazing |  | WO/SP34/CW34/17 | Annex Design Pvt. Ltd. | Single Shutter (1200 X 2475) mm Casement | Single Shutter (1200 X 2475) mm Casement | Sq.Ft. | 32.163 | 1503.5 | Approved
SOUTHWINDS PROJECT LLP (PHASE - III & IV) | CLUB PHASE - III & IV | Window and Glazing |  | WO/SP34/CW34/17 | Annex Design Pvt. Ltd. | GDW-03 (5650 X 2475) mm - Single Shutter (1200 X 2475) mm Casement Door and both Side Fixed | GDW-03 (5650 X 2475) mm Providing & Fixing of Middle Single Shutter (1200 X 2475) mm Casement Door and both Side Fixed, one Side (3600 X 2475) mm Fixed & Others Side (850 X 2475) mm Fixed with Plain Glass (5 mm Toughened Glass) including all fitting and fixture at all level as per approved drawing, Sample and direction of EIC. Location : Gym Room Materials Details Specification attached in Annexure-I |  | 0 | 0 | Approved
SOUTHWINDS PROJECT LLP (PHASE - III & IV) | CLUB PHASE - III & IV | Window and Glazing |  | WO/SP34/CW34/17 | Annex Design Pvt. Ltd. | Fixed (3600 X 2475) mm | Fixed (3600 X 2475) mm | Sq.Ft. | 96.757 | 475.3 | Approved
SOUTHWINDS PROJECT LLP (PHASE - III & IV) | CLUB PHASE - III & IV | Window and Glazing |  | WO/SP34/CW34/17 | Annex Design Pvt. Ltd. | Single Shutter (1200 X 2475) mm Casement | Single Shutter (1200 X 2475) mm Casement | Sq.Ft. | 32.163 | 1503.5 | Approved
SOUTHWINDS PROJECT LLP (PHASE - III & IV) | CLUB PHASE - III & IV | Window and Glazing |  | WO/SP34/CW34/17 | Annex Design Pvt. Ltd. | Fixed (850 X 2475) mm | Fixed (850 X 2475) mm | Sq.Ft. | 22.645 | 475.3 | Approved
SOUTHWINDS PROJECT LLP (PHASE - III & IV) | CLUB PHASE - III & IV | Window and Glazing |  | WO/SP34/CW34/17 | Annex Design Pvt. Ltd. | GDW-04 (7th Floor) (5040 X 2375) mm - Double Shutter (1800 X 2375) mm Casement Door and both Side Fixed | GDW-04 (7th Floor) (5040 X 2375) mm Providing & Fixing of Double Shutter (1800 X 2375) mm Casement Door and both Side Fixed, one Side (1620 X 1625) mm Fixed & Others Side (1620 X 1625) mm Fixed with Plain Glass (5 mm Toughened Glass) including all fitting and fixture at all level as per approved drawing, Sample and direction of EIC. Location : Lobby / Reception Materials Details Specification attached in Annexure-I |  | 0 | 0 | Approved
SOUTHWINDS PROJECT LLP (PHASE - III & IV) | CLUB PHASE - III & IV | Window and Glazing |  | WO/SP34/CW34/17 | Annex Design Pvt. Ltd. | Fixed (1620 X 1625) mm. | Fixed (1620 X 1625) mm. | Sq.Ft. | 26.528 | 475.3 | Approved
SOUTHWINDS PROJECT LLP (PHASE - III & IV) | CLUB PHASE - III & IV | Window and Glazing |  | WO/SP34/CW34/17 | Annex Design Pvt. Ltd. | Double Shutter (1800 X 2375) mm Casement | Double Shutter (1800 X 2375) mm Casement | Sq.Ft. | 45.209 | 1309.5 | Approved
SOUTHWINDS PROJECT LLP (PHASE - III & IV) | CLUB PHASE - III & IV | Window and Glazing |  | WO/SP34/CW34/17 | Annex Design Pvt. Ltd. | Fixed (1620 X 1625) mm | Fixed (1620 X 1625) mm | Sq.Ft. | 26.528 | 475.3 | Approved
SOUTHWINDS PROJECT LLP (PHASE - III & IV) | CLUB PHASE - III & IV | Window and Glazing |  | WO/SP34/CW34/17 | Annex Design Pvt. Ltd. | GL-01 (1400 X 1625) mm - Fixed (1400 X 1625) mm | GL-01 (1400 X 1625) mm Providing & Fixing of Fixed (1400 X 1625) mm Plain Glass (5 mm Toughened Glass) including all fitting and fixture at all level as per approved drawing, Sample and direction of EIC. Location : Library Materials Details Specification attached in Annexure-I | Sq.Ft. | 25.801 | 475.3 | Amended & Approved
SOUTHWINDS PROJECT LLP (PHASE - III & IV) | CLUB PHASE - III & IV | Window and Glazing |  | WO/SP34/CW34/17 | Annex Design Pvt. Ltd. | GL-02 (2325 X 2475) mm - One Part Sliding Door and Others Part Fixed | GL-02 (2325 X 2475) mm Providing & Fixing of One Part Sliding Door and Others Part Fixed (5 mm Clear Toughened Glass) including all fitting and fixture at all level as per approved drawing, Sample and direction of EIC. Location: Game Room Materials Details Specification attached in Annexure-I | Sq.Ft. | 61.769 | 824.5 | Approved
SOUTHWINDS PROJECT LLP (PHASE - III & IV) | CLUB PHASE - III & IV | Window and Glazing |  | WO/SP34/CW34/17 | Annex Design Pvt. Ltd. | GL-03 (1050 X 2475) mm - Partial Top Part Openable and Bottom Part Fixed | GL-03 (1050 X 2475) mm Providing & Fixing of Partial Top Part Openable and Bottom Part Fixed (1050 X 2475) mm (5 mm Clear Toughened Glass) including all fitting and fixture at all level as per approved drawing, Sample and direction of EIC. Location: Gym Room Materials Details Specification attached in Annexure-I | Sq.Ft. | 28.679 | 824.3 | Approved
SOUTHWINDS PROJECT LLP (PHASE - III & IV) | FINISHING PHASE - III | POP/PUTTY Work |  | WO/SP34/FW34/44 | Buildon Plasters Private Limited | Crack Repairing Work at Block – 11 & 12 as per B.O.Q & direction of EIC. | Crack Repairing Work at Block – 11 & 12 as per B.O.Q & direction of EIC. |  | 0 | 0 | Approved
SOUTHWINDS PROJECT LLP (PHASE - III & IV) | FINISHING PHASE - III | POP/PUTTY Work |  | WO/SP34/FW34/44 | Buildon Plasters Private Limited | Mason for Crack Repairing Work | Supply of Mason for Crack Repairing Work at Block - 11 & 12 as per direction of EIC | Nos | 34 | 650 | Approved
SOUTHWINDS PROJECT LLP (PHASE - III & IV) | FINISHING PHASE - III | POP/PUTTY Work |  | WO/SP34/FW34/44 | Buildon Plasters Private Limited | Labour (Helper) for Crack Repairing Work | Supply of Labour (Helper) for Crack Repairing Work at Block - 11 & 12 as per direction of EIC. | Nos | 21 | 500 | Approved
SOUTHWINDS PROJECT LLP (PHASE - III & IV) | FINISHING PHASE - III | POP/PUTTY Work |  | WO/SP34/FW34/44 | Buildon Plasters Private Limited | Gypsum Plaster | Supply of Gypsum Plaster for Crack Repairing. Finish will be line, level and plumb on Surface including all lifting, Scaffolding, preparing the surface, necessary hacking , grinding , supply of fibre mesh etc. all complete at all level as per drawing and direction of Engineer-in-Charge. Brand of Gypsum: Buildon Gypsum | Bags. | 0 |  | Approved
SOUTHWINDS PROJECT LLP (PHASE - III & IV) | CLUB PHASE - III & IV | Window and Glazing |  | WO/SP34/CW34/17 | Annex Design Pvt. Ltd. | SL-1A (6525 X 2475) mm - Single Shutter (1050 X 2475) mm Casement Door and both Side Fixed | SL-1A (6525 X 2475) mm Providing & Fixing of Single Shutter (1050 X 2475) mm Casement Door and both Side Fixed, one Side (875 X 2475) mm Fixed & Others Side (4600 X 2475) mm Fixed with Fluted Glass (5 mm Toughened Glass / 8mm Clear Toughened Glass)) including all fitting and fixture at all level as per approved drawing, Sample and direction of EIC. Location : TV Lounge Materials Details Specification attached in Annexure-I |  | 0 | 0 | Amended & Approved
SOUTHWINDS PROJECT LLP (PHASE - III & IV) | CLUB PHASE - III & IV | Window and Glazing |  | WO/SP34/CW34/17 | Annex Design Pvt. Ltd. | Fixed (875 X 2475) mm - 5 mm Toughened Glass | Fixed (875 X 2475) mm - 5 mm Toughened Glass | Sq.Ft. | 23.499 | 620.8 | Approved
SOUTHWINDS PROJECT LLP (PHASE - III & IV) | CLUB PHASE - III & IV | Window and Glazing |  | WO/SP34/CW34/17 | Annex Design Pvt. Ltd. | Single Shutter (1050 X 2475) mm Casement - 5 mm Toughened Glass | Single Shutter (1050 X 2475) mm Casement - 5 mm Toughened Glass | Sq.Ft. | 28.199 | 1261 | Approved
SOUTHWINDS PROJECT LLP (PHASE - III & IV) | CLUB PHASE - III & IV | Window and Glazing |  | WO/SP34/CW34/17 | Annex Design Pvt. Ltd. | Fixed (4600 X 2475) mm - 8mm Clear Toughened Glass) | Fixed (4600 X 2475) mm (8mm Clear Toughened Glass) | Sq.Ft. | 121.793 | 700 | Approved
SOUTHWINDS PROJECT LLP (PHASE - III & IV) | CLUB PHASE - III & IV | Window and Glazing |  | WO/SP34/CW34/17 | Annex Design Pvt. Ltd. | SL-1B (6450 X 2475) mm - Fixed Glazed (6450 X 2475) mm Fluted Glass | SL-1B (6450 X 2475) mm Providing & Fixing of Fixed Glazed (6450 X 2475) mm Fluted Glass (8mm Clear Toughened Glass) including all fitting and fixture at all level as per approved drawing, Sample and direction of EIC. Location : Reading Lounge Materials Details Specification attached in Annexure-I | Sq.Ft. | 171.88 | 700 | Amended & Approved
SOUTHWINDS PROJECT LLP (PHASE - III & IV) | CLUB PHASE - III & IV | Window and Glazing |  | WO/SP34/CW34/17 | Annex Design Pvt. Ltd. | SW (1200 X 1800) mm - Middle 2 Panel Top Hung Openable Window with Bottom and Top Fixed | SW (1200 X 1800) mm Providing & Fixing of Middle 2 Panel Top Hung Openable Window with Bottom and Top Fixed including Glass (5 mm Clear Toughened Glass) including all fitting and fixture at all level as per approved drawing, Sample and direction of EIC. Location : Stair Materials Details Specification attached in Annexure-I | Sq.Ft. | 116.251 | 562.6 | Approved
SOUTHWINDS PROJECT LLP (PHASE - III & IV) | CLUB PHASE - III & IV | Window and Glazing |  | WO/SP34/CW34/17 | Annex Design Pvt. Ltd. | W1 (2400 X 2100) mm - Middle 2 Panel Top Hung Openable Window with both side Fixed and Bottom Fixed | W1 (2400 X 2100) mm Providing & Fixing of Middle 2 Panel Top Hung Openable Window with both side Fixed and Bottom Fixed including Plain Glass (5 mm Clear Toughened Glass) including all fitting and fixture at all level as per approved drawing, Sample and direction of EIC. Location : Game Room & Gym Room Materials Details Specification attached in Annexure-I | Sq.Ft. | 161.202 | 543.2 | Amended & Approved
SOUTHWINDS PROJECT LLP (PHASE - III & IV) | CLUB PHASE - III & IV | Window and Glazing |  | WO/SP34/CW34/17 | Annex Design Pvt. Ltd. | W2 (2200 X 2100) mm - Middle 2 Panel Top Hung Openable Window with both side Fixed and Bottom Fixed | W2 (2200 X 2100) mm Providing & Fixing of Middle 2 Panel Top Hung Openable Window with both side Fixed and Bottom Fixed including Plain Glass (5 mm Clear Toughened Glass) including all fitting and fixture at all level as per approved drawing, Sample and direction of EIC. Location : Gym Room Materials Details Specification attached in Annexure-I | Sq.Ft. | 98.512 | 543.2 | Amended & Approved
SOUTHWINDS PROJECT LLP (PHASE - III & IV) | CLUB PHASE - III & IV | Window and Glazing |  | WO/SP34/CW34/17 | Annex Design Pvt. Ltd. | W3 (2100 X 2100) mm - Middle 2 Panel Top Hung Openable Window with both side Fixed and Bottom Fixed | W3 (2100 X 2100) mm Providing & Fixing of Middle 2 Panel Top Hung Openable Window with both side Fixed and Bottom Fixed including Plain Glass (5 mm Clear Toughened Glass) including all fitting and fixture at all level as per approved drawing, Sample and direction of EIC. Location : Game Room Materials Details Specification attached in Annexure-I | Sq.Ft. | 47.017 | 543.2 | Amended & Approved
SOUTHWINDS PROJECT LLP (PHASE - III & IV) | CLUB PHASE - III & IV | Window and Glazing |  | WO/SP34/CW34/17 | Annex Design Pvt. Ltd. | W4 (1700 X 2500) mm - Three Panel Top Hung Openable Window and Bottom Fixed | W4 (1700 X 2500) mm Providing & Fixing of Three Panel Top Hung Openable Window and Bottom Fixed with Plain Glass (5 mm Clear Toughened Glass) including all fitting and fixture at all level as per approved drawing, Sample and direction of EIC. Location : Gym Room Materials Details Specification attached in Annexure-I | Sq.Ft. | 39.181 | 606.25 | Amended & Approved
SOUTHWINDS PROJECT LLP (PHASE - III & IV) | CLUB PHASE - III & IV | Window and Glazing |  | WO/SP34/CW34/17 | Annex Design Pvt. Ltd. | W5 (1200 X 1800) mm - Two Panel Top Hung Openable Window and Bottom Fixed | W5 (1200 X 1800) mm Providing & Fixing of Two Panel Top Hung Openable Window and Bottom Fixed with Plain Glass (5 mm Clear Toughened Glass) including all fitting and fixture at all level as per approved drawing, Sample and direction of EIC. Location : Lobby / Reception Materials Details Specification attached in Annexure-I | Sq.Ft. | 93.001 | 562.6 | Approved
SOUTHWINDS PROJECT LLP (PHASE - III & IV) | CLUB PHASE - III & IV | Window and Glazing |  | WO/SP34/CW34/17 | Annex Design Pvt. Ltd. | W6 (1450 X 1200) mm - Bottom Two Panel Top Hung Openable Window and Top both Side Chimney and Exhaust Provision | W6 (1450 X 1200) mm Providing & Fixing of Bottom Two Panel Top Hung Openable Window and Top both Side Chimney and Exhaust Provision (5 mm Frosted Glass) including all fitting and fixture at all level as per approved drawing, Sample and direction of EIC. Location : Pantry NB: The Exhaust fan cut out area should be cover by glass or Ply / Approved material as per direction of EIC. Materials Details Specification attached in Annexure-I | Sq.Ft. | 18.471 | 756.6 | Approved
SOUTHWINDS PROJECT LLP (PHASE - III & IV) | CLUB PHASE - III & IV | Window and Glazing |  | WO/SP34/CW34/17 | Annex Design Pvt. Ltd. | W7 (600 X 1250) mm - Bottom One Panel Top Hung Openable Window and Top Part Exhaust Provision | W7 (600 X 1250) mm Providing & Fixing of Bottom One Panel Top Hung Openable Window and Top Part Exhaust Provision (5 mm Frosted Glass) including all fitting and fixture at all level as per approved drawing, Sample and direction of EIC. Location : Toilet (G), Toilet (L), Steam (G), Steam (L) NB: The Exhaust fan cut out area should be cover by glass or Ply / Approved material as per direction of EIC. Materials Details Specification attached in Annexure-I | Sq.Ft. | 39.074 | 805.1 | Approved
SOUTHWINDS PROJECT LLP (PHASE - III & IV) | CLUB PHASE - III & IV | Window and Glazing |  | WO/SP34/CW34/17 | Annex Design Pvt. Ltd. | W8 (600 X 850) mm - One Panel Top Hung Openable Window | W8 (600 X 850) mm Providing & Fixing of One Panel Top Hung Openable Window (5 mm Frosted Glass) including all fitting and fixture at all level as per approved drawing, Sample and direction of EIC. Location : Toilet (G), Toilet (L) Materials Details Specification attached in Annexure-I | Sq.Ft. | 10.979 | 805.1 | Approved
SOUTHWINDS PROJECT LLP (PHASE - III & IV) | CLUB PHASE - III & IV | Window and Glazing |  | WO/SP34/CW34/17 | Annex Design Pvt. Ltd. | 7th Floor (750 X 2150) mm - One Panel Openable Door with Fluted Glass | 7th Floor (750 X 2150) mm Providing & Fixing of One Panel Openable Door with Fluted Glass (5 mm Toughened Glass) including length of 600 mm Handle with Locking arrangement at bottom and fitted with slim black coloured Door Closer, all fitting and fixture at all level as per approved drawing, Sample and direction of EIC. Location : Toilet (G), Toilet (L) Materials Details Specification attached in Annexure-I | Sq.Ft. | 31.775 | 970 | Amended & Approved
SOUTHWINDS PROJECT LLP (PHASE - III & IV) | CLUB PHASE - III & IV | Window and Glazing |  | WO/SP34/CW34/17 | Annex Design Pvt. Ltd. | 1500mm Long Handles with Locking arrangement for Openable Doors | Providing & Installation of Powder Coated SS 1500mm Long Handles with Locking arrangement for Openable Doors as per the drawing, specification including all materials, tools & tackles, labours all finishes and complete & as per the drawing and direction of EIC Ref. Dwg. Mark : D-06, GDW-01, GDW-01A, GDW-02, GDW-03, GDW-04 (7th Floor), SL-1A | Set | 0 | 7275 | Amended & Approved
BHOPAL - COMMERCIAL | COMMON INFRASTRUCTURE | Consultancy Charges | ARCHITECT | WO/BPC/BPC3/12 | BENTEL ASSOCIATES REALTY DESIGN CONSULTANTS PRIVATE LIMITED | Consultancy charges | Design Consultancy Service for Commercial Development at Bhopal. Commercial /Retail area Up to 6,33,000 Sq.Ft. & requisite parking/services area | Lump Sum | 1 | 49500000 | Amended & Approved
Primarc Aadvika | EXPERIENCE CENTER | Mechanical Car Parking |  | WO/HW1/PHW3/19 | Vinayak Fabtech | Transportation | Charges for Transportation of Material | Lump Sum | 1 | 40000 | Approved
Primarc Aadvika | EXPERIENCE CENTER | Mechanical Car Parking |  | WO/HW1/PHW3/19 | Vinayak Fabtech | Loading - Unloading | Charges for loading, unloading, transportation, and machinery hire, as directe Charges for loading, unloading, and machinery hire, as directed by the Engineer-in-Charge.d by the Engineer-in-Charge. | Lump Sum | 1 | 5000 | Approved
SOUTHWINDS PROJECT LLP (PHASE - III & IV) | FINISHING PHASE - IV | Window and Glazing |  | WO/SP34/FW4/54 | Annex Design Pvt. Ltd. | DA (Typ Floor) (1750 X 2125) mm - Two Panel Openable Door with Plain Glass | DA (Typ Floor) (1750 X 2125) mm Providing & Fixing of Two Panel Openable Door with Plain Glass (5 mm Toughened Glass) including all fitting and fixture at all level as per approved drawing, Sample and direction of EIC. Location : Lobby / Reception Materials Details Specification attached in Annexure-I | Sq.Ft. | 199.901 | 1115.5 | Approved
SOUTHWINDS PROJECT LLP (PHASE - III & IV) | FINISHING PHASE - IV | Window and Glazing |  | WO/SP34/FW4/54 | Annex Design Pvt. Ltd. | DA (Ground) (4150 X 2175) mm - Middle Two Panel (1800 X 2175) mm Openable Door and both side Fixed (2350 X 2175) mm | DA (Ground) (4150 X 2175) mm Providing & Fixing of Middle Two Panel (1800 X 2175) mm Openable Door and both side Fixed (2350 X 2175) mm with Plain Glass (5 mm Toughened Glass) including all fitting and fixture at all level as per approved drawing, Sample and direction of EIC. Location : Lobby / Reception Materials Details Specification attached in Annexure-I |  | 0 | 0 | Approved
SOUTHWINDS PROJECT LLP (PHASE - III & IV) | FINISHING PHASE - IV | Window and Glazing |  | WO/SP34/FW4/54 | Annex Design Pvt. Ltd. | Fixed (2350 X 2175) mm | Fixed (2350 X 2175) mm | Sq.Ft. | 48.368 | 727.5 | Approved
SOUTHWINDS PROJECT LLP (PHASE - III & IV) | FINISHING PHASE - IV | Window and Glazing |  | WO/SP34/FW4/54 | Annex Design Pvt. Ltd. | Two Panel (1800 X 2175) mm Openable Door | Two Panel (1800 X 2175) mm Openable Door | Sq.Ft. | 40.494 | 727.5 | Approved
SOUTHWINDS PROJECT LLP (PHASE - III & IV) | FINISHING PHASE - IV | Window and Glazing |  | WO/SP34/FW4/54 | Annex Design Pvt. Ltd. | V (Ground) (600 X 900) mm - Aluminium Framed Louver or Top Hung Openable Window | V (Ground) (600 X 900) mm Providing & Fixing of Aluminium Framed Louver or Top Hung Openable Window (5 mm Frosted Glass) including all fitting and fixture at all level as per approved drawing, Sample and direction of EIC. Location : Toilet Materials Details Specification attached in Annexure-I | Sq.Ft. | 11.177 | 776 | Approved
SOUTHWINDS PROJECT LLP (PHASE - III & IV) | FINISHING PHASE - IV | Window and Glazing |  | WO/SP34/FW4/54 | Annex Design Pvt. Ltd. | SW (1200 X 1800) mm - Middle 2 Panel Top Hung Openable Window with Bottom and Top Fixed | SW (1200 X 1800) mm Providing & Fixing of Middle 2 Panel Top Hung Openable Window with Bottom and Top Fixed including Glass (5 mm Clear Toughened Glass) including all fitting and fixture at all level as per approved drawing, Sample and direction of EIC. Location : Stair Materials Details Specification attached in Annexure-I | Sq.Ft. | 372.004 | 562.6 | Approved
SOUTHWINDS PROJECT LLP (PHASE - III & IV) | FINISHING PHASE - IV | Window and Glazing |  | WO/SP34/FW4/54 | Annex Design Pvt. Ltd. | W5 (1200 X 1800) mm - Two Panel Top Hung Openable Window and Bottom Fixed | W5 (1200 X 1800) mm Providing & Fixing of Two Panel Top Hung Openable Window and Bottom Fixed with Plain Glass (5 mm Clear Toughened Glass) including all fitting and fixture at all level as per approved drawing, Sample and direction of EIC. Location : Lobby / Reception Materials Details Specification attached in Annexure-I | Sq.Ft. | 255.753 | 562.6 | Amended & Approved
SOUTHWINDS PROJECT LLP (PHASE - III & IV) | FINISHING PHASE - IV | Window and Glazing |  | WO/SP34/FW4/54 | Annex Design Pvt. Ltd. | 1500mm Long Handles with Locking arrangement | Providing & Installation of Powder Coated SS 1500mm Long Handles with Locking arrangement for Openable Doors as per the drawing, specification including all materials, tools & tackles, labours all finishes and complete & as per the drawing and direction of EIC Ref. Dwg. Mark : DA (Typ Floor), DA (Ground), DA'(Ramp Door) | Set | 10 | 7275 | Amended & Approved
Primarc Chambers | OVERHEAD | Overhead |  | WO/PCH/PC05/31 | Balajee Fire | Unskilled Labour | Charges for Unskilled Labour for misc. work as per direction of Engineer-in-Charge . | Nos | 61 | 600 | Approved
Primarc Aadvika | EXPERIENCE CENTER | Window and Glazing |  | WO/HW1/PHW3/20 | HINDUSTAN ALUMINIUM WORKS | Casement Window | Providing & Fixing of 34 series Single Shutter Casement Window with 5 mm Clear Toughened Glass (SAINT GOBAIN) including design and selection of aluminium alloy with pure poleyster powder coating (RAL-7024), handle with lock, screw, epdm gasket, packing and all necessary fitting and fixture as per approved drawing and direction of EIC. Window (W1) : 600mm X 1200mm | Sq.Ft. | 7.75 | 465 | Amended & Approved
Primarc Aadvika | EXPERIENCE CENTER | Window and Glazing |  | WO/HW1/PHW3/20 | HINDUSTAN ALUMINIUM WORKS | Fixed Glass. | Providing and fixing of 12mm clear toughened glass (SAINT GOBAIN) partition with top & bottom aluminum twin pro section with Polyester powder coating (RAL-7024) including screw, epdm gasket, packing and making an opening of 350mm x 270mm at the center towards bottom portion, all complete as per drawing and direction of Engineer-in-Charge. Window (W2) : 1200mm X 1400mm | Sq.Ft. | 18.1 | 460 | Amended & Approved
Primarc Aadvika | EXPERIENCE CENTER | Window and Glazing |  | WO/HW1/PHW3/20 | HINDUSTAN ALUMINIUM WORKS | Casement Door | Providing & fixing of Single Shutter Casement Door with 5 mm thk. Clear toughened Glass (SAINT GOBAIN) at top & bottom with ACP sheet including required 44mm X 50mm section Aluminium aloy with Poleyster powder coating (RAL-7024), Floor Spring, Door Lock, Door Handle (300mm) on both side, Door stopper, Door Closer with all required accessories & fittings as per approved drawing and direction of EIC. Door (D1) : 800mm X 2200mm | Sq.Ft. | 18.95 | 520 | Approved
AARANYA | EXPERIENCE CENTER | HVAC Works |  | WO/PKB/PKX/8 | ASP Air Conditioners Pvt. Ltd. | Supply & Installation Charge of Air Conditioning Work | Supply & Installation Charge of Air Conditioning Work : Unloading, Lifting, Shifting, Installation, Testing & Commissioning of Out Door with all accessories including Refrigerant top up as required. |  | 0 | 0 | Amended & Approved
AARANYA | EXPERIENCE CENTER | HVAC Works |  | WO/PKB/PKX/8 | ASP Air Conditioners Pvt. Ltd. | CHARGES FOR 1/2" & 1/4" COPPER PIPE WITH FOAM INSULATION | CHARGES FOR 1/2" & 1/4" COPPER PIPE WITH FOAM INSULATION | Ft | 55 | 290 | Approved
AARANYA | EXPERIENCE CENTER | HVAC Works |  | WO/PKB/PKX/8 | ASP Air Conditioners Pvt. Ltd. | CHARGES FOR ELECTRICAL CABLE | CHARGES FOR ELECTRICAL CABLE | Ft | 20 | 48 | Approved
AARANYA | EXPERIENCE CENTER | HVAC Works |  | WO/PKB/PKX/8 | ASP Air Conditioners Pvt. Ltd. | FASTENER FOR ODU STAND | FASTENER FOR ODU STAND | Pcs. | 4 | 250 | Approved
AARANYA | EXPERIENCE CENTER | HVAC Works |  | WO/PKB/PKX/8 | ASP Air Conditioners Pvt. Ltd. | POWDER COATED IRON STRUCTURE | POWDER COATED IRON STRUCTURE | Pcs. | 2 | 750 | Approved
AARANYA | EXPERIENCE CENTER | HVAC Works |  | WO/PKB/PKX/8 | ASP Air Conditioners Pvt. Ltd. | GAS CHARGING | GAS CHARGING (6 NOS VOLTAS AC GAS TOPUP) | Pcs. | 6 | 1300 | Approved
AARANYA | EXPERIENCE CENTER | HVAC Works |  | WO/PKB/PKX/8 | ASP Air Conditioners Pvt. Ltd. | REPAIR / MAINTENANCE CHARGE | REPAIR / MAINTENANCE CHARGE (6NOS VOLTAS AC OUTDOOR DISMENTALING AND RE-INSTALLED) | Pcs. | 6 | 650 | Approved
Primarc Chambers | COMMON INFRASTRUCTURE | Grill / Steel Work |  | WO/PCH/PC04/39 | ADA-METCON | Providing & fixing Ms Structure for Signage | Providing and Fixing of MS Structure for Signage with all complete including materials, tools & tackles, labours, cost of Red Oxide Primer, transportation and loading-unloading for all levels as per drawing, specification and direction of Engineer-in-Charge.(Scaffolding in Client scope) Location: DG & Security Room Area | Kg | 2792 | 118 | Amended & Approved
CHANDANNAGAR COMMERCIAL | MAIN TOWER | Civil | Sub & Super Structure Work | WO/GC01/GC01/8 | Arsh Realcon | Supply of Material | Charges for supply of coarse aggregates, sand, and bricks, grouting chemical, nail, binding wire, or any other material required for modification work at the foundation and plinth level including handling, storage, and protection of materials to prevent damage or deterioration, loading, unloading, transportation to the site, stacking, as per site requirements and instructions of the Engineer-in-Charge. Detail material specification attached in Annexure-I | Lump Sum | 1 | 180240 | Approved
SOUTHWINDS PROJECT LLP (PHASE - III & IV) | FINISHING PHASE - IV | Window and Glazing |  | WO/SP34/FW4/54 | Annex Design Pvt. Ltd. | DA (Ramp Door) (1100 X 2150) mm - One Panel Openable Door with Plain Glass | DA (Ramp Door) (1100 X 2150) mm Providing & Fixing of One Panel Openable Door with Plain Glass (5 mm Toughened Glass) including all fitting and fixture at all level as per approved drawing, Sample and direction of EIC. Location : Lobby / Reception Materials Details Specification attached in Annexure-I | Sq.Ft. | 24.994 | 1115.5 | Approved
Primarc Aadvika | EXPERIENCE CENTER | Electrical |  | WO/HW1/PHW3/21 | M.A. ENTERPRISE | Charges of Light Fittings Instalation & Connection | Charges of Light Fittings Instalation & Connection |  | 0 | 0 | Approved
Primarc Aadvika | EXPERIENCE CENTER | Electrical |  | WO/HW1/PHW3/21 | M.A. ENTERPRISE | Providing and installation of Light point wiring at Security Room including supply of PVC conduit & accessories as per drawing and direction of Engineer in-charge. Light, wire/cable, switches and Modular Box will be supplied by client. | Providing and installation of Light point wiring at Security Room including supply of PVC conduit & accessories as per drawing and direction of Engineer in-charge. Light, wire/cable, switches and Modular Box will be supplied by client. | Nos | 4 | 300 | Approved
Primarc Aadvika | EXPERIENCE CENTER | Electrical |  | WO/HW1/PHW3/21 | M.A. ENTERPRISE | Providing and installation of 6A / 16A socket point wiring at Security Room including supply of PVC conduit & accessories as per drawing and direction of Engineer in-charge. wire/cable, switches and Modular Box will be supplied by client. | Providing and installation of 6A / 16A socket point wiring at Security Room including supply of PVC conduit & accessories as per drawing and direction of Engineer in-charge. wire/cable, switches and Modular Box will be supplied by client. | Nos | 4 | 300 | Approved
Primarc Aadvika | EXPERIENCE CENTER | Electrical |  | WO/HW1/PHW3/21 | M.A. ENTERPRISE | Installation, Testing , Commissioning of Bollard Light 1000 MM Height (Foundation & associated civil works are excluded.) | Installation, Testing , Commissioning of Bollard Light 1000 MM Height (Foundation & associated civil works are excluded.) | Nos | 6 | 650 | Approved
Primarc Aadvika | EXPERIENCE CENTER | Electrical |  | WO/HW1/PHW3/21 | M.A. ENTERPRISE | Installation, Testing , Commissioning of 3 Mtr.Long Polar Light post Fixture (Foundation & associated civil works are excluded.) | Installation, Testing , Commissioning of 3 Mtr.Long Polar Light post Fixture (Foundation & associated civil works are excluded.) | Nos | 5 | 950 | Approved
Primarc Aadvika | EXPERIENCE CENTER | Electrical |  | WO/HW1/PHW3/21 | M.A. ENTERPRISE | Installation, Testing , Commissioning of Spike Light. | Installation, Testing , Commissioning of Spike Light. | Nos | 5 | 80 | Approved
Primarc Aadvika | EXPERIENCE CENTER | Electrical |  | WO/HW1/PHW3/21 | M.A. ENTERPRISE | Installation, Testing , Commissioning of DB/MCB box fittings & Dressing | Installation, Testing , Commissioning of following sizes of single pole / three pole and neutral, double door MCB Distribution Board in sheet steel, 240 / 415 V, on surface / recess, complete with tinned copper bus bar, neutral bus bar, earth bar, din bar, interconnections including dressing, earthing etc. to complete all respect as required. |  | 0 | 0 | Approved
Primarc Aadvika | EXPERIENCE CENTER | Electrical |  | WO/HW1/PHW3/21 | M.A. ENTERPRISE | Installation, Testing , Commissioning of 12 way SPN DB for Landscpe Circuit Distribution | Installation, Testing , Commissioning of 12 way SPN DB for Landscpe Circuit Distribution | Nos | 1 | 600 | Approved
Primarc Aadvika | EXPERIENCE CENTER | Electrical |  | WO/HW1/PHW3/21 | M.A. ENTERPRISE | Installation, Testing , Commissioning of 4Pole Outdoor Enclosure Box for MLCP Power | Installation, Testing , Commissioning of 4Pole Outdoor Enclosure Box for MLCP Power | Nos | 1 | 250 | Approved
Primarc Aadvika | EXPERIENCE CENTER | Electrical |  | WO/HW1/PHW3/21 | M.A. ENTERPRISE | Receiving & Laying of following size of 1.1 KV grade PVC / XLPE insulated and sheathed armoured/unarmoured power cable in existing trench /undergroud/ pipe / conduit etc. as required to complete in all respect. | Receiving & Laying of following size of 1.1 KV grade PVC / XLPE insulated and sheathed armoured/unarmoured power cable in existing trench /undergroud/ pipe / conduit etc. as required to complete in all respect. |  | 0 | 0 | Approved
Primarc Aadvika | EXPERIENCE CENTER | Electrical |  | WO/HW1/PHW3/21 | M.A. ENTERPRISE | 3C x 2.5 sq.mm. Copper Armoured/Flexibale Cable | 3C x 2.5 sq.mm. Copper Armoured/Flexibale Cable | RMT | 60 | 12 | Approved
Primarc Aadvika | EXPERIENCE CENTER | Electrical |  | WO/HW1/PHW3/21 | M.A. ENTERPRISE | 3C x 1.5 sq.mm. Copper Armoured/Flexibale Cable | 3C x 1.5 sq.mm. Copper Armoured/Flexibale Cable | RMT | 150 | 12 | Approved
Primarc Aadvika | EXPERIENCE CENTER | Electrical |  | WO/HW1/PHW3/21 | M.A. ENTERPRISE | 4C x 2.5 sq.mm. Copper Armoured/Flexibale Cable | 4C x 2.5 sq.mm. Copper Armoured/Flexibale Cable | RMT | 100 | 12 | Approved
Primarc Aadvika | EXPERIENCE CENTER | Electrical |  | WO/HW1/PHW3/21 | M.A. ENTERPRISE | 4C x 10.0 sq.mm. Aluminium Armoured cable | 4C x 10.0 sq.mm. Aluminium Armoured cable | RMT | 80 | 12 | Approved
Primarc Aadvika | EXPERIENCE CENTER | Electrical |  | WO/HW1/PHW3/21 | M.A. ENTERPRISE | Supply & Making end termination with DC brass compression gland and aluminium crimping type lugs of following size PVC insulated & sheathedAL/CU conductor cable complete as required to complete in all respect. Extra holes made in gland plate to be cl | Supply & Making end termination with DC brass compression gland and aluminium crimping type lugs of following size PVC insulated & sheathedAL/CU conductor cable complete as required to complete in all respect. Extra holes made in gland plate to be closed by the contractor w/o any cost. |  | 0 | 0 | Approved
Primarc Aadvika | EXPERIENCE CENTER | Electrical |  | WO/HW1/PHW3/21 | M.A. ENTERPRISE | 3C x 2.5 sq.mm. Copper Armoured Cable ( PVC/Brass Gland) | 3C x 2.5 sq.mm. Copper Armoured Cable (PVC/Brass Gland) | Nos | 2 | 125 | Approved
Primarc Aadvika | EXPERIENCE CENTER | Electrical |  | WO/HW1/PHW3/21 | M.A. ENTERPRISE | 3C x 1.5 sq.mm. Copper Armoured Cable (PVC/ Brass Gland) | 3C x 1.5 sq.mm. Copper Armoured Cable (PVC/ Brass Gland) | Nos | 6 | 110 | Approved
Primarc Aadvika | EXPERIENCE CENTER | Electrical |  | WO/HW1/PHW3/21 | M.A. ENTERPRISE | 4C x 2.5 sq.mm. Copper Armoured Cable ( PVC/Brass Gland) | 4C x 2.5 sq.mm. Copper Armoured Cable (PVC/Brass Gland) | Nos | 2 | 125 | Approved
Primarc Aadvika | EXPERIENCE CENTER | Electrical |  | WO/HW1/PHW3/21 | M.A. ENTERPRISE | 4C x 10.0 sq.mm. Aluminium Armoured Cable ( PVC/Brass Gland) | 4C x 10.0 sq.mm. Aluminium Armoured Cable (PVC/Brass Gland) | Nos | 2 | 150 | Approved
Primarc Aadvika | EXPERIENCE CENTER | Electrical |  | WO/HW1/PHW3/21 | M.A. ENTERPRISE | Supply and installation Earthing Spike | Supply and installation of 12mm dia 1.2 mtr GI earth spike including supply of 8 SWG GI earth wire , Nut ,bolt, washer etc for pole light earthing to comple in all respect as required as per drawing and direction of engineer in charge. | Nos | 7 | 200 | Approved
Primarc Chambers | BLOCK | Grill / Steel Work |  | WO/PCH/PC01/91 | ADA-METCON | MS Ladder for AC ODU Platform | Providing and Fixing MS Structure (ISA 40 x 40 x 5,MS round 16mm) for Ladder of AC ODU Platform all complete including all materials, tools & tackles, labours, cost of Red Oxide Primer, transportation and loading-unloading for all levels as per revised drawing, specification and direction of Engineer-in-Charge. Location: 1st to 4th Podium | Kg | 1128.36 | 115 | Approved
The Ramdulari | PRE-CONSTRUCTION PHASE | Mechanical Equipment |  | WO/RP/RP01/51 | Madhabi Technical Service | Dismantling Passenger Hoist | Charges for Dismantling Passenger Hoist with necessary manpower and tools & tackles and as per direction of Engineer-in-Charge. | RMT | 105 | 510 | Approved
The Ramdulari | PRE-CONSTRUCTION PHASE | Mechanical Equipment |  |  |  | Loading - Unloading Charges | Charges for loading - unloading, transportation, hire charges for machinery as per direction of Engineer-in-Charge. | Lump Sum |  |  | Approved
The Ramdulari | PRE-CONSTRUCTION PHASE | Mechanical Equipment |  | WO/RP/RP01/51 | Madhabi Technical Service | Passenger Hoist Shifting from The Ramdulari Park to Kasba Site | Passenger Hoist Shifting from The Ramdulari Park to Kasba Site | Lump Sum | 1 | 46500 | Approved
Primarc Aadvika | COMMON INFRASTRUCTURE | Landscaping | Hardscape | WO/HW1/PHW2/2 | DEEPSUN INDUSTRIAL CORPORATION | Extra item for Landscaping Work | Extra item for Landscaping Work |  | 0 | 0 | Approved
Primarc Aadvika | COMMON INFRASTRUCTURE | Landscaping | Hardscape | WO/HW1/PHW2/2 | DEEPSUN INDUSTRIAL CORPORATION | Charges for supply of Saucer Drain of specific sizes (300mmX300mmX100mm) | Charges for supply of Saucer Drain of specific sizes (300mmX300mmX100mm) | Nos | 78 | 145 | Approved
Primarc Aadvika | COMMON INFRASTRUCTURE | Landscaping | Hardscape | WO/HW1/PHW2/2 | DEEPSUN INDUSTRIAL CORPORATION | Charges for supply of Precast concrete kerb stone - (Length - 300 X Height - 450 X Width 150) | Charges for supply of Precast concrete kerb stone - (Length - 300 X Height - 450 X Width 150) | Nos | 138 | 130 | Approved
Primarc Aadvika | COMMON INFRASTRUCTURE | Landscaping | Hardscape | WO/HW1/PHW2/2 | DEEPSUN INDUSTRIAL CORPORATION | Charges for supply of paver block-(200X200) | Charges for supply of paver block-(200X200) | Nos | 1420 | 13 | Approved
Primarc Chambers | OVERHEAD | Security Expense |  | WO/PCH/PC05/27 | Martinet Facility Management Services Pvt. Ltd. | Providing Security Personnel. | Providing Security Guard @12 hrs. daily basis for 30/31 days in a month including reliever, NH & management fees, from 1st Apr'2025 to 30th Jun'2025, Total Manpower = 06 nos | Head | 18 | 18074 | Approved
Primarc Chambers | OVERHEAD | Store Helper |  | WO/PCH/PC05/28 | Secura Infra Services Pvt. Ltd. | Store Helper | Providing One (01) Store helper at site @8.5 hrs. daily basis for full month except Sunday Including NH & Management fees, from 01st Apr 2025 to 30th Jun 2025. | Head | 3 | 14590 | Approved
Primarc Aadvika | EXPERIENCE CENTER | Softscape |  | WO/HW1/PHW3/22 | THE GREEN VIEW | Supply of Outdoor Plants | Charges for supply of Outdoor Plants (Tree, Shrubs & Ground Cover) at required location as per approved drawing, specification and direction of EIC. |  | 0 | 0 | Amended & Approved
Primarc Aadvika | EXPERIENCE CENTER | Softscape |  | WO/HW1/PHW3/22 | THE GREEN VIEW | Ophiopgon Variegata | Ophiopgon Variegata Type-Ground Cover Height- 8" - 10" | Nos | 180 | 37 | Approved
Primarc Aadvika | EXPERIENCE CENTER | Softscape |  | WO/HW1/PHW3/22 | THE GREEN VIEW | Spider Lily | Spider Lily Type-Shrubs Height- 2' | Nos | 300 | 40 | Approved
Primarc Aadvika | EXPERIENCE CENTER | Softscape |  | WO/HW1/PHW3/22 | THE GREEN VIEW | Evanthemum | Evanthemum Type-Shrubs Height- 2' | Nos | 80 | 80 | Approved
Primarc Aadvika | EXPERIENCE CENTER | Softscape |  | WO/HW1/PHW3/22 | THE GREEN VIEW | Mussaenda Red | Mussaenda Red Type-Shrubs Height- 3' | Nos | 170 | 350 | Approved
Primarc Aadvika | EXPERIENCE CENTER | Softscape |  | WO/HW1/PHW3/22 | THE GREEN VIEW | Parijat | Parijat Type-Tree Height- 7' | Nos | 4 | 2000 | Approved
Primarc Aadvika | EXPERIENCE CENTER | Softscape |  | WO/HW1/PHW3/22 | THE GREEN VIEW | Plumeria Alba | Plumeria Alba Type-Tree Height- 7' | Nos | 4 | 4300 | Approved
Primarc Aadvika | EXPERIENCE CENTER | Softscape |  | WO/HW1/PHW3/22 | THE GREEN VIEW | Barmuda Grass | Barmuda Grass | Sq.Ft. | 1500 | 14 | Approved
Primarc Aadvika | EXPERIENCE CENTER | Softscape |  | WO/HW1/PHW3/22 | THE GREEN VIEW | Golden Bamboo | Golden Bamboo Hight- 8' - 9' | Nos | 60 | 350 | Approved
Primarc Aadvika | EXPERIENCE CENTER | Softscape |  | WO/HW1/PHW3/22 | THE GREEN VIEW | Supply of Indoor Plants | Charges for supply of Indoor Plants at required location as per approved drawing, specification and direction of EIC. |  | 0 | 0 | Amended & Approved
Primarc Aadvika | EXPERIENCE CENTER | Softscape |  | WO/HW1/PHW3/22 | THE GREEN VIEW | Bird of Paradise | Bird of Paradise Hight- 6' | Nos | 2 | 4000 | Approved
Primarc Aadvika | EXPERIENCE CENTER | Softscape |  | WO/HW1/PHW3/22 | THE GREEN VIEW | Aglonema Marantifolium | Aglonema Maranitifolium Hight- 3' | Nos | 6 | 225 | Approved
Primarc Aadvika | EXPERIENCE CENTER | Softscape |  | WO/HW1/PHW3/22 | THE GREEN VIEW | Rhapis Palm | Rhapis Palm Hight- 5' | Nos | 2 | 1150 | Approved
Primarc Aadvika | EXPERIENCE CENTER | Softscape |  | WO/HW1/PHW3/22 | THE GREEN VIEW | Fiddle leaf | Fiddle leaf Hight- 4' | Nos. | 2 | 1150 | Approved
Primarc Aadvika | EXPERIENCE CENTER | Softscape |  | WO/HW1/PHW3/22 | THE GREEN VIEW | Monstera | Monstera Hight- 4' | Nos | 2 | 500 | Approved
Primarc Chambers | OVERHEAD | Lift Operator |  | WO/PCH/PC05/29 | Secura Infra Services Pvt. Ltd. | Licensed lift operator | Providing two (02) licensed lift operator @8.5 hr. daily basis for full month including reliever, NH & Management fees, from 1st Apr'2025 to 30th Jun'2025. | Head | 6 | 17850 | Approved
Primarc Aadvika | EXPERIENCE CENTER | Softscape |  | WO/HW1/PHW3/23 | Green View | Labour Charges for Plantation (TREE,SHRUBS & GROUND COVER) | Labour Charges for Plantation (TREE,SHRUBS & GROUND COVER) at required location as per approved drawing, specification and direction of EIC against WO/HW1/PHW3/22 |  | 0 | 0 | Amended & Approved
Primarc Aadvika | EXPERIENCE CENTER | Softscape |  | WO/HW1/PHW3/23 | Green View | Plantation Charges for Tree | Plantation Charges for Tree | Nos | 8 | 100 | Approved
Primarc Aadvika | EXPERIENCE CENTER | Softscape |  | WO/HW1/PHW3/23 | Green View | Plantation Charges for Shrub & Ground Cover | Plantation Charges for Shrub & Ground Cover | Nos | 804 | 3 | Approved
Primarc Aadvika | EXPERIENCE CENTER | Softscape |  | WO/HW1/PHW3/23 | Green View | Charges for Supply & Fixing of Bamboo support of Tree | Charges for Supply & Fixing of Bamboo support of Tree | Nos | 8 | 100 | Approved
Primarc Aadvika | EXPERIENCE CENTER | Softscape |  | WO/HW1/PHW3/23 | Green View | Delivery Charges | Delivery Charges | Trip | 6 | 2000 | Approved
Primarc Aadvika | EXPERIENCE CENTER | Softscape |  | WO/HW1/PHW3/23 | Green View | Plantation Charges for Grass | Plantation Charges for Grass | Sq.Ft. | 1500 | 0.93 | Approved
Primarc Chambers | MARKETING | Housekeeping |  | WO/PCH/PC03/51 | Integrated Security Service | Housekeeping boy at Marketing office | Providing One (01) Housekeeping boy at Marketing office @10 hrs. daily basis for full month Including Reliver, NH & Management fees, from 01st Apr'2025 to 30th Jun'2025. | Head | 3 | 20210 | Approved
SOUTHWINDS PROJECT LLP (PHASE - III & IV) | PRE-CONSTRUCTION PHASE - III & IV | Labour Hutment |  | WO/SP34/PC34/67 | B P Enterprise | shuttering | Hire and Labour charges for shuttering with centering and necessary staging up to necessary height using approved stout props , 12 mm thick quality ply board shuttering , with required bracing for curved or straight fitting, fixing and striking out after completion of works (including bailing out of water) at any floor and level complete as per drawing , specification and direction of EIC | Sq.Mtr. | 6.613 | 425 | Approved
SOUTHWINDS PROJECT LLP (PHASE - III & IV) | PRE-CONSTRUCTION PHASE - III & IV | Labour Hutment |  | WO/SP34/PC34/67 | B P Enterprise | IPS Flooring work | Charges for IPS Flooring work of average 50 mm thickness using cement concrete 1:2:4 finished with floating coat of Net Cement on Treads, landing of stair case at all floor level all complete as per drawing and direction of EIC | Sq.Mtr. | 5.012 | 500 | Approved
SOUTHWINDS PROJECT LLP (PHASE - III & IV) | COMMON INFRASTRUCTURE - PHASE III & IV | Consultancy Charges | OTHER CONSLUTANTS | WO/SP34/CI34/64 | Skipper Technologies India Pvt Ltd | Servicing, Spare Parts & Fine Adjustment charges for Sokkia Total Station Model CX-105, (Sl. No.-GS0125) | Servicing, Spare Parts & Fine Adjustment charges for Sokkia Total Station Model CX-105, (Sl. No.-GS0125) |  | 0 | 0 | Approved
SOUTHWINDS PROJECT LLP (PHASE - III & IV) | COMMON INFRASTRUCTURE - PHASE III & IV | Consultancy Charges | OTHER CONSLUTANTS | WO/SP34/CI34/64 | Skipper Technologies India Pvt Ltd | Servicing and Spare Parts Charges of Horizontal Axis Complete for Sokkia Total Station Model CX-105, (Sl. No.-GS0125) | Servicing and Spare Parts Charges of Horizontal Axis Complete for Sokkia Total Station Model CX-105, (Sl. No.-GS0125) | Nos. | 1 | 33000 | Approved
SOUTHWINDS PROJECT LLP (PHASE - III & IV) | COMMON INFRASTRUCTURE - PHASE III & IV | Consultancy Charges | OTHER CONSLUTANTS | WO/SP34/CI34/64 | Skipper Technologies India Pvt Ltd | Servicing and Fine Adjustment V Complete for Sokkia Total Station Model CX-105, (Sl. No.-GS0125) | Servicing and Fine Adjustment V Complete for Sokkia Total Station Model CX-105, (Sl. No.-GS0125) | Nos. | 1 | 8000 | Approved
The Soul, Rajarhat | OVERHEADS | Security Expense |  | WO/HR01/OHES/92 | NIS MANAGEMENT LIMITED | Providing Security Personnel | Providing Security Guard @12 hrs. daily basis for full month including reliever, NH & management fees, from 1st Apr'2025 to 30th Jun'2025, Total Manpower = 2 nos. | Head | 6 | 22822 | Approved
Primarc Aadvika | EXPERIENCE CENTER | Networking-Interiors |  | WO/HW1/PHW3/24 | ZED SECURITY SERVICES | Supply & Installation of CCTV System | Supply & Installation of CCTV System at Marketing Office. |  | 0 | 0 | Amended & Approved
Primarc Aadvika | EXPERIENCE CENTER | Networking-Interiors |  | WO/HW1/PHW3/24 | ZED SECURITY SERVICES | NVR - 16 CHANNEL 2 SATA | NVR - 16 CHANNEL 2 SATA MAKE-TP- LINK (MODEL : VIGI NVR1016H) / TVT (MODEL-TD-3116B2) | Nos | 1 | 5450 | Approved
Primarc Aadvika | EXPERIENCE CENTER | Networking-Interiors |  | WO/HW1/PHW3/24 | ZED SECURITY SERVICES | CAM - DOME 3.0 MP COLOUR AUDIO 2.8MM LENS | CAM - DOME 3.0 MP COLOUR AUDIO 2.8MM LENS MAKE-TP LINK (MODEL : VIGI C430) / (TVT MODEL:-TD-9530S5L-D) | Nos | 6 | 1690 | Approved
Primarc Aadvika | EXPERIENCE CENTER | Networking-Interiors |  | WO/HW1/PHW3/24 | ZED SECURITY SERVICES | CAM - BULLET 3.0 MP COLOUR AUDIO 3.6MM LENS | CAM - BULLET 3.0 MP COLOUR AUDIO 3.6MM LENS MAKE-TP LINK (MODEL : VIGI C330) / TVT MODEL:TD 9430S5L-D] | Nos | 9 | 1745 | Approved
Primarc Aadvika | EXPERIENCE CENTER | Networking-Interiors |  | WO/HW1/PHW3/24 | ZED SECURITY SERVICES | HDD - 4TB SURVILLANCE | HDD - 4TB SURVILLANCE Make:-SEGATE | Nos | 1 | 7150 | Approved
Primarc Aadvika | EXPERIENCE CENTER | Networking-Interiors |  | WO/HW1/PHW3/24 | ZED SECURITY SERVICES | RACK - 6U LOADED [WITH TRAY, FAN & PDU] | RACK - 6U LOADED [WITH TRAY, FAN & PDU] Make:-VALRACK | Nos | 1 | 6300 | Approved
Primarc Aadvika | EXPERIENCE CENTER | Networking-Interiors |  | WO/HW1/PHW3/24 | ZED SECURITY SERVICES | SWITCH - 16 PORT PoE GB WITH UPLINK | SWITCH - 16 PORT PoE GB WITH UPLINK [MODEL No. TL-SG1218MP] Make:-TP-LINK | Nos | 1 | 10250 | Approved
Primarc Aadvika | EXPERIENCE CENTER | Networking-Interiors |  | WO/HW1/PHW3/24 | ZED SECURITY SERVICES | CONNECTOR - RJ45 | CONNECTOR - RJ45 Make:-D-LINK | Nos | 32 | 6 | Approved
Primarc Aadvika | EXPERIENCE CENTER | Networking-Interiors |  | WO/HW1/PHW3/24 | ZED SECURITY SERVICES | BOX - PVC 5 x 5 | BOX - PVC 5 x 5 Make:-PVC | Nos | 15 | 35 | Approved
Primarc Aadvika | EXPERIENCE CENTER | Networking-Interiors |  | WO/HW1/PHW3/24 | ZED SECURITY SERVICES | LED - 22" WIDE WITH HDMIL | LED - 22" WIDE WITH HDMIL Model 22MR410 Make:-LG | Nos | 1 | 5350 | Approved
Primarc Aadvika | EXPERIENCE CENTER | Networking-Interiors |  | WO/HW1/PHW3/24 | ZED SECURITY SERVICES | UPS - 1 KVA OFFLINE | UPS - 1 KVA OFFLINE Make:-MICROTECH | Nos | 1 | 4400 | Approved
Primarc Aadvika | EXPERIENCE CENTER | Networking-Interiors |  | WO/HW1/PHW3/24 | ZED SECURITY SERVICES | INSTALLATION & COMMSIONING - OF CAMERA | INSTALLATION & COMMSIONING - OF CAMERA | Nos | 15 | 150 | Approved
Primarc Aadvika | EXPERIENCE CENTER | Networking-Interiors |  | WO/HW1/PHW3/24 | ZED SECURITY SERVICES | INSTALLATION & COMMSIONING - OF NVR | INSTALLATION & COMMSIONING - OF NVR RACK & SWITCH | Lump Sum | 1 | 1200 | Approved
The Soul, Rajarhat | OVERHEADS | Housekeeping |  | WO/HR01/OHES/93 | Integrated Security Service | Office Peon | Providing One (01) Office peon for @8.5 hrs. daily basis for full month except Sunday Including NH & Management fees, at site office, from 1st Apr'2025 to 30th Jun'2025. | Head | 3 | 17377 | Approved
Primarc Aahana | OVERHEAD | Security Expense |  | WO/AAH/AAH03/1 | Secura Infra Services Pvt. Ltd. | Providing Security Personnel at site | Providing Security Personnel at site | Months | 0 | 0 | Approved
Primarc Aahana | OVERHEAD | Security Expense |  | WO/AAH/AAH03/1 | Secura Infra Services Pvt. Ltd. | Security Guard | Providing One (01) Security Guard @ 12 hrs. daily basis for 26/27 days in a month including NH & management fees, from 1st Apr'2025 to 30th Jun'2025. | Head | 3 | 16201 | Approved
Primarc Aahana | OVERHEAD | Security Expense |  | WO/AAH/AAH03/1 | Secura Infra Services Pvt. Ltd. | Security Guard | Providing Two (02) Security Guard@12 hrs. daily basis for full month including reliever, NH & management fees, from 1st Apr'2025 to 30th Jun'2025 | Head | 6 | 18234 | Approved
SOUTHWINDS PROJECT LLP (PHASE - III & IV) | OVERHEAD PHASE - III & IV | Pest Control |  | WO/SP34/OP34/4 | Secura Infra Services Pvt. Ltd. | Mosquito controll | Larvae Control Treatment Spraying Chemical (Sumilarv/Bilarv) 3 times in Month. Adult Mosquito Control Treatment i. Spraying Chemical (Malathion/Lamda Cyhalothrin) 09 times in Month. ii. Smoke Fogging (Cyphenothrin 5% EC/Deltamethrin 1.25% ULV) 09 times in Month. At Project Premises: 1. Southwinds Site Office 2. Labour Champ & security accommodation at MLCP area 3. Security posts at Main Gate Date – 01/04/2025-31/07/2025 | Months | 4 | 8500 | Approved
Primarc Aadvika | EXPERIENCE CENTER | Interior Work |  | WO/HW1/PHW3/25 | Kraftwood Decor Pvt. Ltd. | MS pipe painting | Providing & application of single coat NC primer followed by spray painting two coat DUCO paint of approved shade and make over MS hollow section (1" X 1") surface including thorough out surface preparation by scraping, sanding and applying NC putty over cracks & joints to ensuring smooth finish, all complete with required material, labours, tools & tackles at any level as per drawing & direction of Engineer-in-Charge. Location- MS Stair with rack, said rack, hand railing , TV cabinet console. Note: Mode of measurement will be in RFT for every exposed sides of the MS pipe. | Rft | 20000 | 15 | Amended & Approved
Primarc Aadvika | PRE-CONSTRUCTION PHASE | Site Office | Electrical | WO/HW1/PHW1/23 | ZED SECURITY SERVICES | Supply & Installation of CCTV System | Supply & Installation of CCTV System at Site Office. |  | 0 | 0 | Amended & Approved
Primarc Aadvika | PRE-CONSTRUCTION PHASE | Site Office | Electrical | WO/HW1/PHW1/23 | ZED SECURITY SERVICES | CAMERA - DOME 2.0 MP | CAMERA - DOME 2.0 MP [DS-2CE76D0T-ITPFS] Make:-HIKVISION | Nos | 2 | 850 | Approved
Primarc Aadvika | PRE-CONSTRUCTION PHASE | Site Office | Electrical | WO/HW1/PHW1/23 | ZED SECURITY SERVICES | CONNECTOR - BNC | CONNECTOR - BNC | Nos | 14 | 20 | Approved
Primarc Aadvika | PRE-CONSTRUCTION PHASE | Site Office | Electrical | WO/HW1/PHW1/23 | ZED SECURITY SERVICES | CONNECTOR - DC | CONNECTOR - DC | Nos | 7 | 10 | Approved
Primarc Aadvika | PRE-CONSTRUCTION PHASE | Site Office | Electrical | WO/HW1/PHW1/23 | ZED SECURITY SERVICES | BOX - PVC 5 x 5 | BOX - PVC 5 x 5 Make:-PVC | Nos | 7 | 35 | Approved
Primarc Aadvika | PRE-CONSTRUCTION PHASE | Site Office | Electrical | WO/HW1/PHW1/23 | ZED SECURITY SERVICES | UPS - 1 KVA OFFLINE | UPS - 1 KVA OFFLINE Make:-MICROTECH | Nos | 1 | 4400 | Approved
Primarc Aadvika | PRE-CONSTRUCTION PHASE | Site Office | Electrical | WO/HW1/PHW1/23 | ZED SECURITY SERVICES | INSTALLATION & COMMSIONING - OF CAMERA | INSTALLATION & COMMSIONING - OF CAMERA | Nos | 7 | 150 | Approved
Primarc Aadvika | PRE-CONSTRUCTION PHASE | Site Office | Electrical | WO/HW1/PHW1/23 | ZED SECURITY SERVICES | INSTALLATION & COMMSIONING - OF DVR & RACK | INSTALLATION & COMMSIONING - OF DVR & RACK | Lump Sum | 1 | 1200 | Approved
Primarc Aadvika | OVERHEAD | Security Expense |  | WO/HW1/PHW4/3 | Secura Infra Services Pvt. Ltd. | Providing Security Personnel | Providing Security Guard@12 hrs. daily basis for full month including reliever, NH & management fees, from 1st Feb'2025 to 30th Jun'2025, Total Manpower = 2 nos. | Head | 10 | 18234 | Approved
The Ramdulari | COMMON INFRASTRUCTURE | Boundary Wall |  | WO/RP/RP03/32 | NEW L. N. CONSTRUCTION | Boundary Wall Rectification & Modification Work for 228.5mtr | Boundary Wall Rectification & Modification Work for 228.5mtr |  | 0 | 0 | Amended & Approved
The Ramdulari | COMMON INFRASTRUCTURE | Boundary Wall |  | WO/RP/RP03/32 | NEW L. N. CONSTRUCTION | Dismantling of Existing Plaster | Dismantling existing cement plaster from brick/concrete surfaces including scraping, chiseling, disposal of debris to a designated location as directed, and cleaning the surface for further treatment. Complete in all respects. | Sq.Mtr. | 542 | 120 | Approved
The Ramdulari | COMMON INFRASTRUCTURE | Boundary Wall |  | WO/RP/RP03/32 | NEW L. N. CONSTRUCTION | Providing and Applying 20mm rough plaster | Charges for providing and applying average 20mm thick base leveling rough plaster course (1:6) cement and sand mortar over existing old boundary brickwall, including surface preparation, filling gaps and voids to ensure a uniform surface to create a suitable base for the final plaster (Item No. 2) including the cost of all material, tools and tackle, labour, necessary curing, scaffolding, staging, as requird all leads and lifts as per direction of Engineer in Charge. (cement will be supplied by client) | Sq.Mtr. | 542 | 225 | Approved
The Ramdulari | COMMON INFRASTRUCTURE | Boundary Wall |  | WO/RP/RP03/32 | NEW L. N. CONSTRUCTION | Providing and Applying External plaster 15mm | Providing and Applying External plaster 15mm with sand and cement mortar including round off or chamfering of concrete surface if any, curing etc, complete as per direction of EIC – 15 mm thick sand cement mortar (6 parts sand : 1 part cement), at any level. (All materials & Labour are in contractor’s scope Except Cement Provided by Client) | Sq.Mtr. | 859.5 | 245 | Approved
The Ramdulari | COMMON INFRASTRUCTURE | Boundary Wall |  | WO/RP/RP03/32 | NEW L. N. CONSTRUCTION | Providing and Applying 125mm Brickwork | Providing and Fixing 125mm thick brick work with 1st class Conventional bricks of specified thickness in sand cement mortar (4 :1) including the cost of all material, labour, tools, tackles, scaffolding, curing etc. complete at all level as per direction of Engineer-in-Charge and technical specification. (Rate including all required material, labour, tools and tackles necessary arrangements of the work Except Cement Provided by Client.) | Sq.Mtr. | 12.5 | 1200 | Approved
The Ramdulari | COMMON INFRASTRUCTURE | Boundary Wall |  | WO/RP/RP03/32 | NEW L. N. CONSTRUCTION | Dismantling Work for Boundary Wall | Dismantling Work for Boundary Wall |  | 0 | 0 | Approved
The Ramdulari | COMMON INFRASTRUCTURE | Boundary Wall |  | WO/RP/RP03/32 | NEW L. N. CONSTRUCTION | Dismentling 250mm Brickwork | All charges for doing dismantling of brick work of 250 mm thickness & of all mortar ratio along with its plaster & other finishes to incorporate changes & revisions of drawings/design or as per drawing and direction of Engineer-in-Charge including barricading the area, providing caution board, separating useable material, non useable material & debris, all labour, materials, plant & machinery, tools & tackles etc. for all lead & lift, for all level including maintaining dump yard for all dismantled material within the specified lines and levels as per drawing and direction of Engineer-in-Charge and subsequently if being directed by Engineer-in-Charge, disposing full or part of the dismantled material & its debris at designated dump yard outside of the site premises as specified by statutory authorities under contractor’s own arrangement including all statutory sanction and royalties if any shall be paid by the contractor. If the dismantled material is not being advised by Engineer-in-Charge to dispose it off, it shall be the property of the Owner . | Cum. | 30.5 | 1550 | Approved
The Ramdulari | COMMON INFRASTRUCTURE | Boundary Wall |  | WO/RP/RP03/32 | NEW L. N. CONSTRUCTION | Dismentling 125mm Brickwork | All charges for doing dismantling of brick work of 125mm thickness & of all mortar ratio along with its plaster & other finishes to incorporate changes & revisions of drawings/design or as per drawing and direction of Engineer-in-Charge including barricading the area, providing caution board, separating useable material, non useable material & debris, all labour, materials, plant & machinery, tools & tackles etc. for all lead & lift, for all level including maintaining dump yard for all dismantled material within the specified lines and levels as per drawing and direction of Engineer-in-Charge and subsequently if being directed by Engineer-in-Charge, disposing full or part of the dismantled material & its debris at designated dump yard outside of the site premises as specified by statutory authorities under contractor’s own arrangement including all statutory sanction and royalties if any shall be paid by the contractor. If the dismantled material is not being advised by Engineer-in-Charge to dispose it off, it shall be the property of the Owner . | Sq.Ft. | 0 | 150 | Approved
The Ramdulari | COMMON INFRASTRUCTURE | Boundary Wall |  | WO/RP/RP03/32 | NEW L. N. CONSTRUCTION | All charges for the construction of the new boundary wall, including the rectification of the affected portion, are included. | All charges for the construction of the new boundary wall, including the rectification of the affected portion, are included. |  | 0 | 0 | Approved
The Ramdulari | COMMON INFRASTRUCTURE | Boundary Wall |  | WO/RP/RP03/32 | NEW L. N. CONSTRUCTION | Earthwork Excavation upto 1.5mtr | All Charges for doing Earthwork Excavation in required profile in all type of soils in dry and wet condition for foundation level as per drawing or direction of Engineer-in-Charge including, dewatering, including trimming, levelling, dressing, ramming the bottom, bailing out water (if req.), with men & machineries, providing caution board maintaining required slopes including labour, materials, machinery, tools & tackles for all lead & lift to the entire satisfaction of Engineer-in-Charge. For Depth upto 1.5m | Cum. | 47.5 | 350 | Approved
The Ramdulari | COMMON INFRASTRUCTURE | Boundary Wall |  | WO/RP/RP03/32 | NEW L. N. CONSTRUCTION | Brick Flat Soaling | All charges for providing and laying Single brick flat soling (BFS) of picked, jhama bricks below foundation floor, tie beam etc. or any other location till Plinth level including ramming dressing and bringing to proper level and filling joints with sand including all materials, labour, tools and plants etc. complete below foundation as per specification, drawing and direction of Engineering-in-Charge. | Sq.Mtr. | 47 | 450 | Approved
The Ramdulari | COMMON INFRASTRUCTURE | Boundary Wall |  | WO/RP/RP03/32 | NEW L. N. CONSTRUCTION | P.C.C. (1:3:6) | All charges for providing & laying 1:3:6 plain cement concrete (PCC) of required thickness below footings, rafts or any other location as specified in the drawing till Plinth level using 20 mm nominal size well-graded approved quality aggregate including vibrating / compacting, scaffolding as required establishing dewatering system by pumping / bailing out water, cleaning, preparing surfaces, junctions etc. including shuttering, curing complete as per drawing and direction of Engineer-in-Charge. (All materials & Labour are in contractor’s scope Except Cement Provided by Client) | Cum. | 3.6 | 7850 | Approved
The Ramdulari | COMMON INFRASTRUCTURE | Boundary Wall |  | WO/RP/RP03/32 | NEW L. N. CONSTRUCTION | R.C.C (M-25) | All charges for providing & laying M25 grade reinforced cement concrete (excluding cost of shuttering & reinforcement) for all leads and for all items e.g. columns, beams, slabs, lintels, staircase, retaining wall, machine foundation, pockets etc. of all profile coming till Plinth level using 20 mm nominal size & down graded good quality aggregate as per design mix approved by Engineer-in-Charge. including vibrating/compacting, curing, scaffolding as required establishing dewatering system by pumping / bailing out water, cleaning, preparing surfaces, junctions etc. including curing complete to the entire satisfaction of Engineer-in-Charge. Cement concrete should have an ultimate crushing strength of not less than 250 Kg/sq.cm on 15cm X15cm X 15cm cube at 28 days and source of concrete will be SMC. Special conditions:- Rates are quoted for all levels & heights. For material/cube testing, the contractor shall maintain QC lab, cube testing machine, sieves, slump cones, graduated cylinder, weight scales etc. in good working condition cost of which shall be included in the rate. Cement & Reinforcement Steel will be supplied by client but subjected to reconciliation. | Cum. | 25 | 7800 | Approved
The Ramdulari | COMMON INFRASTRUCTURE | Boundary Wall |  | WO/RP/RP03/32 | NEW L. N. CONSTRUCTION | 200mm Brick Work | Providing and Erecting of 200mm thk brick work with Fly ash bricks for walls of specified thickness in Sand cement mortar (6 :1) including the cost of all material, labour, tools, tackles, necessary chipping, hacking, applying cement slurry scaffolding, curing etc. complete as per direction of Engineer-in-Charge and technical specification.(Cement supplied by Client) | Cum. | 36.5 | 7600 | Approved
The Ramdulari | COMMON INFRASTRUCTURE | Boundary Wall |  | WO/RP/RP03/32 | NEW L. N. CONSTRUCTION | 125mm Brick Work | Providing and erecting 125mm. thick brick work with 1st Class bricks for wall in sand cement mortar (4:1) including the cost of all material, labour, tools, tackles, scaffolding, curing etc. complete as per direction of Project Manager and technical specification. (Cement supplied by Client) | Sq.Mtr. | 0 | 1200 | Approved
The Ramdulari | COMMON INFRASTRUCTURE | Boundary Wall |  | WO/RP/RP03/32 | NEW L. N. CONSTRUCTION | 15mm Plaster | Providing and applying 15mm plaster with sand and cement mortar including rounding off or chamfering of concrete surface,curing etc. complete as per direction of EIC- 15 mm thick sand cement mortar (6 parts sand: 1 parts cement),at any floor and level (Cement would be supplied by the Client free of cost, but subjected to reconciliation) | Sq.Mtr. | 52.5 | 235 | Approved
The Ramdulari | COMMON INFRASTRUCTURE | Boundary Wall |  | WO/RP/RP03/32 | NEW L. N. CONSTRUCTION | Reinforcement | Labour charges for fixing Reinforcement for reinforced cement concrete work in all sorts of structures including distribution bars, stirrups, binding wire etc., initial straighteneing and removal of loose rust (if necessary) , cutting to requisite length, hooking nad bending to correct shape, placing in proper position and binding with 16 gauge black aneealed wire / welding as per relevant IS code in every intersection complete as per drawing, specification or as directed by EIC, including bailing out of water during construction of foundation etc. all complete. | MT | 2.5 | 9500 | Approved
The Ramdulari | COMMON INFRASTRUCTURE | Boundary Wall |  | WO/RP/RP03/32 | NEW L. N. CONSTRUCTION | Earth Filling | Earth work in filling with earth obtained from excavation in layers not exceeding 250 mm including watering, ramming, etc., complete in all respect as per and direction of EIC. (payment to be made on the basis of measurement of finished quantity of work) | Cum. | 27 | 150 | Approved
The Ramdulari | COMMON INFRASTRUCTURE | Boundary Wall |  | WO/RP/RP03/32 | NEW L. N. CONSTRUCTION | Shuttering | Hire and Labour charges for shuttering with centering and necessary staging up to necessary height using approved stout props , 12 mm thick quality ply board shuttering , with required bracing for curved or straight fitting, fixing and striking out after completion of works (including bailing out of water) at any floor and level complete as per drawing , specification and direction of EIC | Sq.Mtr. | 225 | 500 | Approved
The Ramdulari | OVERHEAD | In-house labour |  | WO/RP/RP04/13 | Balaji Enterprise | Mason | Charges of Mason for misc. work as per direction of EIC. Time Period: Dec'24 to Sep’25 |  | 0 | 0 | Approved
The Ramdulari | OVERHEAD | In-house labour |  | WO/RP/RP04/13 | Balaji Enterprise | a | Charges for Mason for misc. work 12 hrs/day at site as per requirement & direction of Engineer-in-Charge. | Nos | 545 | 790 | Approved
The Ramdulari | OVERHEAD | In-house labour |  | WO/RP/RP04/13 | Balaji Enterprise | b | Charges for loading - unloading, transportation, hire charges for machinery work as per direction of Engineer-in-Charge. | Nos | 545 | 31.6 | Approved
The Ramdulari | OVERHEAD | In-house labour |  | WO/RP/RP04/13 | Balaji Enterprise | Helper | Charges of Helper for misc. work as per direction of EIC. Time Period: Dec'24 to Dec’25 |  | 0 | 0 | Approved
The Ramdulari | OVERHEAD | In-house labour |  | WO/RP/RP04/13 | Balaji Enterprise | a | Charges for Helper for misc. work 12 hrs/day at site as per requirement & direction of Engineer-in-Charge. | Nos | 505.5 | 600 | Approved
The Ramdulari | OVERHEAD | In-house labour |  | WO/RP/RP04/13 | Balaji Enterprise | b | Charges for loading - unloading, transportation, hire charges for machinery work as per direction of Engineer-in-Charge. | Nos | 505.5 | 24 | Approved
The Ramdulari | BLOCK | Water Proofing |  | WO/RP/RP02/61 | NEW WATER SEAL | Water Proofing Treatment North & South Side | Providing and applying waterproofing treatment on vertical surfaces using ZycoSil Max as per manufacturer’s specifications, including the following steps: A. Surface Preparation: - — Clean all vertical surfaces (concrete) thoroughly to remove oil, grease, fungal growth and any loosely adhered material. B. Solution Preparation: Prepare the solution by diluting Zydex ZycoSil Max in potable water (TDS < 1000 ppm, pH 6.5–7) in a 1:45 ratio. C. Application: Apply the prepared solution with brush or roller from bottom to top on the vertical surface till full saturation is achieved. D. Drying & Curing: Allow the surface to dry naturally for 6–12 hours. Waterproofing is considered effective once water droplets remain on the surface for 10–15 minutes after splash test. E. Product Specifications –As per attached TDS The rate includes all required materials, labor, tools and tackles, transportation, shifting, and lifting of all materials and machinery (within the contractor's scope). | Sq.Ft. | 6400 | 12 | Amended & Approved
The Ramdulari | OVERHEAD | Housekeeping |  | WO/RP/RP04/15 | Secura Infra Services Pvt. Ltd. | Providing Housekeeping boy at Site | Providing One (01) HK cum office Boy @8.5 hrs. daily for monthly basis Including NH & Management fees, at site office, from 1st Apr'2025 to 31st Mar'2026. | Head | 12 | 16659 | Approved
Primarc Aadvika | EXPERIENCE CENTER | Civil | Sub & Super Structure Work | WO/HW1/PHW3/26 | NEW L. N. CONSTRUCTION | Civil & Structural works | Civil & Structural works of Experience Center |  | 0 | 0 | Amended & Approved
Primarc Aadvika | EXPERIENCE CENTER | Civil | Sub & Super Structure Work | WO/HW1/PHW3/26 | NEW L. N. CONSTRUCTION | Creating Pockets | Creating pockets to rest MS members & Jam with Cement concrete (M25 Grade) after fixing the member & removal of acCum.ulated debris outside of site premises including all labour, materials, machinery, tools & tackles to the entire satisfaction of EIC. | Nos | 4 | 600 | Approved
Primarc Aadvika | EXPERIENCE CENTER | Civil | Sub & Super Structure Work | WO/HW1/PHW3/26 | NEW L. N. CONSTRUCTION | 125mm Brickwork | All charges for Providing and erecting 125 mm thick brick work with 1st class Conventional bricks for walls of specified thickness in sand cement mortar (1:4) including the cost of all material, labour, tools, tackles, scaffolding, curing etc. complete as per direction of Engineer-in-Charge and technical specification. (OLD BRICK WILL BE SUPPLIED BY CLIENT ON RECONCILIATION BASIS) | Sq.Mtr. | 5.155 | 1425 | Approved
Primarc Aadvika | EXPERIENCE CENTER | Civil | Sub & Super Structure Work | WO/HW1/PHW3/26 | NEW L. N. CONSTRUCTION | 250mm Brick Work | All charges for Providing and erecting 250 mm thick brick work with 1st class Conventional bricks for walls of specified thickness in sand cement mortar (1:6) including the cost of all material, labour, tools, tackles, scaffolding, curing etc. complete as per direction of Engineer-in-Charge and technical specification. (OLD BRICK WILL BE SUPPLIED BY CLIENT ON RECONCILIATION BASIS) | Cum. | 18.657 | 11000 | Approved
Primarc Aadvika | EXPERIENCE CENTER | Civil | Sub & Super Structure Work | WO/HW1/PHW3/26 | NEW L. N. CONSTRUCTION | Micro concrete | All Charges for mixing and laying of micro concrete over ISMC and brickwork in a specified profile, including pouring, and finishing, up to 6.00 meters height, ensuring proper compaction and bonding, including labour, tools, tackles, scaffolding, curing all complete as per technical specifications and direction of the Engineer-in-Charge. | Cum. | 1.026 | 42000 | Approved
AARANYA | EXPERIENCE CENTER | Window and Glazing |  | WO/PKB/PKX/9 | HINDUSTAN ALUMINIUM WORKS | Euro 40 Series 24 mm DGU openable + Fixed Window | Providing and fixing of Euro 40 Series 24 mm thk. DGU (6 mm Clear Toughened Float (CTF) Glass + 12 mm air gap + 6 mm SKN-144 toughened glass) Framed openable + Fixed window with complete designing including all fitting and fixture at all level as per approved Shop drawing and direction of EIC . Detail material specification attached in Annexure-I. |  | 0 | 0 | Approved
AARANYA | EXPERIENCE CENTER | Window and Glazing |  | WO/PKB/PKX/9 | HINDUSTAN ALUMINIUM WORKS | DGU Glass Casement Door | Providing & fixing of Euro 40 Series openable + Fixed door with 24 mm thk. DGU (6 mm Clear Toughened Float (CTF) Glass + 12 mm air gap + 6 mm SKN-144 toughened glass) Glass including frame, shutter, mullion, glazing bids and other extruded profiles with reference to the desire strength in approved surface, with corner cleats and T-connecter for better joint performance, best quality Door hinges (Butt hinges,SS matt finish) , Door lock (Mortise lock system), Door Handle & Door Closure with all required accessories & fittings as per approved Shop drawing and direction of EIC. Detail material specification attached in Annexure-I |  | 0 | 0 | Approved
AARANYA | EXPERIENCE CENTER | Window and Glazing |  | WO/PKB/PKX/9 | HINDUSTAN ALUMINIUM WORKS | Window G-1 : (3300X1780) | Window G-1 : (3300X1780)- 3 nos | Sq.Ft. | 189.683 | 614.6 | Approved
AARANYA | EXPERIENCE CENTER | Window and Glazing |  | WO/PKB/PKX/9 | HINDUSTAN ALUMINIUM WORKS | Window W : (1650X1780) | Window W : (1650X1780)- 7 nos | Sq.Ft. | 221.297 | 681.6 | Approved
AARANYA | EXPERIENCE CENTER | Window and Glazing |  | WO/PKB/PKX/9 | HINDUSTAN ALUMINIUM WORKS | Window W1 : (750X1200) | Window W1 : (750X1200)- 3 nos | Sq.Ft. | 29.062 | 734.72 | Approved
AARANYA | EXPERIENCE CENTER | Window and Glazing |  | WO/PKB/PKX/9 | HINDUSTAN ALUMINIUM WORKS | Window WA : (1510X1780) | Window WA : (1510X1780)- 1 nos | Sq.Ft. | 28.931 | 703.18 | Approved
AARANYA | EXPERIENCE CENTER | Window and Glazing |  | WO/PKB/PKX/9 | HINDUSTAN ALUMINIUM WORKS | Door GD-2 : (1725X2300) | Door GD-2 : (1725X2300)- 1 nos | Sq.Ft. | 42.706 | 908.87 | Approved
AARANYA | EXPERIENCE CENTER | Window and Glazing |  | WO/PKB/PKX/9 | HINDUSTAN ALUMINIUM WORKS | Door GD-3 : (2110X2300) | Door GD-3 : (2110X2300)- 1 nos | Sq.Ft. | 52.237 | 709.85 | Approved
AARANYA | EXPERIENCE CENTER | Window and Glazing |  | WO/PKB/PKX/9 | HINDUSTAN ALUMINIUM WORKS | Door GD-4 : (2060X2300) | Door GD-4 : (2060X2300)- 1 nos | Sq.Ft. | 50.999 | 662.22 | Approved
AARANYA | EXPERIENCE CENTER | Window and Glazing |  | WO/PKB/PKX/9 | HINDUSTAN ALUMINIUM WORKS | Door GD-5 : (2050X2300) | Door GD-5 : (2050X2300)- 1 nos | Sq.Ft. | 50.752 | 812.48 | Approved
Primarc Aadvika | EXPERIENCE CENTER | Civil | Sub & Super Structure Work | WO/HW1/PHW3/26 | NEW L. N. CONSTRUCTION | Internal Plaster 12mm Thk | All Charges For Providing & Applying Internal Plaster Using Cm (1:6) Of Average 12mm Thick To All Internal Wall Surfaces With Cement And Sand Mortar Including Necessary Scaffolding, Rounding Off Or Chamfering Corners Putting Wire / Fibre Mesh 6 To 8 Inches Wide At Every Flush Joint Of Brickwork And Concrete As Directed And Raking Out Joints & Roughening Of Concrete Surface (Including Chipping And Cutting Of Bulged Concrete If Any), Including Throating, Nosing , Curing, Chipping Of Excess Mortar From floor, Cleaning Of Debris Etc. Complete As Per The Drawings And Specifications / As Directed By The Project Manager. | Sq.Mtr. | 266.928 | 300 | Approved
Primarc Aadvika | EXPERIENCE CENTER | Civil | Sub & Super Structure Work | WO/HW1/PHW3/26 | NEW L. N. CONSTRUCTION | RCC Band over Brick Work | Charges for providing & laying of RCC Band over Brick Work by site mix M20 grade concrete excluding shuttering, complete in all respect as per drawing, specification and direction of EIC. | Cum. | 1.124 | 10500 | Approved
Primarc Aadvika | EXPERIENCE CENTER | Civil | Sub & Super Structure Work | WO/HW1/PHW3/26 | NEW L. N. CONSTRUCTION | Shuttering Work for RCC Band & Micro Concrete part. | Hire and Labour charges for shuttering with centering & necessary staging work for RCC Band & Micro Concrete Work , 12mm thick quality ply board shuttering , with required bracing for curved or straight including fitting , fixing ,& striking out after completion of works (including bailing out water) complete as per drawing, specification and direction of Project Manager. | Sq.Mtr. | 28.12 | 650 | Approved
Primarc Aadvika | EXPERIENCE CENTER | Civil | Sub & Super Structure Work | WO/HW1/PHW3/26 | NEW L. N. CONSTRUCTION | Fiber net fixing Work | Fixing of fiber net at all joints between micro concrete and brickwork surfaces. (300mm Width) | RMT | 194.4 | 20 | Approved
Primarc Aadvika | EXPERIENCE CENTER | Civil | Sub & Super Structure Work | WO/HW1/PHW3/26 | NEW L. N. CONSTRUCTION | RCC M-25 (SMC) | Charges for providing & laying of R.C.C M25 (1:1:2) by site mix concrete 25 mm and down sized , screened and washed well graded stone chips excluding shuttering, consolidation complete in all respect as per drawing, specification and direction of EIC. | Cum. | 2.512 | 10500 | Approved
Primarc Aadvika | EXPERIENCE CENTER | Civil | Sub & Super Structure Work | WO/HW1/PHW3/26 | NEW L. N. CONSTRUCTION | Dismantling of existing brick wall | Charges for the dismantling of existing brickwork, preceded by precise groove cutting to maintain the specified profile up to a height of (+) 6.00 meters. The scope includes all necessary labor, tools, equipment, and scaffolding, with careful execution to avoid damage to adjacent structures. Debris shall be disposed of in accordance with site requirements and under the direction of the Engineer-in-Charge. | Cum. | 2.101 | 3450 | Approved
Primarc Aadvika | EXPERIENCE CENTER | Civil | Sub & Super Structure Work | WO/HW1/PHW3/26 | NEW L. N. CONSTRUCTION | PCC (1:3:6) | All charges for providing and laying plain cement concrete (PCC) of mix 1:3:6, of the required thickness, below footings, rafts, or any other specified locations up to the plinth level, using 20 mm nominal size, well-graded, approved quality aggregates. The scope includes vibrating, compacting, scaffolding as necessary, establishing a dewatering system through pumping or bailing out water, cleaning and preparing surfaces and junctions, as well as shuttering and curing—all in accordance with the drawings and as directed by the Engineer-in-Charge. (Cement shall be supplied by the client on a reconciliation basis.) | Cum. | 14.177 | 6600 | Approved
Primarc Aadvika | EXPERIENCE CENTER | Civil | Sub & Super Structure Work | WO/HW1/PHW3/26 | NEW L. N. CONSTRUCTION | 65MM THICK IPS FLOORING | Providing and laying IPS flooring with an average thickness of 65mm (minimum 40mm at drain-out points) at all levels, using cement concrete of mix 1:2:4 in panels not exceeding 3500 x 3500 mm. The work shall include one layer of chicken wire mesh, mixing of Sika Chapdur (as per manufacturer’s recommendation), and shall be carried out with all necessary materials (excluding cement and Sika Chapdur, which will be supplied by the client on a reconciliation basis), labor, surface preparation, cleaning, ensuring proper slope, finishing as per requirements, curing, tools, tackles, and all incidental works required to complete the flooring in all respects as per drawings and instructions of the Engineer-in-Charge. | Sq.Mtr. | 36.263 | 610 | Approved
The Ramdulari | BLOCK | Water Proofing |  | WO/RP/RP02/61 | NEW WATER SEAL | Water Proofing Treatment East & West Side | Providing and applying waterproofing treatment on vertical surfaces using AquaSil and AquaPrime as per the following specifications and application method: A. Surface Preparation: — Clean all vertical surfaces (concrete, plaster, brick,) thoroughly to remove oil, grease, fungal growth and any loosely adhered material. B. Solution Preparation: — Prepare the final diluted waterproofing solution by mixing AquaSil, water, and AquaPrime in a 1:20:2 ratio (for example, 1 part AquaSil, 20 parts potable water (TDS < 1000 ppm, pH 6.5–7), and 2 parts AquaPrime) to make 23 liters of solution. C. Application: — Apply the prepared solution on the vertical surface by spraying with low pressure or by rolling from the bottom to the top until full (flood) saturation is achieved (solution should start dripping down). — The application method is designed to eliminate drip marks. D. Drying & Curing: — Allow the treated surface to dry completely for 6–12 hours. Waterproofing effectiveness is confirmed when the surface remains uniformly dry for the specified duration. E. Product Specifications: As per attached TDS The rate includes all required materials, labor, tools and tackles, transportation, shifting, and lifting of all materials and machinery (within the contractor's scope). | Sq.Ft. | 6100 | 8 | Amended & Approved
Primarc Chambers | COMMON INFRASTRUCTURE | Boundary Wall |  | WO/PCH/PC04/42 | Manju Furniture | Providing & Fixing Boundary Wall Barbed Wire Fencing | "Y" shaped angle iron post (50 x 50 x 6 mm ) placed at required distance ( 3.00 mtr interval or as directed by the EIC as per site condition) of existing boundary wall with base plate & Fastener , last but one end post and corner post shall be strutted on both sides and end post on one side only, using hot dipped galvanized Concertina barbed Wire of outside diameter 600 mm , between the two posts fitted and fixed with at least 3 nos horizontal steel wires, G.I Staples, turn buckles etc. all complete. Including 2 coat epoxy paint followed by primer, Brand: Asian Paints/ICI/Berger/AkzoNobel. The rate is inclusive of all materials, labour, transportation, scaffolding if required Location: Boundary Wall (South Side, West Side & North-West Side) | RMT | 143 | 400 | Amended & Approved
Primarc Chambers | COMMON INFRASTRUCTURE | Boundary Wall |  | WO/PCH/PC04/42 | Manju Furniture | Cable Tray fixing work | Installation of Perforated GI Cable Tray (300 to 600mm Width)along with nuts, bolt & other accessories including providing & fixing MS structure (ISA 25 x 25 x 4 with 2 coat epoxy paint followed by primer ) all complete for supporting of AC ODU. Location: 1st to 4th Podium | RMT | 109 | 100 | Approved
Primarc Chambers | COMMON INFRASTRUCTURE | Boundary Wall |  | WO/PCH/PC04/42 | Manju Furniture | Loading Unloading and hire charges for machinery | Charges for Loading Unloading and hire charges for machinery as per direction of EIC. | Lump Sum | 1 | 2500 | Approved
The Ramdulari | BLOCK | Water Proofing |  | WO/RP/RP02/61 | NEW WATER SEAL | Loading & Unloading | Charges for loading - unloading, transportation, hire charges for machinery as per direction of Engineer-in-Charge. | Lump Sum | 1 | 4000 | Approved
BHOPAL - COMMERCIAL | COMMON INFRASTRUCTURE | Consultancy Charges | LANDSCAPING CONSULTANT | WO/BPC/BPC3/13 | GREEN SPACE ALLIANCE | Consultancy Charges for Landscaping design | Consultancy Charges for Landscaping design for Comercial Block as per attached Annexure. | Lump Sum | 1 | 1900000 | Approved
BHOPAL - RESIDENTIAL | COMMON INFRASTRUCTURE | Consultancy Charges | LANDSCAPING CONSULTANT | WO/BPR/BPR3/11 | GREEN SPACE ALLIANCE | Consultancy Charges for Landscaping design | Consultancy Charges for Landscaping design for Residential Block as per attached Annexure. | Lump Sum | 1 | 950000 | Approved
Primarc Chambers | BLOCK | Flooring Work |  | WO/PCH/PC01/84 | SHAQUIB ENTERPRISES | Wall Tiles (Lift facia area at Ground floor) | Fixing Charges for Wall Tiles at all levels over a bed of 30-40mm thick cement mortar (1:4)in proper line & level. The joints will be filled with white cement slurry pigmented to match after acid washing including all all materials, labours, tools & tackles, all lead & lifts at all levels and finishing & cleaning all complete as per drawing, specification and direction of Engineer-in-Charge. (Only Tiles & Cement Will be Supplied by Client). Location- Lift facia area at Ground floor | Sq.Ft. | 405.25 | 50 | Approved
Primarc Chambers | BLOCK | Flooring Work |  | WO/PCH/PC01/84 | SHAQUIB ENTERPRISES | Counter top granite | Providing and fixing of counter top, by double pasting of granite and providing edge polishing / Chamfering, cutting of hole for basin pipe outlet, Cutting of wall groove as per direction of EIC. (Only cement, leather finished granite ,will be supplied by client. Shifting& lifting of all materials & machineries are in contractor's scope. Location- Including Both area PODIUM-1 DRIVERS TOILET , GFL (F) TOILET & DRIVERS TOILET, | Lump Sum | 1 | 12000 | Approved
Primarc Chambers | BLOCK | Flooring Work |  | WO/PCH/PC01/84 | SHAQUIB ENTERPRISES | KOTA STONE | Fixing charges of KOTA STONE at all levels over a bed of 30 - 40 mm thick mortar (1:4) in proper line, level & plumb. cleaning as per site and direction of EIC. ( Kota & Cement will be supplied by Client. ) Location - WTP & DG area floor & Basement Area | Sq.Ft. | 382 | 50 | Approved
Primarc Chambers | BLOCK | Flooring Work |  | WO/PCH/PC01/84 | SHAQUIB ENTERPRISES | KOTA STONE at Skirting | Fixing charges of KOTA STONE at Skirting Portion of Basement Stair & Landing floor for all levels over a bed of 30 - 40 mm thick mortar ( 1:3) in proper line, level & plumb. The joint will be with white cement slurry with matched colour pigment after acid washing including all finishing & cleaning as per drawing & direction of EIC. (Kota & Cement will be supplied by Client.) | Rft | 115.25 | 40 | Approved
SOUTHWINDS PROJECT LLP (PHASE - III & IV) | OVERHEAD PHASE - III & IV | In-house labour |  | WO/SP34/OP34/49 | Suraj Enterprise | Mason. Time Period: 1st Apr'2025 to 30th Apr'2025 | Charges of Mason for misc. work as per direction of EIC. Time Period: 1st Apr'2025 to 30th Apr'2025 | Nos. | 20 | 850 | Approved
SOUTHWINDS PROJECT LLP (PHASE - III & IV) | OVERHEAD PHASE - III & IV | In-house labour |  | WO/SP34/OP34/49 | Suraj Enterprise | loading - unloading | Charges for loading - unloading, transportation, hire charges for machinery work as per direction of Engineer-in-Charge. Time Period: 1st Apr'2025 to 30th Apr'2025 | Nos. | 20 | 51 | Approved
SOUTHWINDS PROJECT LLP (PHASE - III & IV) | OVERHEAD PHASE - III & IV | In-house labour |  | WO/SP34/OP34/49 | Suraj Enterprise | Mason. Time Period: 1st May'2025 to 31st May'2025 | Charges of Mason for misc. work as per direction of EIC. Time Period: 1st May'2025 to 31st May'2025 | Nos. | 31 | 850 | Approved
SOUTHWINDS PROJECT LLP (PHASE - III & IV) | OVERHEAD PHASE - III & IV | In-house labour |  | WO/SP34/OP34/49 | Suraj Enterprise | loading - unloading | Charges for loading - unloading, transportation, hire charges for machinery work as per direction of Engineer-in-Charge. Time Period: 1st May'2025 to 31st May'2025 | Nos. | 31 | 51 | Approved
SOUTHWINDS PROJECT LLP (PHASE - III & IV) | OVERHEAD PHASE - III & IV | In-house labour |  | WO/SP34/OP34/49 | Suraj Enterprise | Mason. Time Period: 1st June'2025 to 30th June'2025 | Charges of Mason for misc. work as per direction of EIC. Time Period: 1st June'2025 to 30th June'2025 | Nos. | 60 | 850 | Approved
SOUTHWINDS PROJECT LLP (PHASE - III & IV) | OVERHEAD PHASE - III & IV | In-house labour |  | WO/SP34/OP34/49 | Suraj Enterprise | loading - unloading | Charges for loading - unloading, transportation, hire charges for machinery work as per direction of Engineer-in-Charge. Time Period: 1st June'2025 to 30th June'2025 | Nos. | 60 | 51 | Approved
SOUTHWINDS PROJECT LLP (PHASE - III & IV) | COMMON INFRASTRUCTURE - PHASE III & IV | Consultancy Charges | OTHER CONSLUTANTS | WO/SP34/CI34/69 | GLOBAL LAB | Soil Compaction Test - Phase (IV) | Soil Compaction Test - Phase (IV) |  | 0 | 0 | Approved
SOUTHWINDS PROJECT LLP (PHASE - III & IV) | COMMON INFRASTRUCTURE - PHASE III & IV | Consultancy Charges | OTHER CONSLUTANTS | WO/SP34/CI34/69 | GLOBAL LAB | Soil Field Compaction | Consultancy Charges for testing of Soil Field Compaction (By Core Cutter Method) as per direction of EIC Up to 15 Nos. (3 Trip X 5 Nos.) | Set | 3 | 4500 | Approved
SOUTHWINDS PROJECT LLP (PHASE - III & IV) | COMMON INFRASTRUCTURE - PHASE III & IV | Consultancy Charges | OTHER CONSLUTANTS | WO/SP34/CI34/69 | GLOBAL LAB | Soil Standard Proctor Test | Consultancy Charges for Soil Standard Proctor Test as per direction by EIC. | Nos. | 3 | 1650 | Approved
SOUTHWINDS PROJECT LLP (PHASE - III & IV) | COMMON INFRASTRUCTURE - PHASE III & IV | Consultancy Charges | OTHER CONSLUTANTS | WO/SP34/CI34/69 | GLOBAL LAB | Conveyance Charges | Conveyance Charges for Sample Collection from Site | Trip | 3 | 1000 | Approved
Primarc Chambers | BLOCK | Electrical | External Electrical | WO/PCH/PC01/39 | ELECTRO POWER | Labour charges for fixing of Air-termination rod having length-2500 mm | Labour charges for fixing of Air-termination rod having length-2500 mm of Material-AlMgSi of Diameter Ø 16/10 mm, chamfered on both ends& complied as per Standard EN 62561-2 DEHN Part No. 103220 | Nos | 6 | 200 | Approved
Primarc Chambers | BLOCK | Electrical | External Electrical | WO/PCH/PC01/39 | ELECTRO POWER | Concrete base for air-termination rods | Concrete base for air-termination rods, for self-supporting air-termination rods in the tripod. Support Wedge- 016 mm, Diameter- Ø 337 mm, Material-concrete, Material of wedge- StSt & Weight 17kg DIA Part No. 089017 | Nos | 12 | 200 | Approved
Primarc Chambers | BLOCK | Electrical | External Electrical | WO/PCH/PC01/39 | ELECTRO POWER | For protecting the roofing sheets under the concrete base(17 kg.) | For protecting the roofing sheets under the concrete base(17 kg.). The Diameter outside 370 mm, Diameter inside 360 mm and Material EVA DEHN Part No. 102050 | Nos | 6 | 60 | Approved
The Ramdulari | COMMON INFRASTRUCTURE | Grill / Steel Work |  | WO/RP/RP03/33 | ADA-METCON | Provinding & Fixing MS Structure. | Providing and fixing M.S structure for G.I chain link fencing made by 50x50x3 mm SHS vertical & horizontal member and using base plate 100 x 100 x3 mm & 75x75x8 mm with fastened (Over Brick Wall) as required to providing support of vertical member , including the cost of One Coat of Red Oxide Primer of approved manufacture at all MS section, lifting all sifting work at site ,transportation, loading, unloading, tools, and tackles as per drawing & direction of Engineer -in-change. (Brand -Nizon /Apollow or Equivalent) | Kg | 6433.48 | 110 | Amended & Approved
The Ramdulari | COMMON INFRASTRUCTURE | Grill / Steel Work |  | WO/RP/RP03/33 | ADA-METCON | Providing & Fixing of GI chain link fencing. | Providing & Fixing of G.I. Chain-Link Fencing with PVC Coating, including the cost of scaffolding at all levels, executed as per the approved drawings and as directed by the Engineer-in-Charge. The fencing shall consist of G.I. wire with a square mesh opening of 50 mm and a wire thickness of 2.6 mm, conforming to relevant standards. The work shall be completed in all respects to ensure durability, structural integrity, and a neat finish. | Sq.Ft. | 6509.28 | 58 | Amended & Approved
The Ramdulari | COMMON INFRASTRUCTURE | Grill / Steel Work |  | WO/RP/RP03/33 | ADA-METCON | Supply fitting & fixing Anchor Fastener | Supply fitting & fixing Anchor Fastener |  | 0 | 0 | Amended & Approved
The Ramdulari | COMMON INFRASTRUCTURE | Grill / Steel Work |  | WO/RP/RP03/33 | ADA-METCON | Anchor Fastner 12x100 | Supply fitting and fixing anchor Fastner 12x105mm for M.S for base plate structure. Brand -KLIMAS | Nos | 504 | 90 | Approved
The Ramdulari | COMMON INFRASTRUCTURE | Grill / Steel Work |  | WO/RP/RP03/33 | ADA-METCON | Anchor Fastner 10x100 | Supply fitting and fixing anchor Fastner 8x100mm for M.S for base plate structure. (Over Brick Wall) Brand -KLIMAS | Nos | 960 | 40 | Approved
SOUTHWINDS PROJECT LLP (PHASE - III & IV) | OVERHEAD PHASE - III & IV | In-house labour |  | WO/SP34/OP34/50 | Balaji Enterprise | Charges of Mason, Helper & Chipper for misc. - Time Period: 17th Apr'2025 to 31st May'2025 | Charges of Mason, Helper & Chipper for misc. work as per direction of EIC. Time Period: 17th Apr'2025 to 31st May'2025 |  | 0 | 0 | Amended & Approved
SOUTHWINDS PROJECT LLP (PHASE - III & IV) | OVERHEAD PHASE - III & IV | In-house labour |  | WO/SP34/OP34/50 | Balaji Enterprise | Mason - 4 Heads Each Days | Mason - 4 Heads Each Days (12 Hrs Including Breakfast & Lunch) | Nos | 144 | 790 | Approved
SOUTHWINDS PROJECT LLP (PHASE - III & IV) | OVERHEAD PHASE - III & IV | In-house labour |  | WO/SP34/OP34/50 | Balaji Enterprise | loading - unloading - Mason | Charges for loading - unloading, transportation, hire charges for machinery work as per direction of Engineer-in-Charge. | Nos | 144 | 31.6 | Approved
SOUTHWINDS PROJECT LLP (PHASE - III & IV) | OVERHEAD PHASE - III & IV | In-house labour |  | WO/SP34/OP34/50 | Balaji Enterprise | Mason Helper - 4 Heads Each Days | Mason Helper - 4 Heads Each Days (12 Hrs Including Breakfast & Lunch) | Nos | 144 | 600 | Approved
SOUTHWINDS PROJECT LLP (PHASE - III & IV) | OVERHEAD PHASE - III & IV | In-house labour |  | WO/SP34/OP34/50 | Balaji Enterprise | loading - unloading - Mason Helper | Charges for loading - unloading, transportation, hire charges for machinery work as per direction of Engineer-in-Charge. | Nos | 144 | 24 | Approved
SOUTHWINDS PROJECT LLP (PHASE - III & IV) | OVERHEAD PHASE - III & IV | In-house labour |  | WO/SP34/OP34/50 | Balaji Enterprise | Chipper - 4 Heads Each Days | Chipper - 4 Heads Each Days (12 Hrs Including Breakfast & Lunch) | Nos | 118 | 825 | Approved
SOUTHWINDS PROJECT LLP (PHASE - III & IV) | OVERHEAD PHASE - III & IV | In-house labour |  | WO/SP34/OP34/50 | Balaji Enterprise | loading - unloading - Chipper | Charges for loading - unloading, transportation, hire charges for machinery work as per direction of Engineer-in-Charge. | Nos | 118 | 33 | Approved
SOUTHWINDS PROJECT LLP (PHASE - III & IV) | OVERHEAD PHASE - III & IV | In-house labour |  | WO/SP34/OP34/50 | Balaji Enterprise | Unskilled labour (Cook) | Unskilled labour (Cook) | Nos | 0 | 480 | Approved
SOUTHWINDS PROJECT LLP (PHASE - III & IV) | OVERHEAD PHASE - III & IV | In-house labour |  | WO/SP34/OP34/50 | Balaji Enterprise | loading - unloading - Unskilled labour (Cook) | Charges for loading - unloading, transportation, hire charges for machinery work as per direction of Engineer-in-Charge. | Nos | 0 | 19.2 | Approved
SOUTHWINDS PROJECT LLP (PHASE - III & IV) | OVERHEAD PHASE - III & IV | In-house labour |  | WO/SP34/OP34/50 | Balaji Enterprise | Charges of Cooking Wood or Misc. Jalani and others | Charges of Cooking Wood or Misc. Jalani and others for Labour Cooking purpose. Time Period: 17th Apr'2025 to 31st July'2025 | Nos | 2609 | 14 | Amended & Approved
The Ramdulari | OVERHEAD | Lift Operator |  | WO/RP/RP04/16 | Secura Infra Services Pvt. Ltd. | Licensed lift operator | Providing one (01) licensed lift operator @10 hr. daily basis for full month including reliever, NH & Management fees, from 1st Apr'2025 to 30th Jun'2025. | Head | 3 | 19209 | Approved
Primarc Aadvika | EXPERIENCE CENTER | Grill / Steel Work |  | WO/HW1/PHW3/11 | ADA-METCON | Re-Fabrication | Labour Charges for MS Structure Rack Re-Fabrication & Errection. | Lump Sum | 1 | 20000 | Approved
Primarc Aadvika | EXPERIENCE CENTER | Grill / Steel Work |  | WO/HW1/PHW3/11 | ADA-METCON | Extra | Charges for Mezzanine floor railing extra box part for placing the plater pots (Added against item no 1.1). | Lump Sum | 1 | 48600 | Approved
Primarc Aadvika | PRE-CONSTRUCTION PHASE | Test Pile |  | WO/HW1/PHW1/4 | GEO Piling Solutions | Static Load Test 1000mm Dia Pile | Charges for Static Load Test on Cast-in-situ Piles (For 1 nos 1000mm dia Pile Design Load-350 MT, Pile Test load-875 MT, Kentledge load 1050 MT) will be done by concrete blocks in accordance with IS Code of practice IS : 2911 (Part IV) for determining safe allowable Vertical load on pile including Mobilization & De-mobilization charges and preparation of Pile head & taking necessary readings and submitting two copies of reports etc. as per direction of Engineer in charge. | MT | 1050 | 800 | Approved
The Ramdulari | BLOCK | Plumbing/Sanitory | External Plumbing | WO/RP/RP02/63 | Bdcon Engineers Pvt. Ltd. | Supply, laying, jointing, testing, and commissioning of 160mm OD underground HDPE SN8 double-wall corrugated storm water pipes | Supply & fixing, jointing, testing and commissioning laying the following diameters underground double wall corrugated pipe of HDPE SN 8 pipes with smooth internal and profiled external surface for non-pressure underground Sewerage pipe line as per ISO 21138-3 with suitable Snapfit coupler and rubber 'O' Ring for jointing in trenches for all depths ( up to invert level from FGL )and lengths to correct grades levels and alignment & adequate width of trench (minimum pipe OD + 300 mm) including PCC concrete of 75 mm for bedding (1:3:6) pipe supports 150 mm Silver sand filling along with compaction with water and 75mm thick encasing of the pipes wherever required (in every socket joint, 2 mtr. interval considering socket joint encasing), compacting the base before pcc work, disposing of surplus earth within the site premises (lead up to 0.5 km), backfilling work after completion of job, The rate is inclusive of bailing out of water during excavation and shoring work, testing and making good the leakages if any etc. as per directions of the Engineer-in-charge. (only cement would be supplied by the Employer free of cost, but subjected to reconciliation) (160mm O.D. Pipe)-STORM WATER PIPE LINE. |  | 0 | 0 | Amended & Approved
The Ramdulari | BLOCK | Plumbing/Sanitory | External Plumbing | WO/RP/RP02/63 | Bdcon Engineers Pvt. Ltd. | Invert Lvl -Less than 700 mm | Invert Lvl -Less than 700 mm | RMT | 138.83 | 742 | Approved
The Ramdulari | BLOCK | Plumbing/Sanitory | External Plumbing | WO/RP/RP02/63 | Bdcon Engineers Pvt. Ltd. | Invert Lvl -Greater than 700 mm but less than 1000 mm | Invert Lvl -Greater than 700 mm but less than 1000 mm | RMT | 0 | 742 | Approved
The Ramdulari | BLOCK | Plumbing/Sanitory | External Plumbing | WO/RP/RP02/63 | Bdcon Engineers Pvt. Ltd. | Invert Lvl -Greater than 1500 mm but less than 2000 mm | Invert Lvl -Greater than 1500 mm but less than 2000 mm | RMT | 0 | 807 | Approved
The Ramdulari | BLOCK | Plumbing/Sanitory | External Plumbing | WO/RP/RP02/63 | Bdcon Engineers Pvt. Ltd. | Supply, laying, jointing, testing, and commissioning of 200mm OD HDPE SN 8 DWC underground stormwater pipe. | Supply & fixing, jointing, testing and commissioning laying the following diameters underground double wall corrugated pipe of HDPE SN 8 pipes with smooth internal and profiled external surface for non-pressure underground Sewerage pipe line as per ISO 21138-3 with suitable Snapfit coupler and rubber 'O' Ring for jointing in trenches for all depths ( up to invert level from FGL )and lengths to correct grades levels and alignment & adequate width of trench (minimum pipe OD + 300 mm) including PCC concrete of 75 mm for bedding (1:3:6) pipe supports 150 mm Silver sand filling along with compaction with water and 75mm thick encasing of the pipes wherever required (in every socket joint, 2 mtr. interval considering socket joint encasing), compacting the base before pcc work, disposing of surplus earth within the site premises (lead up to 0.5 km), backfilling work after completion of job, The rate is inclusive of bailing out of water during excavation and shoring work, testing and making good the leakages if any etc. as per directions of the Engineer-in-charge. (only cement would be supplied by the Employer free of cost, but subjected to reconciliation) (200mm O.D. Pipe)-STORM WATER PIPE LINE |  | 0 | 0 | Amended & Approved
The Ramdulari | BLOCK | Plumbing/Sanitory | External Plumbing | WO/RP/RP02/63 | Bdcon Engineers Pvt. Ltd. | Invert Lvl -Less than 700 mm | Invert Lvl -Less than 700 mm | RMT | 0 | 1067 | Approved
The Ramdulari | BLOCK | Plumbing/Sanitory | External Plumbing | WO/RP/RP02/63 | Bdcon Engineers Pvt. Ltd. | Invert Lvl -Greater than 700 mm but less than 1000 mm | Invert Lvl -Greater than 700 mm but less than 1000 mm | RMT | 0 | 1067 | Approved
The Ramdulari | BLOCK | Plumbing/Sanitory | External Plumbing | WO/RP/RP02/63 | Bdcon Engineers Pvt. Ltd. | Invert Lvl -Greater than 1500 mm but less than 2000 mm | Invert Lvl -Greater than 1500 mm but less than 2000 mm | RMT | 0 | 1097 | Approved
The Ramdulari | BLOCK | Plumbing/Sanitory | External Plumbing | WO/RP/RP02/63 | Bdcon Engineers Pvt. Ltd. | Supply, laying, jointing, testing, and commissioning of 300mm OD HDPE SN 8 double wall corrugated pipes for underground storm water drainage. | Supply & fixing, jointing, testing and commissioning laying the following diameters underground double wall corrugated pipe of HDPE SN 8 pipes with smooth internal and profiled external surface for non-pressure underground Sewerage pipe line as per ISO 21138-3 with suitable Snapfit coupler and rubber 'O' Ring for jointing in trenches for all depths ( up to invert level from FGL )and lengths to correct grades levels and alignment & adequate width of trench (minimum pipe OD + 300 mm) including PCC concrete of 75 mm for bedding (1:3:6) pipe supports 150 mm Silver sand filling along with compaction with water and 75mm thick encasing of the pipes wherever required (in every socket joint, 2 mtr. interval considering socket joint encasing), compacting the base before pcc work, disposing of surplus earth within the site premises (lead up to 0.5 km), backfilling work after completion of job, The rate is inclusive of bailing out of water during excavation and shoring work, testing and making good the leakages if any etc. as per directions of the Engineer-in-charge. (pipe, fittings and cement would be supplied by the Vendor) (300mm O.D. Pipe)-STORM WATER PIPE LINE |  | 0 | 0 | Amended & Approved
The Ramdulari | BLOCK | Plumbing/Sanitory | External Plumbing | WO/RP/RP02/63 | Bdcon Engineers Pvt. Ltd. | Invert Lvl -Less than 700 mm | Invert Lvl -Less than 700 mm | RMT | 0 | 2126 | Approved
The Ramdulari | BLOCK | Plumbing/Sanitory | External Plumbing | WO/RP/RP02/63 | Bdcon Engineers Pvt. Ltd. | Invert Lvl -Greater than 700 mm but less than 1000 mm | Invert Lvl -Greater than 700 mm but less than 1000 mm | RMT | 191.15 | 2126 | Approved
The Ramdulari | BLOCK | Plumbing/Sanitory | External Plumbing | WO/RP/RP02/63 | Bdcon Engineers Pvt. Ltd. | Invert Lvl -Greater than 1500 mm but less than 2000 mm | Invert Lvl -Greater than 1500 mm but less than 2000 mm | RMT | 0 | 2196 | Approved
The Ramdulari | BLOCK | Painting | Internal Painting | WO/RP/RP02/64 | GAZI PAINTS PRIVATE LIMITED | Painting of Stair Railings (B+G+26): 1 coat Zinc Chromate Primer and 2 coats Synthetic Enamel Paint (Matt Finish) on MS surface. | Supply & application of 1 coats of Zinc Cromate Primer & 2 Coats of Synthetic Enamel Paint(MATT Finish) of approved shade and make, on MS surface including scraping, sand papering, all materials, labours, tools & tackles, all lead & lifts at all level with all finishing work at Stair (1 & 2) Railing as per direction of Engineer-in-Charge.Stair Railing Paint-B+G+26 | Sq.Ft. | 4588.89 | 13 | Amended & Approved
SOUTHWINDS PROJECT LLP (PHASE - III & IV) | HARDSCAPE & LANDSCAPE PHASE - IV | Hardscape | Civil | WO/SP34/HL4/4 | SHAHBAZ CONSTRUCTION | Hardscape civil work around Block 13 to MLCP | Hardscape civil work around Block 13 to MLCP |  | 0 | 0 | Approved
SOUTHWINDS PROJECT LLP (PHASE - III & IV) | HARDSCAPE & LANDSCAPE PHASE - IV | Hardscape | Civil | WO/SP34/HL4/4 | SHAHBAZ CONSTRUCTION | Earthwork in excavation | Earthwork in excavation upto 1.5 m deep & 50 Mtr Lead necessary for construction of road way embankment , in all types of soil, including clearing and grubbing of road land, removal of roots, stumps and vegetation,disposal of surplus earth at designated location with all leads and lifts etc. all complete as per Drawing & DIRECTION by the Engineer-in-Charge | Cum. | 170.38 | 200 | Approved
SOUTHWINDS PROJECT LLP (PHASE - III & IV) | HARDSCAPE & LANDSCAPE PHASE - IV | Hardscape | Civil | WO/SP34/HL4/4 | SHAHBAZ CONSTRUCTION | All charges disposal of excavated earth | All charges disposal of excavated earth outside of the site premises/Phase - IV area as specified by statutory authorities under contractor's own arrangement including all statutory sanction and royalties if any shall be paid by the contractor. | Cum. | 0 | 115 | Approved
SOUTHWINDS PROJECT LLP (PHASE - III & IV) | HARDSCAPE & LANDSCAPE PHASE - IV | Hardscape | Civil | WO/SP34/HL4/4 | SHAHBAZ CONSTRUCTION | Single layer brick flat soling | Single layer brick flat soling work using Soling bricks including preparation of bed as necessary with joints properly filled in and packed with powdered earth or silver sand complete as per drawing, specification and direction of EIC. | Sq.Mtr. | 205.5 | 440 | Approved
SOUTHWINDS PROJECT LLP (PHASE - III & IV) | HARDSCAPE & LANDSCAPE PHASE - IV | Hardscape | Civil | WO/SP34/HL4/4 | SHAHBAZ CONSTRUCTION | All charges for laying1:4:8 plain cement concrete (PCC) | All charges for laying1:4:8 plain cement concrete (PCC)(75-100 mm thick) of required thickness below brick foundation or any other location as specified in the drawing till Plinth level using 20 mm nominal size well-graded approved quality aggregate including vibrating / compacting, scaffolding as required establishing dewatering system by pumping / bailing out water, cleaning, preparing surfaces, junctions etc. including shuttering, curing complete as per drawing and direction of Engineer-in-Charge. Cement will be supplied by client but subjected to reconciliation | Cum. | 17.85 | 6305 | Approved
SOUTHWINDS PROJECT LLP (PHASE - III & IV) | HARDSCAPE & LANDSCAPE PHASE - IV | Hardscape | Civil | WO/SP34/HL4/4 | SHAHBAZ CONSTRUCTION | Providing & Laying of R.C.C | Charges for providing & laying R.C.C (M25) by site mix concrete 25 mm and down sized ,screened and washed well graded stone chips excluding shuttering,consolidation complete in all respect as per drawing ,specification and direction of EIC. | Cum. | 53.49 | 6300 | Approved
SOUTHWINDS PROJECT LLP (PHASE - III & IV) | HARDSCAPE & LANDSCAPE PHASE - IV | Hardscape | Civil | WO/SP34/HL4/4 | SHAHBAZ CONSTRUCTION | Providing and erecting brick work with 1st class bricks | Providing and erecting brick work with 1st class bricks for walls of specified thickness in cement sand mortar (1:6) including the cost of all material, labour, tools, tackles, scaffolding, curing etc. complete as per direction of Engineer-in-Charge and technical specification.(Cement supplied free of cost at site) | Cum. | 27.41 | 7380 | Approved
SOUTHWINDS PROJECT LLP (PHASE - III & IV) | HARDSCAPE & LANDSCAPE PHASE - IV | Hardscape | Civil | WO/SP34/HL4/4 | SHAHBAZ CONSTRUCTION | Providing and erecting 125mm. thick brick thick work | Providing and erecting 125mm. thick brick thick work with 1st class bricks for walls of specified thickness in cement sand mortar (1:4) including the cost of all material, labour, tools, tackles, scaffolding, curing etc. complete as per direction of Engineer-in-Charge and technical specification.(Cement supplied free of cost at site) | Sq.Mtr. | 122.03 | 925 | Approved
SOUTHWINDS PROJECT LLP (PHASE - III & IV) | HARDSCAPE & LANDSCAPE PHASE - IV | Hardscape | Civil | WO/SP34/HL4/4 | SHAHBAZ CONSTRUCTION | Reinforcement work | Labour Charges for fixing Reinforcement for reinforced cement concrete work from in all sorts of structures including distribution bars, stirrups, binding wire etc. Initial straightening and removal of loost rust (if necessary) cutting to requisite length, hooking & bending to correct shape , placing in proper position & binding with 16 gauge black annealed wire/welding as per relevant I.S. code in every intersection complete as per drawing, specification of EIC | MT | 4.06 | 8000 | Approved
SOUTHWINDS PROJECT LLP (PHASE - III & IV) | HARDSCAPE & LANDSCAPE PHASE - IV | Hardscape | Civil | WO/SP34/HL4/4 | SHAHBAZ CONSTRUCTION | Plaster work | Providing and applying plaster with sand and cement mortar including rounding off or chamfering of concrete surface,curing etc. complete as per direction of EIC-12 mm thick sand cement mortar (1: 6),at Ground floor and level(Cement would be supplied by the employer free of cost,but subjected to reconciliation) | Sq.Mtr. | 40.06 | 220 | Approved
SOUTHWINDS PROJECT LLP (PHASE - III & IV) | HARDSCAPE & LANDSCAPE PHASE - IV | Hardscape | Civil | WO/SP34/HL4/4 | SHAHBAZ CONSTRUCTION | Shuttering Work | Hire & labour charges for Shuttering with centering & necessary staging up to necessary height using approved stout props, 12mm thick quality ply board shuttering,with required bracing for curved or straight fitting,fixing & striking out after completion of works(including bailing of water)at substructure and superstructure,complete per drawing,specification and direction of EIC | Sq.Mtr. | 301.92 | 465 | Approved
SOUTHWINDS PROJECT LLP (PHASE - III & IV) | COMMON INFRASTRUCTURE - PHASE III & IV | Civil | Misc Civil Work | WO/SP34/CI34/70 | Rahim Deoyan | Debris Removing | Charges for Debris Removing outside the Project premises by Lorry / Truck as per direction of Engineer-in-Charge. Including all others Tools, Tackles & Manpower including Vehicle. | Trip | 75 | 1500 | Approved
The Ramdulari | BLOCK | POP/PUTTY Work |  | WO/RP/RP02/50 | GAZI PAINTS PRIVATE LIMITED | Putty Work at Ground & 1st Floor. | Charges for application of Gypsum Plaster on wall Surfaces between 10mm to 12mm thickness. Finish will be line, level and plumb on Surface including all lifting, Scaffolding, preparing the surface, necessary hacking, grinding, supply & application of fibre mesh etc. all complete at all level as per drawing and direction of Engineer-in-Charge. Brand of Gypsum: Buildon/Rhino Location: (Gr to 1st Floor) |  | 0 | 0 | Amended & Approved
The Ramdulari | BLOCK | POP/PUTTY Work |  | WO/RP/RP02/50 | GAZI PAINTS PRIVATE LIMITED | Sevice & Main Stair Area (Ground & 1st Floor) | Service, Main Stair, Ground Floor Passage & Driver's Room Area (Basement to 1st Floor) | Sq.Ft. | 6360 | 31.5 | Approved
The Ramdulari | BLOCK | POP/PUTTY Work |  | WO/RP/RP02/50 | GAZI PAINTS PRIVATE LIMITED | Service Lift Lobby Wall & Main Lift Lobby Wall | Service Lift Lobby Wall & Main Lift Lobby Wall | Sq.Ft. | 14593.5 | 28.5 | Approved
The Ramdulari | BLOCK | POP/PUTTY Work |  | WO/RP/RP02/50 | GAZI PAINTS PRIVATE LIMITED | Putty Work at Ceiling | Charges for providing & applying of 6 coats/patti (Gypsum +Putty Mix) (Coverage 2.5 Sqft /Kg and Putty 7 Sqft Kg) of fine wall putty (APPROX. 5-6 mm THK.) with super white & superfine quality on concrete / plaster surface including preparation of surface to remove any lumps, rendering, chipping of raised portion, grinding with necessary scaffolding, lifting materials tools and tackles all complete at all level as per drawing and direction of Engineer-in-Charge. Brand of 2 Putty: Asian/Berger |  | 0 | 0 | Amended & Approved
The Ramdulari | BLOCK | POP/PUTTY Work |  | WO/RP/RP02/50 | GAZI PAINTS PRIVATE LIMITED | Service Lift Lobby Ceiling & Main Lift Lobby Ceiling | Service Lift Lobby Ceiling & Main Lift Lobby Ceiling | Sq.Ft. | 5678.5 | 11.5 | Approved
The Ramdulari | BLOCK | POP/PUTTY Work |  | WO/RP/RP02/50 | GAZI PAINTS PRIVATE LIMITED | Additional Charges for Loading Unloading & Transportation | Additional charges for loading unloading & transportation of material as per direction of EIC (Against item no 2.1 & 2.2) | Sq.Ft. | 20953 | 3.5 | Amended & Approved
The Ramdulari | BLOCK | Plumbing/Sanitory | External Plumbing | WO/RP/RP02/63 | Bdcon Engineers Pvt. Ltd. | Supply, laying, jointing, testing, and commissioning of 400mm OD HDPE SN 8 double wall corrugated storm water pipes. | Supply & fixing, jointing, testing and commissioning laying the following diameters underground double wall corrugated pipe of HDPE SN 8 pipes with smooth internal and profiled external surface for non-pressure underground Sewerage pipe line as per ISO 21138-3 with suitable Snapfit coupler and rubber 'O' Ring for jointing in trenches for all depths ( up to invert level from FGL )and lengths to correct grades levels and alignment & adequate width of trench (minimum pipe OD + 300 mm) including PCC concrete of 75 mm for bedding (1:3:6) pipe supports 150 mm Silver sand filling along with compaction with water and 75mm thick encasing of the pipes wherever required (in every socket joint, 2 mtr. interval considering socket joint encasing), compacting the base before pcc work, disposing of surplus earth within the site premises (lead up to 0.5 km), backfilling work after completion of job, The rate is inclusive of bailing out of water during excavation and shoring work, testing and making good the leakages if any etc. as per directions of the Engineer-in-charge. (pipe, fittings and cement would be supplied by the Vendor) (400mm O.D. Pipe)-STORM WATER PIPE LINE. |  | 0 | 0 | Amended & Approved
The Ramdulari | BLOCK | Plumbing/Sanitory | External Plumbing | WO/RP/RP02/63 | Bdcon Engineers Pvt. Ltd. | Invert Lvl -Less than 700 mm | Invert Lvl -Less than 700 mm | RMT | 0 | 3436 | Approved
The Ramdulari | BLOCK | Plumbing/Sanitory | External Plumbing | WO/RP/RP02/63 | Bdcon Engineers Pvt. Ltd. | Invert Lvl -Greater than 700 mm but less than 1000 mm | Invert Lvl -Greater than 700 mm but less than 1000 mm | RMT | 0 | 3436 | Approved
The Ramdulari | BLOCK | Plumbing/Sanitory | External Plumbing | WO/RP/RP02/63 | Bdcon Engineers Pvt. Ltd. | Invert Lvl -Greater than 1500 mm but less than 2000 mm | Invert Lvl -Greater than 1500 mm but less than 2000 mm | RMT | 0 | 3516 | Approved
The Ramdulari | BLOCK | Plumbing/Sanitory | External Plumbing | WO/RP/RP02/63 | Bdcon Engineers Pvt. Ltd. | Supply,Laying, jointing, testing, and commissioning of 250mm OD HDPE SN8 double-wall corrugated sewer pipe. | Supply & fixing, jointing, testing and commissioning laying the following diameters underground double wall corrugated pipe of HDPE SN 8 pipes with smooth internal and profiled external surface for non-pressure underground Sewerage pipe line as per ISO 21138-3 with suitable Snapfit coupler and rubber 'O' Ring for jointing in trenches for all depths ( up to invert level from FGL )and lengths to correct grades levels and alignment & adequate width of trench (minimum pipe OD + 300 mm) including PCC concrete of 75 mm for bedding (1:3:6) pipe supports 150 mm Silver sand filling along with compaction with water and 75mm thick encasing of the pipes wherever required (in every socket joint, 2 mtr. interval considering socket joint encasing), compacting the base before pcc work, disposing of surplus earth within the site premises (lead up to 0.5 km), backfilling work after completion of job, The rate is inclusive of bailing out of water during excavation and shoring work, testing and making good the leakages if any etc. as per directions of the Engineer-in-charge. (pipe, fittings and cement would be supplied by the Vendor) (250mm O.D. Pipe)-SEWER WATER PIPE LINE |  | 0 | 0 | Amended & Approved
The Ramdulari | BLOCK | Plumbing/Sanitory | External Plumbing | WO/RP/RP02/63 | Bdcon Engineers Pvt. Ltd. | Invert Lvl -Less than 700 mm | Invert Lvl -Less than 700 mm | RMT | 0 | 1523 | Approved
The Ramdulari | BLOCK | Plumbing/Sanitory | External Plumbing | WO/RP/RP02/63 | Bdcon Engineers Pvt. Ltd. | Invert Lvl -Greater than 700 mm but less than 1000 mm | Invert Lvl -Greater than 700 mm but less than 1000 mm | RMT | 97.95 | 1523 | Approved
The Ramdulari | BLOCK | Plumbing/Sanitory | External Plumbing | WO/RP/RP02/63 | Bdcon Engineers Pvt. Ltd. | Invert Lvl -Greater than 1500 mm but less than 2000 mm | Invert Lvl -Greater than 1500 mm but less than 2000 mm | RMT | 0 | 1558 | Approved
The Ramdulari | BLOCK | Plumbing/Sanitory | External Plumbing | WO/RP/RP02/63 | Bdcon Engineers Pvt. Ltd. | Supply, fitting, and installation of UPVC pipes (Schedule 80, IS:4984) of various diameters for underground water supply up to 1000mm depth from FGL. | Supply & fixing, fitting and fixing UPVC pipe (Sche 80) (for underground water supply) as per IS: 4984 of various dia at up to 1000mm depth from FGL, hunching required and perfect alignment as shown in drawing complete with all sorts of fittings ( e.g tee, bends, elbows, coupler, unions, reducers, flanges etc.) as required, jointed (Fusion Joint) with heat process by machine including, concrete for bedding only bottom of the support,(1:3:6) pipe supports and encasing the pipes every 3mtr & near fittings, and as per instruction of EIC. in case available standard fittings is not possible to use, fabricated fittings as per site requirement / as per drawing is to be used to lay the pipe in specified manner. Rate should be including necessary earthwork in excavation and stacking of earth at convenient locations including dewatering for pipe trenches, backfilling after laying of pipe and dispose of surplus earth up to a lead of 0.5 km. Excavation to include all sorts of earth, hard soil etc. The rate is inclusive of bailing out of water during excavation and shoring work , if required to prevent collapsing of soil.(pipe, fittings and cement would be supplied by the Vendor) |  | 0 | 0 | Amended & Approved
The Ramdulari | BLOCK | Plumbing/Sanitory | External Plumbing | WO/RP/RP02/63 | Bdcon Engineers Pvt. Ltd. | 80NB ( MUNICIPALITY WATER SUPPLY + BORE WELL WATER SUPPLY+ Sump Drain) | 80NB ( MUNICIPALITY WATER SUPPLY + BORE WELL WATER SUPPLY+ Sump Drain) | RMT | 45 | 692 | Approved
The Ramdulari | BLOCK | Plumbing/Sanitory | External Plumbing | WO/RP/RP02/63 | Bdcon Engineers Pvt. Ltd. | 100NB ( STP Treated Excess Water Drainage) | 100NB ( STP Treated Excess Water Drainage) | RMT | 21 | 1071 | Approved
The Ramdulari | BLOCK | Plumbing/Sanitory | External Plumbing | WO/RP/RP02/63 | Bdcon Engineers Pvt. Ltd. | Supply and installation of UPVC (SH-40) cold water piping (as per IS:4984) for garden and car wash. | Supply & fixing, fitting and fixing UPVC Pipe (SH-40) (For Garden & Car wash Supply purpose) as per IS:4984 of various dia at 600 to 700mm depth from FGL and perfect alignment as shown in drawing complete ….to prevent collapsing of soil.with solvent cement joints including cutting the pipes to correct length testing, including providing an fixing with all types of UPVC fittings all complete. (For Cold Water Piping) (pipe, fittings and cement would be supplied by the Vendor) |  | 0 | 0 | Amended & Approved
The Ramdulari | BLOCK | Plumbing/Sanitory | External Plumbing | WO/RP/RP02/63 | Bdcon Engineers Pvt. Ltd. | 40 NB (GARDEN WATER SUPPLY) | 40 NB (GARDEN WATER SUPPLY) | RMT | 0 | 377 | Approved
The Ramdulari | BLOCK | Plumbing/Sanitory | External Plumbing | WO/RP/RP02/63 | Bdcon Engineers Pvt. Ltd. | 32 NB (GARDEN WATER SUPPLY) | 32 NB (GARDEN WATER SUPPLY) | RMT | 8.9 | 332 | Approved
The Ramdulari | BLOCK | Plumbing/Sanitory | External Plumbing | WO/RP/RP02/63 | Bdcon Engineers Pvt. Ltd. | 65 NB (GARDEN WATER SUPPLY) | 65 NB (GARDEN WATER SUPPLY) | RMT | 0 | 609 | Approved
The Ramdulari | BLOCK | Plumbing/Sanitory | External Plumbing | WO/RP/RP02/63 | Bdcon Engineers Pvt. Ltd. | 25 NB (GARDEN WATER SUPPLY) | 25 NB (GARDEN WATER SUPPLY) | RMT | 2 | 290 | Approved
The Ramdulari | BLOCK | Plumbing/Sanitory | External Plumbing | WO/RP/RP02/63 | Bdcon Engineers Pvt. Ltd. | 20 NB (GARDEN & CAR WASH WATER SUPPLY) | 20 NB (GARDEN & CAR WASH WATER SUPPLY) | RMT | 0 | 237 | Approved
The Ramdulari | BLOCK | Plumbing/Sanitory | External Plumbing | WO/RP/RP02/63 | Bdcon Engineers Pvt. Ltd. | Construction of watertight brick masonry Catch Pit/Storm Water Pit | Charges for Construction of water tight brick masonry in Catch Pit / Storm Water Pit as per drawing of following sizes using designated brickwork(Red Brick) 250mm in cement sand mortar (1:4), over a bed of Single Layer BFS followed by 125 mm thk. PCC (1:3:6), 15 mm thick inside plastering work with cement plaster (1:4) finished with a floating coat of neat cement, outside making jointing & external pointing and making channel and benching in cement concrete (1:2:4), RCC (1:1.5:3) 150 mm thick top slab with 10 mm dia reinforcement at 150mm c/c in double layer to hold the FRP cover, fixing FRP rectangular type manhole cover, fixing of rung ladder, testing all complete as per specifications and approved drawings. Rates shall include the cost of excavation in all sorts of soil, compacting the base, disposing of surplus earth within the site premises (lead up to 0.5 km), backfilling work after completion of job, all complete. The rate is inclusive of bailing out of water during excavation and shoring work, if required to prevent collapsing of soil. (Only cement, Reinforcement Steel (From Scrap) would be supplied by the Employer but subjected to reconciliation). Work to be done as per drawing and direction of EIC. |  | 0 | 0 | Amended & Approved
The Ramdulari | BLOCK | Plumbing/Sanitory | External Plumbing | WO/RP/RP02/63 | Bdcon Engineers Pvt. Ltd. | (600 X 600 X upto 600)-ELV pit (Cover 2.5 Ton / morethen 20 Ton) | (600 X 600 X upto 600)-ELV pit (Cover 2.5 Ton / morethen 20 Ton) | Nos | 0 | 18725 | Approved
The Ramdulari | BLOCK | Plumbing/Sanitory | External Plumbing | WO/RP/RP02/63 | Bdcon Engineers Pvt. Ltd. | (450 X 450 X upto 700)-Storm pit Resess Type Cover 5.0 Ton | (450 X 450 X upto 700)-Storm pit Resess Type Cover 5.0 Ton | Nos | 0 | 10520 | Approved
The Ramdulari | BLOCK | Plumbing/Sanitory | External Plumbing | WO/RP/RP02/63 | Bdcon Engineers Pvt. Ltd. | (450 X 450 X upto 700)-Storm pit Grating Type Cover 2.5 Ton | (450 X 450 X upto 700)-Storm pit Grating Type Cover 2.5 Ton | Nos | 27 | 10520 | Approved
The Ramdulari | BLOCK | Plumbing/Sanitory | External Plumbing | WO/RP/RP02/63 | Bdcon Engineers Pvt. Ltd. | (900 X 800 X 675 to 1500)-Storm pit Resess Type Cover 5.0 / 25 Ton | (900 X 800 X 675 to 1500)-Storm pit Resess Type Cover 5.0 / 25 Ton | Nos | 21 | 27860 | Approved
The Ramdulari | BLOCK | Plumbing/Sanitory | External Plumbing | WO/RP/RP02/63 | Bdcon Engineers Pvt. Ltd. | (900 X 800 X 675 to 1500) SEWER PIT Resess Type Cover 25 Ton | (900 X 800 X 675 to 1500) SEWER PIT Resess Type Cover 25 Ton | Nos | 5 | 28318 | Approved
The Ramdulari | BLOCK | Plumbing/Sanitory | External Plumbing | WO/RP/RP02/63 | Bdcon Engineers Pvt. Ltd. | (1500 X 1500 X 2.1 mtr. Depth) Master PIT Resess Type Cover 25 Ton | (1500 X 1500 X 2.1 mtr. Depth) Master PIT Resess Type Cover 25 Ton | Nos | 1 | 35920 | Approved
The Ramdulari | BLOCK | Plumbing/Sanitory | External Plumbing | WO/RP/RP02/63 | Bdcon Engineers Pvt. Ltd. | (1500 X 1500 X 2.0 mtr. Depth) RECHARGE PIT Resess TypeCover 25 Ton | (1500 X 1500 X 2.0 mtr. Depth) RECHARGE PIT Resess TypeCover 25 Ton | Nos | 2 | 35920 | Approved
The Ramdulari | BLOCK | Plumbing/Sanitory | External Plumbing | WO/RP/RP02/63 | Bdcon Engineers Pvt. Ltd. | Providing and laying 1:3:6 cement concrete for pipe supports and 75mm encasing. | Providing and laying 1:3:6 cement concrete for, pipe supports and 75 mm thick encasing the pipes where top cushion depth is not adequate, including necessary form work, compaction, etc. All complete as per specifications and directions of the Engineer-in-charge.(only cement would be supplied by the Employer free of cost, but subjected to reconciliation) | Cum. | 1 | 5892 | Amended & Approved
The Ramdulari | BLOCK | Plumbing/Sanitory | External Plumbing | WO/RP/RP02/63 | Bdcon Engineers Pvt. Ltd. | Supply, fixing, jointing, testing, and commissioning of heavy-duty approved ball/butterfly valves (20 Kg/cm²) | Supply & fixing ,jointing, testing and commissioning fixing heavy approved make ball/Butterfly valves of the following diameters (20 Kg/cm2) (valves,MTA & flange would be supplied by the Vendor ). |  | 0 | 0 | Amended & Approved
The Ramdulari | BLOCK | Plumbing/Sanitory | External Plumbing | WO/RP/RP02/63 | Bdcon Engineers Pvt. Ltd. | 80 mm dia (Borewell + KMC Water Supply) | 80 mm dia (Borewell + KMC Water Supply) | Nos | 5 | 3656 | Approved
The Ramdulari | BLOCK | Plumbing/Sanitory | External Plumbing | WO/RP/RP02/63 | Bdcon Engineers Pvt. Ltd. | Fitting and fixing of hose bib cock with CP extension (for garden/road/car wash) | Charges for Fitting and fixing Hose bib cock (for garden area/road wash/ car wash) ...all complete. (Hose bib cock and CP extension piece will be supplied by the Vendor) |  | 0 | 0 | Approved
The Ramdulari | BLOCK | Plumbing/Sanitory | External Plumbing | WO/RP/RP02/63 | Bdcon Engineers Pvt. Ltd. | 15 mm dia | 15 mm dia | Nos | 2 | 1484 | Approved
The Ramdulari | BLOCK | Plumbing/Sanitory | External Plumbing | WO/RP/RP02/63 | Bdcon Engineers Pvt. Ltd. | Supply, installation, testing & commissioning of heavy-duty approved Water Meter (20 Kg/cm²) | Supply & fixing ,jointing, testing and commissioning fixing heavy approved make Water Meter of the following diameters (20 Kg/cm2) (valves,MTA & flange would be supplied by the Vendor ). |  | 0 | 0 | Approved
The Ramdulari | BLOCK | Plumbing/Sanitory | External Plumbing | WO/RP/RP02/63 | Bdcon Engineers Pvt. Ltd. | 50 mm dia | 50 mm dia | Nos | 0 | 22152 | Approved
BHOPAL - COMMERCIAL | COMMON INFRASTRUCTURE | Land Development |  | WO/BPC/BPC3/14 | Gulshan India Infrastructure Private Limited | Hire Charges for Equipment rental basis | Hire Charges for Equipment rental basis |  | 0 | 0 | Approved
BHOPAL - COMMERCIAL | COMMON INFRASTRUCTURE | Land Development |  | WO/BPC/BPC3/14 | Gulshan India Infrastructure Private Limited | Hire charges for Excavator-210 | Hire charges for Excavator-210 on Daily rental basis with Operator & including fuel , Tiffin Charges & maintenance | hrs. | 109.8 | 1800 | Approved
BHOPAL - COMMERCIAL | COMMON INFRASTRUCTURE | Land Development |  | WO/BPC/BPC3/14 | Gulshan India Infrastructure Private Limited | Hire Charges for Dumper | Hire Charges for Dumper as per the requirement and as directed by the EIC. Rate including fuel, operator, tiffin charges & maintenance. Minimum working hours per day - 8 Hrs. | Days | 4 | 6000 | Approved
BHOPAL - COMMERCIAL | COMMON INFRASTRUCTURE | Land Development |  | WO/BPC/BPC3/14 | Gulshan India Infrastructure Private Limited | Hire charges for JCB | Hire charges for JCB "Backhoe Loader" on hourly basis including fuel, operator, tiffin charges & maintenance. | hrs. | 184.3 | 800 | Approved
SOUTHWINDS PROJECT LLP (PHASE - III & IV) | MEP PHASE - IV | MLCP | Electro Mechanical | WO/SP34/MW4/62 | Shree Krishna Parking Services | Mechanical car parking | Charges for installation, testing & commissioning of Car Parking Systems - Multilevel Car Parking Systems Wohr Parklift 411(SAC-9987). Work will be as per approved drawing, design, direction of engineer-in-charge. (Per Unit 2 Cars) (Per Unit Capacity: 2.6 Ton.) (Rate including all required labours, tools & tackles, machineries and necessary arrangements for the work. Shifting & lifting of all materials & machineries are in contractor's scope.) | Unit | 33 | 8000 | Approved
Primarc Chambers | COMMON INFRASTRUCTURE | Boundary Wall |  |  |  | Flooring Work as per BOQ and direction of EIC. | Flooring Work as per BOQ and direction of EIC. |  |  |  | Draft
Primarc Chambers | COMMON INFRASTRUCTURE | Boundary Wall |  |  |  | Granite Wall Cladding | Charges for Lifting & Fixing of Cladding using Leather Finished Cera Grey Granite over an Average thickness of 8-10mm Approved Adhesive in proper line and level. The joints will be filled with polymer based grout with colour pigment (as approved by architect) including necessary tools and tackles, shifting materials from stack yard, curing, cleaning the Granite surfaces with water, removing & shifting the balance wastage materials to designated place etc .complete as per drawing and direction by EIC. (Adhesive and Granite will be supplied by client on reconciliation basis, remaining will be under the scope of the contractor) Location- Entrance Boundary wall ,as per direction from EIC. | Sq.Ft. |  |  | Draft
Primarc Chambers | COMMON INFRASTRUCTURE | Boundary Wall |  | WO/PCH/PC04/43 | A.M. Enterprise | Flooring Work at Boundary Wall as per BOQ and direction of EIC. | Flooring Work at Boundary Wall as per BOQ and direction of EIC. |  | 0 | 0 | Approved
Primarc Chambers | COMMON INFRASTRUCTURE | Boundary Wall |  | WO/PCH/PC04/43 | A.M. Enterprise | Granite Wall Cladding | Charges for Lifting & Fixing of Cladding using Leather Finished Cera Grey Granite over an Average thickness of 8-10mm Approved Adhesive in proper line and level.The joints will be filled with polymer based grout with colour pigment (as approved by architect) including necessary tools and tackles, shifting materials from stack yard, curing, cleaning the Granite surfaces with water, removing & shifting the balance wastage materials to designated place etc .complete as per drawing and direction by EIC. (Adhesive and Granite will be supplied by client on reconciliation basis, remaining will be under the scope of the contractor) Location- Entrance Boundary wall ,as per direction from EIC. | Sq.Ft. | 758.35 | 60 | Approved
Primarc Chambers | COMMON INFRASTRUCTURE | Boundary Wall |  | WO/PCH/PC04/43 | A.M. Enterprise | Groove | Charges for Providing 10mm x 10mm ''U'' groove on Granite surface including necessary tools and tackles at all levels as per drawing and direction of Engineer -In- Charge. Location- Entrance Boundary wall ,as per direction from EIC. | Rft | 1088.13 | 30 | Approved
SOUTHWINDS PROJECT LLP (PHASE - III & IV) | FINISHING PHASE - IV | Internal Painting |  | WO/SP34/FW4/55 | Madhuban International | Lobby wall & False Ceiling areas Plastic Emulsion Paint | Providing and applying of one coat of Primer followed by two coats of Plastic Emulsion Paint of approved shade & brand with complete finish, up to the required height including all surfaces properly rubbed, smoothened with emery paper, thoroughly cleaned by dry mopping with cloths to make the surfaces dust free prior to application of paint, including fill cracks and holes with approved filler if required so with necessary tools, tackles & scaffolding at all levels as per direction of Engineer in charge. Location:Lobby wall & False Ceiling areas Brand: Asian Paints/Berger/AkzoNable |  | 0 | 0 | Amended & Approved
SOUTHWINDS PROJECT LLP (PHASE - III & IV) | FINISHING PHASE - IV | Internal Painting |  | WO/SP34/FW4/56 | GAZI PAINTS PRIVATE LIMITED | Lobby wall & False Ceiling areas Plastic Emulsion Paint | Providing and applying of one coat of Primer followed by two coats of Plastic Emulsion Paint of approved shade & brand with complete finish, up to the required height including all surfaces properly rubbed, smoothened with emery paper, thoroughly cleaned by dry mopping with cloths to make the surfaces dust free prior to application of paint, including fill cracks and holes with approved filler if required so with necessary tools, tackles & scaffolding at all levels as per direction of Engineer in charge. Location:Lobby wall & False Ceiling areas Brand: Asian Paints/Berger/AkzoNable |  | 0 | 0 | Amended & Approved
SOUTHWINDS PROJECT LLP (PHASE - III & IV) | FINISHING PHASE - IV | Internal Painting |  | WO/SP34/FW4/57 | JAHANGIR ALAM ENTERPRISE | Lobby wall & False Ceiling areas Plastic Emulsion Paint | Providing and applying of one coat of Primer followed by two coats of Plastic Emulsion Paint of approved shade & brand with complete finish, up to the required height including all surfaces properly rubbed, smoothened with emery paper, thoroughly cleaned by dry mopping with cloths to make the surfaces dust free prior to application of paint, including fill cracks and holes with approved filler if required so with necessary tools, tackles & scaffolding at all levels as per direction of Engineer in charge. Location:Lobby wall & False Ceiling areas Brand: Asian Paints/Berger/AkzoNable |  | 0 | 0 | Amended & Approved
SOUTHWINDS PROJECT LLP (PHASE - III & IV) | FINISHING PHASE - IV | Internal Painting |  | WO/SP34/FW4/55 | Madhuban International | Block - 13 | Block - 13 | Sq.Ft. | 45515.283 | 8.5 | Approved
SOUTHWINDS PROJECT LLP (PHASE - III & IV) | FINISHING PHASE - IV | Internal Painting |  | WO/SP34/FW4/56 | GAZI PAINTS PRIVATE LIMITED | Block - 14 (Part - 1 & 2) | Block - 14 (Part - 1 & 2) | Sq.Ft. | 81869.649 | 9.5 | Approved
SOUTHWINDS PROJECT LLP (PHASE - III & IV) | FINISHING PHASE - IV | Internal Painting |  | WO/SP34/FW4/57 | JAHANGIR ALAM ENTERPRISE | Block - 15 | Block - 15 | Sq.Ft. | 28152.069 | 8.5 | Approved
SOUTHWINDS PROJECT LLP (PHASE - III & IV) | FINISHING PHASE - IV | Internal Painting |  | WO/SP34/FW4/57 | JAHANGIR ALAM ENTERPRISE | Block - 16 | Block - 16 | Sq.Ft. | 30919.601 | 8.5 | Approved
SOUTHWINDS PROJECT LLP (PHASE - III & IV) | FINISHING PHASE - IV | Internal Painting |  | WO/SP34/FW4/55 | Madhuban International | Staircase areas water base primer | Providing and applying one coat of water base primer on ceiling and wall including all surfaces rubbed, smoothened with emery paper, thoroughly cleaned by dry mopping with cloths to make the surfaces dust free prior to application of primer, including fill cracks and holes with approved filler if required so with necessary tools, tackles & scaffolding at all levels as per direction of Engineer-in-Charge. Location: Staircase areas Brand: Asian Paints/Berger/AkzoNable |  | 0 | 0 | Amended & Approved
SOUTHWINDS PROJECT LLP (PHASE - III & IV) | FINISHING PHASE - IV | Internal Painting |  | WO/SP34/FW4/56 | GAZI PAINTS PRIVATE LIMITED | Staircase areas water base primer | Providing and applying one coat of water base primer on ceiling and wall including all surfaces rubbed, smoothened with emery paper, thoroughly cleaned by dry mopping with cloths to make the surfaces dust free prior to application of primer, including fill cracks and holes with approved filler if required so with necessary tools, tackles & scaffolding at all levels as per direction of Engineer-in-Charge. Location: Staircase areas Brand: Asian Paints/Berger/AkzoNable |  | 0 | 0 | Amended & Approved
SOUTHWINDS PROJECT LLP (PHASE - III & IV) | FINISHING PHASE - IV | Internal Painting |  | WO/SP34/FW4/57 | JAHANGIR ALAM ENTERPRISE | Staircase areas water base primer | Providing and applying one coat of water base primer on ceiling and wall including all surfaces rubbed, smoothened with emery paper, thoroughly cleaned by dry mopping with cloths to make the surfaces dust free prior to application of primer, including fill cracks and holes with approved filler if required so with necessary tools, tackles & scaffolding at all levels as per direction of Engineer-in-Charge. Location: Staircase areas Brand: Asian Paints/Berger/AkzoNable |  | 0 | 0 | Amended & Approved
SOUTHWINDS PROJECT LLP (PHASE - III & IV) | FINISHING PHASE - IV | Internal Painting |  | WO/SP34/FW4/55 | Madhuban International | Block - 13 | Block - 13 | Sq.Ft. | 25140.194 | 3.25 | Approved
SOUTHWINDS PROJECT LLP (PHASE - III & IV) | FINISHING PHASE - IV | Internal Painting |  | WO/SP34/FW4/56 | GAZI PAINTS PRIVATE LIMITED | Block - 14 (Part - 1 & 2) | Block - 14 (Part - 1 & 2) | Sq.Ft. | 47482.114 | 4.5 | Approved
SOUTHWINDS PROJECT LLP (PHASE - III & IV) | FINISHING PHASE - IV | Internal Painting |  | WO/SP34/FW4/57 | JAHANGIR ALAM ENTERPRISE | Block - 15 | Block - 15 | Sq.Ft. | 24677.062 | 3.25 | Approved
SOUTHWINDS PROJECT LLP (PHASE - III & IV) | FINISHING PHASE - IV | Internal Painting |  | WO/SP34/FW4/57 | JAHANGIR ALAM ENTERPRISE | Block - 16 | Block - 16 | Sq.Ft. | 24738.724 | 3.25 | Approved
SOUTHWINDS PROJECT LLP (PHASE - III & IV) | FINISHING PHASE - IV | Internal Painting |  | WO/SP34/FW4/55 | Madhuban International | Stair synthetic enamel paint | Providing and applying of one coat red oxide primer with two coats of synthetic enamel paint of approved shade and brand over MS members including scraping, sand papering with all finishing work (Glossy finish) as per direction of Engineer-in-Charge. Location: Stair railing Brand: Asian Paints/Berger/AkzoNable |  | 0 | 0 | Amended & Approved
SOUTHWINDS PROJECT LLP (PHASE - III & IV) | FINISHING PHASE - IV | Internal Painting |  | WO/SP34/FW4/56 | GAZI PAINTS PRIVATE LIMITED | Stair synthetic enamel paint | Providing and applying of one coat red oxide primer with two coats of synthetic enamel paint of approved shade and brand over MS members including scraping, sand papering with all finishing work (Glossy finish) as per direction of Engineer-in-Charge. Location: Stair railing Brand: Asian Paints/Berger/AkzoNable |  | 0 | 0 | Amended & Approved
SOUTHWINDS PROJECT LLP (PHASE - III & IV) | FINISHING PHASE - IV | Internal Painting |  | WO/SP34/FW4/57 | JAHANGIR ALAM ENTERPRISE | Stair synthetic enamel paint | Providing and applying of one coat red oxide primer with two coats of synthetic enamel paint of approved shade and brand over MS members including scraping, sand papering with all finishing work (Glossy finish) as per direction of Engineer-in-Charge. Location: Stair railing Brand: Asian Paints/Berger/AkzoNable |  | 0 | 0 | Amended & Approved
SOUTHWINDS PROJECT LLP (PHASE - III & IV) | FINISHING PHASE - IV | Internal Painting |  | WO/SP34/FW4/55 | Madhuban International | Block - 13 | Block - 13 | Sq.Ft. | 2239.59 | 9.25 | Approved
SOUTHWINDS PROJECT LLP (PHASE - III & IV) | FINISHING PHASE - IV | Internal Painting |  | WO/SP34/FW4/56 | GAZI PAINTS PRIVATE LIMITED | Block - 14 (Part - 1 & 2) | Block - 14 (Part - 1 & 2) | Sq.Ft. | 4871.776 | 9.5 | Approved
SOUTHWINDS PROJECT LLP (PHASE - III & IV) | FINISHING PHASE - IV | Internal Painting |  | WO/SP34/FW4/57 | JAHANGIR ALAM ENTERPRISE | Block - 15 | Block - 15 | Sq.Ft. | 2474.805 | 9.25 | Approved
SOUTHWINDS PROJECT LLP (PHASE - III & IV) | FINISHING PHASE - IV | Internal Painting |  | WO/SP34/FW4/57 | JAHANGIR ALAM ENTERPRISE | Block - 16 | Block - 16 | Sq.Ft. | 2474.256 | 9.25 | Approved
SOUTHWINDS PROJECT LLP (PHASE - III & IV) | FINISHING PHASE - IV | Internal Painting |  | WO/SP34/FW4/55 | Madhuban International | Stair Case Nosing Synthetic Enamel paint | Providing & Applying of one coat of Red oxide Primer with two coats of Synthetic Enamel paint of approved shade and brand including scraping, sand papering with all finishing work at top surface of M.S Angle Nosing for Stair as per drawing and direction of Engineer-in-Charge. Location: Staircase step nosing NB: Masking Tape shall be applied as per requirement Brand: Asian Paints/Berger/AkzoNable |  | 0 | 0 | Amended & Approved
SOUTHWINDS PROJECT LLP (PHASE - III & IV) | FINISHING PHASE - IV | Internal Painting |  | WO/SP34/FW4/56 | GAZI PAINTS PRIVATE LIMITED | Stair Case Nosing Synthetic Enamel paint | Providing & Applying of one coat of Red oxide Primer with two coats of Synthetic Enamel paint of approved shade and brand including scraping, sand papering with all finishing work at top surface of M.S Angle Nosing for Stair as per drawing and direction of Engineer-in-Charge. Location: Staircase step nosing NB: Masking Tape shall be applied as per requirement Brand: Asian Paints/Berger/AkzoNable |  | 0 | 0 | Amended & Approved
SOUTHWINDS PROJECT LLP (PHASE - III & IV) | FINISHING PHASE - IV | Internal Painting |  | WO/SP34/FW4/57 | JAHANGIR ALAM ENTERPRISE | Stair Case Nosing Synthetic Enamel paint | Providing & Applying of one coat of Red oxide Primer with two coats of Synthetic Enamel paint of approved shade and brand including scraping, sand papering with all finishing work at top surface of M.S Angle Nosing for Stair as per drawing and direction of Engineer-in-Charge. Location: Staircase step nosing NB: Masking Tape shall be applied as per requirement Brand: Asian Paints/Berger/AkzoNable |  | 0 | 0 | Amended & Approved
SOUTHWINDS PROJECT LLP (PHASE - III & IV) | FINISHING PHASE - IV | Internal Painting |  | WO/SP34/FW4/55 | Madhuban International | Block - 13 | Block - 13 | Rft | 3486.476 | 5 | Approved
SOUTHWINDS PROJECT LLP (PHASE - III & IV) | FINISHING PHASE - IV | Internal Painting |  | WO/SP34/FW4/56 | GAZI PAINTS PRIVATE LIMITED | Block - 14 (Part - 1 & 2) | Block - 14 (Part - 1 & 2) | Rft | 7202.88 | 7 | Approved
SOUTHWINDS PROJECT LLP (PHASE - III & IV) | FINISHING PHASE - IV | Internal Painting |  | WO/SP34/FW4/57 | JAHANGIR ALAM ENTERPRISE | Block - 15 | Block - 15 | Rft | 3470.24 | 5 | Approved
SOUTHWINDS PROJECT LLP (PHASE - III & IV) | FINISHING PHASE - IV | Internal Painting |  | WO/SP34/FW4/57 | JAHANGIR ALAM ENTERPRISE | Block - 16 | Block - 16 | Rft | 3476.964 | 5 | Approved
SOUTHWINDS PROJECT LLP (PHASE - III & IV) | FINISHING PHASE - IV | Internal Painting |  | WO/SP34/FW4/55 | Madhuban International | Ground & Roof Synthetic Enamel Paint (Glossy Finish) | Providing and Applying of One Coat of Red Oxide Primer with 2 Coat Synthetic Enamel Paint (Glossy Finish) of approved shade and brand at overall surfaces of MS members of Meter Room door, Mumpty Door, at all levels including scrapping work, sand papering work with all finish surface as per drawing and direction of Engineer-in-Charge. (Measurements will be done based on the masonry opening size of both sides) Location: Meter Room at Ground Floor & Mumpty at Roof Brand: Asian Paints/Berger/AkzoNable |  | 0 | 0 | Amended & Approved
SOUTHWINDS PROJECT LLP (PHASE - III & IV) | FINISHING PHASE - IV | Internal Painting |  | WO/SP34/FW4/56 | GAZI PAINTS PRIVATE LIMITED | Ground & Roof Synthetic Enamel Paint (Glossy Finish) | Providing and Applying of One Coat of Red Oxide Primer with 2 Coat Synthetic Enamel Paint (Glossy Finish) of approved shade and brand at overall surfaces of MS members of Meter Room door, Mumpty Door, at all levels including scrapping work, sand papering work with all finish surface as per drawing and direction of Engineer-in-Charge. (Measurements will be done based on the masonry opening size of both sides) Location: Meter Room at Ground Floor & Mumpty at Roof Brand: Asian Paints/Berger/AkzoNable |  | 0 | 0 | Amended & Approved
SOUTHWINDS PROJECT LLP (PHASE - III & IV) | FINISHING PHASE - IV | Internal Painting |  | WO/SP34/FW4/57 | JAHANGIR ALAM ENTERPRISE | Ground & Roof Synthetic Enamel Paint (Glossy Finish) | Providing and Applying of One Coat of Red Oxide Primer with 2 Coat Synthetic Enamel Paint (Glossy Finish) of approved shade and brand at overall surfaces of MS members of Meter Room door, Mumpty Door, at all levels including scrapping work, sand papering work with all finish surface as per drawing and direction of Engineer-in-Charge. (Measurements will be done based on the masonry opening size of both sides) Location: Meter Room at Ground Floor & Mumpty at Roof Brand: Asian Paints/Berger/AkzoNable |  | 0 | 0 | Amended & Approved
SOUTHWINDS PROJECT LLP (PHASE - III & IV) | FINISHING PHASE - IV | Internal Painting |  | WO/SP34/FW4/55 | Madhuban International | Block - 13 | Block - 13 | Sq.Ft. | 167.703 | 11.9 | Approved
SOUTHWINDS PROJECT LLP (PHASE - III & IV) | FINISHING PHASE - IV | Internal Painting |  | WO/SP34/FW4/56 | GAZI PAINTS PRIVATE LIMITED | Block - 14 (Part - 1 & 2) | Block - 14 (Part - 1 & 2) | Sq.Ft. | 312.694 | 14 | Approved
SOUTHWINDS PROJECT LLP (PHASE - III & IV) | FINISHING PHASE - IV | Internal Painting |  | WO/SP34/FW4/57 | JAHANGIR ALAM ENTERPRISE | Block - 15 | Block - 15 | Sq.Ft. | 176.487 | 11.9 | Approved
SOUTHWINDS PROJECT LLP (PHASE - III & IV) | FINISHING PHASE - IV | Internal Painting |  | WO/SP34/FW4/57 | JAHANGIR ALAM ENTERPRISE | Block - 16 | Block - 16 | Sq.Ft. | 132.365 | 11.9 | Approved
SOUTHWINDS PROJECT LLP (PHASE - III & IV) | FINISHING PHASE - IV | Internal Painting |  | WO/SP34/FW4/55 | Madhuban International | one coat of water base primer on ceiling ,wall and RCC Columns | Providing and applying one coat of water base primer on ceiling ,wall and RCC Columns including all surfaces rubbed, smoothened with emery paper, thoroughly cleaned by dry mopping with cloths to make the surfaces dust free prior to application of primer, including fill cracks and holes with approved filler if required so with necessary tools, tackles & scaffolding at all levels as per direction of Engineer-in-Charge. Location : Ground Floor Brand: Asian Paints/Berger/AkzoNable |  | 0 | 0 | Amended & Approved
SOUTHWINDS PROJECT LLP (PHASE - III & IV) | FINISHING PHASE - IV | Internal Painting |  | WO/SP34/FW4/56 | GAZI PAINTS PRIVATE LIMITED | one coat of water base primer on ceiling ,wall and RCC Columns | Providing and applying one coat of water base primer on ceiling ,wall and RCC Columns including all surfaces rubbed, smoothened with emery paper, thoroughly cleaned by dry mopping with cloths to make the surfaces dust free prior to application of primer, including fill cracks and holes with approved filler if required so with necessary tools, tackles & scaffolding at all levels as per direction of Engineer-in-Charge. Location : Ground Floor Brand: Asian Paints/Berger/AkzoNable |  | 0 | 0 | Amended & Approved
SOUTHWINDS PROJECT LLP (PHASE - III & IV) | FINISHING PHASE - IV | Internal Painting |  | WO/SP34/FW4/57 | JAHANGIR ALAM ENTERPRISE | one coat of water base primer on ceiling ,wall and RCC Columns | Providing and applying one coat of water base primer on ceiling ,wall and RCC Columns including all surfaces rubbed, smoothened with emery paper, thoroughly cleaned by dry mopping with cloths to make the surfaces dust free prior to application of primer, including fill cracks and holes with approved filler if required so with necessary tools, tackles & scaffolding at all levels as per direction of Engineer-in-Charge. Location : Ground Floor Brand: Asian Paints/Berger/AkzoNable |  | 0 | 0 | Amended & Approved
SOUTHWINDS PROJECT LLP (PHASE - III & IV) | FINISHING PHASE - IV | Internal Painting |  | WO/SP34/FW4/55 | Madhuban International | Block - 13 | Block - 13 | Sq.Ft. | 11560.159 | 3.25 | Approved
SOUTHWINDS PROJECT LLP (PHASE - III & IV) | FINISHING PHASE - IV | Internal Painting |  | WO/SP34/FW4/56 | GAZI PAINTS PRIVATE LIMITED | Block - 14 (Part - 1 &2) | Block - 14 (Part - 1 &2) | Sq.Ft. | 15595.314 | 4.5 | Approved
SOUTHWINDS PROJECT LLP (PHASE - III & IV) | FINISHING PHASE - IV | Internal Painting |  | WO/SP34/FW4/57 | JAHANGIR ALAM ENTERPRISE | Block - 15 | Block - 15 | Sq.Ft. | 6411.825 | 3.25 | Approved
SOUTHWINDS PROJECT LLP (PHASE - III & IV) | FINISHING PHASE - IV | Internal Painting |  | WO/SP34/FW4/57 | JAHANGIR ALAM ENTERPRISE | Block - 16 | Block - 16 | Sq.Ft. | 7540.161 | 3.25 | Approved
SOUTHWINDS PROJECT LLP (PHASE - III & IV) | FINISHING PHASE - IV | POP/PUTTY Work |  | WO/SP34/FW4/58 | Madhuban International | Plaster of Paris - Ground Floor | Providing and Applying Plaster of Paris with 1.5 mm thickness of approved manufacture to the wall including Scaffolding, preparing the surface, etc. all complete at Ground Floor area as per drawing and direction of Engineer-in-Charge. Location : Ground Floor Brand : Druk or equivalent |  | 0 | 0 | Amended & Approved
SOUTHWINDS PROJECT LLP (PHASE - III & IV) | FINISHING PHASE - IV | POP/PUTTY Work |  | WO/SP34/FW4/59 | GAZI PAINTS PRIVATE LIMITED | Plaster of Paris - Ground Floor | Providing and Applying Plaster of Paris with 1.5 mm thickness of approved manufacture to the wall including Scaffolding, preparing the surface, etc. all complete at Ground Floor area as per drawing and direction of Engineer-in-Charge. Location : Ground Floor Brand : Druk or equivalent |  | 0 | 0 | Amended & Approved
SOUTHWINDS PROJECT LLP (PHASE - III & IV) | FINISHING PHASE - IV | POP/PUTTY Work |  | WO/SP34/FW4/60 | JAHANGIR ALAM ENTERPRISE | Plaster of Paris - Ground Floor | Providing and Applying Plaster of Paris with 1.5 mm thickness of approved manufacture to the wall including Scaffolding, preparing the surface, etc. all complete at Ground Floor area as per drawing and direction of Engineer-in-Charge. Location : Ground Floor Brand : Druk or equivalent |  | 0 | 0 | Amended & Approved
SOUTHWINDS PROJECT LLP (PHASE - III & IV) | FINISHING PHASE - IV | POP/PUTTY Work |  | WO/SP34/FW4/58 | Madhuban International | Block - 13 | Block - 13 | Sq.Ft. | 4078.426 | 4.75 | Approved
SOUTHWINDS PROJECT LLP (PHASE - III & IV) | FINISHING PHASE - IV | POP/PUTTY Work |  | WO/SP34/FW4/59 | GAZI PAINTS PRIVATE LIMITED | Block - 14 (Part - 1 &2) | Block - 14 (Part - 1 &2) | Sq.Ft. | 3189.599 | 6.25 | Approved
SOUTHWINDS PROJECT LLP (PHASE - III & IV) | FINISHING PHASE - IV | POP/PUTTY Work |  | WO/SP34/FW4/60 | JAHANGIR ALAM ENTERPRISE | Block - 15 | Block - 15 | Sq.Ft. | 2530.972 | 4.75 | Approved
SOUTHWINDS PROJECT LLP (PHASE - III & IV) | FINISHING PHASE - IV | POP/PUTTY Work |  | WO/SP34/FW4/60 | JAHANGIR ALAM ENTERPRISE | Block - 16 | Block - 16 | Sq.Ft. | 2752.215 | 4.75 | Approved
SOUTHWINDS PROJECT LLP (PHASE - III & IV) | FINISHING PHASE - IV | Internal Painting |  |  |  | Putty - Ground Floor | Providing and Applying of 2mm thick Wall Putty on RCC Column surface at Gr floor area including grinding & rendering the surface filling cracks etc & including all material, Labour, scaffolding etc all complete as per drawing and direction of Engineer-in-Charge Brand of Putty: Asian / Berger /JK/ Birla White |  |  |  | Cancelled
SOUTHWINDS PROJECT LLP (PHASE - III & IV) | FINISHING PHASE - IV | Internal Painting |  |  |  | Block - 13 | Block - 13 | Sq.Ft. |  |  | Approved
SOUTHWINDS PROJECT LLP (PHASE - III & IV) | FINISHING PHASE - IV | Internal Painting |  |  |  | Block - 14 (Part - 1 &2) | Block - 14 (Part - 1 &2) | Sq.Ft. |  |  | Approved
SOUTHWINDS PROJECT LLP (PHASE - III & IV) | FINISHING PHASE - IV | Internal Painting |  |  |  | Block - 15 | Block - 15 | Sq.Ft. |  |  | Approved
SOUTHWINDS PROJECT LLP (PHASE - III & IV) | FINISHING PHASE - IV | Internal Painting |  |  |  | Block - 16 | Block - 16 | Sq.Ft. |  |  | Approved
SOUTHWINDS PROJECT LLP (PHASE - III & IV) | FINISHING PHASE - IV | POP/PUTTY Work |  | WO/SP34/FW4/58 | Madhuban International | Putty - Ground Floor | Providing and Applying of 2mm thick Wall Putty on RCC Column surface at Gr floor area including grinding & rendering the surface filling cracks etc & including all material, Labour, scaffolding etc all complete as per drawing and direction of Engineer-in-Charge. Brand of Putty: Asian / Berger /JK/ Birla White |  | 0 | 0 | Approved
SOUTHWINDS PROJECT LLP (PHASE - III & IV) | FINISHING PHASE - IV | POP/PUTTY Work |  | WO/SP34/FW4/59 | GAZI PAINTS PRIVATE LIMITED | Putty - Ground Floor | Providing and Applying of 2mm thick Wall Putty on RCC Column surface at Gr floor area including grinding & rendering the surface filling cracks etc & including all material, Labour, scaffolding etc all complete as per drawing and direction of Engineer-in-Charge. Brand of Putty: Asian / Berger /JK/ Birla White |  | 0 | 0 | Approved
SOUTHWINDS PROJECT LLP (PHASE - III & IV) | FINISHING PHASE - IV | POP/PUTTY Work |  | WO/SP34/FW4/60 | JAHANGIR ALAM ENTERPRISE | Putty - Ground Floor | Providing and Applying of 2mm thick Wall Putty on RCC Column surface at Gr floor area including grinding & rendering the surface filling cracks etc & including all material, Labour, scaffolding etc all complete as per drawing and direction of Engineer-in-Charge. Brand of Putty: Asian / Berger /JK/ Birla White |  | 0 | 0 | Approved
SOUTHWINDS PROJECT LLP (PHASE - III & IV) | FINISHING PHASE - IV | POP/PUTTY Work |  | WO/SP34/FW4/58 | Madhuban International | Block - 13 | Block - 13 | Sq.Ft. | 7481.733 | 7 | Approved
SOUTHWINDS PROJECT LLP (PHASE - III & IV) | FINISHING PHASE - IV | POP/PUTTY Work |  | WO/SP34/FW4/59 | GAZI PAINTS PRIVATE LIMITED | Block - 14 (Part - 1 &2) | Block - 14 (Part - 1 &2) | Sq.Ft. | 12405.715 | 7 | Approved
SOUTHWINDS PROJECT LLP (PHASE - III & IV) | FINISHING PHASE - IV | POP/PUTTY Work |  | WO/SP34/FW4/60 | JAHANGIR ALAM ENTERPRISE | Block - 15 | Block - 15 | Sq.Ft. | 3880.853 | 7 | Approved
SOUTHWINDS PROJECT LLP (PHASE - III & IV) | FINISHING PHASE - IV | POP/PUTTY Work |  | WO/SP34/FW4/60 | JAHANGIR ALAM ENTERPRISE | Block - 16 | Block - 16 | Sq.Ft. | 4787.946 | 7 | Approved
Primarc Aadvika | PRE-CONSTRUCTION PHASE | Temp fencing wall & Gate |  | WO/HW1/PHW1/24 | Sarmistha Enterprise | Charges for Repair and Restoration of 6-Meter Two-Leaf MS Gate | Charges for repair, restoration & installation of the 2nos MS Gate (6mtr two-leaf & 9mtr four-leaf) including dismantling of damaged components, straightening, welding, grinding, surface preparation, and applying primer, followed by precise alignment to restore original functionality. The job also includes replacement of worn-out hardware such as hinges, locks, bolts, and any other necessary fittings to ensure smooth and secure operation & all complete as per the direction of the Engineer-in-Charge. (Details as per annexure-1) | Lump Sum | 1 | 115000 | Amended & Approved
Primarc Aadvika | PRE-CONSTRUCTION PHASE | Temp fencing wall & Gate |  | WO/HW1/PHW1/24 | Sarmistha Enterprise | Charges for supply and installation of Main Gate MS Roller along with MS alignment line fixing. | Charges for supply and installation of MS Roller along with MS alignment line fixing for 1no gate all complete as per the direction of the Engineer-in-Charge. (Only for 9mtr Gate) | Lump Sum | 1 | 20000 | Amended & Approved
AARANYA | EXPERIENCE CENTER | HVAC Works |  | WO/PKB/PKX/8 | ASP Air Conditioners Pvt. Ltd. | Rapping Tape | Rapping Tape | Pcs. | 6 | 175 | Approved
AARANYA | EXPERIENCE CENTER | HVAC Works |  | WO/PKB/PKX/8 | ASP Air Conditioners Pvt. Ltd. | Clamp for Copper Pipe | Clamp for Copper Pipe | Pcs. | 15 | 25 | Approved
SOUTHWINDS PROJECT LLP (PHASE - III & IV) | HARDSCAPE & LANDSCAPE PHASE - IV | Softscape |  | WO/SP34/HL4/5 | Mondal Nurseries & Exterior | Charges for laying Drain Cell, Geotextile, Soil Preparation with supply of vermicompost, Perlite, Cocopeat/ manure/fertilizers mixing leveling and compacting earth by watering, Carriage, Plantation as per direction of EIC. (Block - 13 18th Floor) | Charges for laying Drain Cell, Geotextile, Soil Preparation with supply of vermicompost, Perlite, Cocopeat/ manure/fertilizers mixing leveling and compacting earth by watering, Carriage, Plantation as per direction of EIC. (Block - 13 18th Floor) |  | 0 | 0 | Approved
SOUTHWINDS PROJECT LLP (PHASE - III & IV) | HARDSCAPE & LANDSCAPE PHASE - IV | Softscape |  | WO/SP34/HL4/5 | Mondal Nurseries & Exterior | Charges of Laying Drain Cell | Charges of Laying Drain Cell | Sq.Ft. | 227 | 2.9 | Approved
SOUTHWINDS PROJECT LLP (PHASE - III & IV) | HARDSCAPE & LANDSCAPE PHASE - IV | Softscape |  | WO/SP34/HL4/5 | Mondal Nurseries & Exterior | Charges of Laying Geotextile | Charges of Laying Geotextile | Sq.Ft. | 237 | 1.7 | Approved
SOUTHWINDS PROJECT LLP (PHASE - III & IV) | HARDSCAPE & LANDSCAPE PHASE - IV | Softscape |  | WO/SP34/HL4/5 | Mondal Nurseries & Exterior | Charges of Sand, Mixed Soil Manure | Charges of Sand, Mixed Soil Manure Lifting Filling + 15% Void | Cft. | 352 | 37 | Approved
SOUTHWINDS PROJECT LLP (PHASE - III & IV) | HARDSCAPE & LANDSCAPE PHASE - IV | Softscape |  | WO/SP34/HL4/5 | Mondal Nurseries & Exterior | Supply of Manure cocopeat | Supply of Manure cocopeat - Wet =12 to 15 Kgs. Approx / Bag Dry =20 to 25 Kgs. Approx / Bag | Bags. | 37 | 340 | Approved
SOUTHWINDS PROJECT LLP (PHASE - III & IV) | HARDSCAPE & LANDSCAPE PHASE - IV | Softscape |  | WO/SP34/HL4/5 | Mondal Nurseries & Exterior | Supply of Manure Vermicompost | Supply of Manure Vermicompost 50 kg bag | Bags. | 37 | 330 | Approved
SOUTHWINDS PROJECT LLP (PHASE - III & IV) | HARDSCAPE & LANDSCAPE PHASE - IV | Softscape |  | WO/SP34/HL4/5 | Mondal Nurseries & Exterior | Supply of Perlite. Vermiculite | Supply of Perlite. Vermiculite 10kg bag | Bags. | 6 | 1780 | Approved
SOUTHWINDS PROJECT LLP (PHASE - III & IV) | HARDSCAPE & LANDSCAPE PHASE - IV | Softscape |  | WO/SP34/HL4/5 | Mondal Nurseries & Exterior | Charges of Mixing preparation of soil | Charges of Mixing preparation of soil | Cft. | 352 | 7.5 | Approved
SOUTHWINDS PROJECT LLP (PHASE - III & IV) | HARDSCAPE & LANDSCAPE PHASE - IV | Softscape |  | WO/SP34/HL4/5 | Mondal Nurseries & Exterior | Transport/ Carriage for cocopeat, vermi & perlite | Transport/ Carriage for cocopeat, vermi & perlite | Trip | 2 | 3000 | Approved
Primarc Chambers | COMMON INFRASTRUCTURE | Land Development |  | WO/PCH/PC04/20 | NEW L. N. CONSTRUCTION | Supply of Daily Labour and Chipper for Misc. rectification work | Supply of Daily Labour and Chipper for Misc. rectification work |  | 0 | 0 | Approved
Primarc Chambers | COMMON INFRASTRUCTURE | Land Development |  | WO/PCH/PC04/20 | NEW L. N. CONSTRUCTION | Helper/ Daily labour | Charges for Supply of Helper/ Daily labour for Misc. work as per direction of EIC | Nos | 61 | 450 | Approved
Primarc Chambers | COMMON INFRASTRUCTURE | Land Development |  | WO/PCH/PC04/20 | NEW L. N. CONSTRUCTION | Chipper | Charges for Supply of Chipper for Misc. work as per direction of EIC | Nos | 23.5 | 675 | Approved
SOUTHWINDS PROJECT LLP (PHASE - III & IV) | CLUB PHASE - III & IV | Softscape |  | WO/SP34/CW34/18 | Mondal Nurseries & Exterior | Charges for laying Drain Cell, Geotextile, Soil Preparation with supply of vermicompost, Perlite, Cocopeat/ manure/fertilizers mixing leveling and compacting earth by watering, Carriage, Plantation as per direction of EIC. (MLCP – 6th & 7th Floor) | Charges for laying Drain Cell, Geotextile, Soil Preparation with supply of vermicompost, Perlite, Cocopeat/ manure/fertilizers mixing leveling and compacting earth by watering, Carriage, Plantation as per direction of EIC. (MLCP – 6th & 7th Floor) |  | 0 | 0 | Approved
SOUTHWINDS PROJECT LLP (PHASE - III & IV) | CLUB PHASE - III & IV | Softscape |  | WO/SP34/CW34/18 | Mondal Nurseries & Exterior | Charges of Laying Drain Cell | Charges of Laying Drain Cell | Sq.Ft. | 2713 | 2.9 | Approved
SOUTHWINDS PROJECT LLP (PHASE - III & IV) | CLUB PHASE - III & IV | Softscape |  | WO/SP34/CW34/18 | Mondal Nurseries & Exterior | Charges of Laying Geotextile | Charges of Laying Geotextile | Sq.Ft. | 2913 | 1.7 | Approved
SOUTHWINDS PROJECT LLP (PHASE - III & IV) | CLUB PHASE - III & IV | Softscape |  | WO/SP34/CW34/18 | Mondal Nurseries & Exterior | Charges of Sand, Mixed Soil Manure Lifting Filling + 15% Void | Charges of Sand, Mixed Soil Manure Lifting Filling + 15% Void | Cft. | 2458 | 37 | Approved
SOUTHWINDS PROJECT LLP (PHASE - III & IV) | CLUB PHASE - III & IV | Softscape |  | WO/SP34/CW34/18 | Mondal Nurseries & Exterior | Supply of Manure cocopeat | Supply of Manure cocopeat - Wet =12 to 15 Kgs. Approx / Bag Dry =20 to 25 Kgs. Approx / Bag | Bags. | 263 | 340 | Approved
SOUTHWINDS PROJECT LLP (PHASE - III & IV) | CLUB PHASE - III & IV | Softscape |  | WO/SP34/CW34/18 | Mondal Nurseries & Exterior | Supply of Manure Vermicompost | Supply of Manure Vermicompost 50 kg bag | Bags. | 263 | 330 | Approved
SOUTHWINDS PROJECT LLP (PHASE - III & IV) | CLUB PHASE - III & IV | Softscape |  | WO/SP34/CW34/18 | Mondal Nurseries & Exterior | Supply of Perlite. Vermiculite | Supply of Perlite. Vermiculite 10kg bag | Bags. | 44 | 1780 | Approved
SOUTHWINDS PROJECT LLP (PHASE - III & IV) | CLUB PHASE - III & IV | Softscape |  | WO/SP34/CW34/18 | Mondal Nurseries & Exterior | Charges of Mixing preparation of soil | Charges of Mixing preparation of soil | Cft. | 2458 | 7.5 | Approved
SOUTHWINDS PROJECT LLP (PHASE - III & IV) | CLUB PHASE - III & IV | Softscape |  | WO/SP34/CW34/18 | Mondal Nurseries & Exterior | Transport/ Carriage for cocopeat, vermi & perlite | Transport/ Carriage for cocopeat, vermi & perlite | Trip | 11 | 3000 | Approved
SOUTHWINDS PROJECT LLP (PHASE - III & IV) | CLUB PHASE - III & IV | Flooring Work |  | WO/SP34/CW34/19 | B P Enterprise | IPS Flooring work of average 55 mm to 60 mm thickness | Charges for IPS Flooring work of average 55 mm to 60 mm thickness using cement concrete 1:2:4 finished with floating coat of Net Cement on Gym Room Rubber Flooring area and open shower area at all floor level all complete as per drawing and direction of EIC. | Sq.Mtr. | 168.186 | 500 | Amended & Approved
Primarc Chambers | COMMON INFRASTRUCTURE | Landscaping | Hardscape | WO/PCH/PC04/44 | A.M. Enterprise | External Flooring Work at Block Outer Periphery Area, Ramp, Planter & other misc. area as per BOQ & instruction of EIC. | External Flooring Work at Block Outer Periphery Area, Ramp, Planter & other misc. area as per BOQ & instruction of EIC. |  | 0 | 0 | Amended & Approved
Primarc Chambers | COMMON INFRASTRUCTURE | Landscaping | Hardscape | WO/PCH/PC04/44 | A.M. Enterprise | Granite Flooring | Charges for Lifting & Fixing of Flooring Leather Finish Black Granite over a bed of 30-40mm thick cement mortar (1:3) in proper line and level.The joints will be filled with polymer based grout with colour pigment (as approved by architect) including necessary tools and tackles, shifting materials from stack yard, curing, cleaning the Granite surfaces with water, removing & shifting the balance wastage materials to designated place etc .complete as per drawing and direction by EIC. (Cement and Granite will be supplied by client on reconciliation basis, remaining will be under the scope of the contractor) (Location-Lamp Posts, Sculpture Foundation, Pylon Foundation, Planter Located at Front, Side of Ramp Located near C-29, Drain Located near C-15 & Ramp from Service Road to Main entrance, Seating Arrangement beside Security Room , Security Room Counter Top) | Sq.Ft. | 202.1 | 52 | Approved
Primarc Chambers | COMMON INFRASTRUCTURE | Landscaping | Hardscape | WO/PCH/PC04/44 | A.M. Enterprise | Granite Cladding | Charges for Lifting & Fixing of Cladding Leather Finish Black Granite over a bed of 30-40mm thick cement mortar (1:3) in proper line and level.The joints will be filled with polymer based grout with colour pigment (as approved by architect) including necessary tools and tackles, shifting materials from stack yard, curing, cleaning the Granite surfaces with water, removing & shifting the balance wastage materials to designated place etc .complete as per drawing and direction by EIC. (Cement and Granite will be supplied by client on reconciliation basis, remaining will be under the scope of the contractor) (Location-Lamp Posts, Sculpture Foundation, Pylon Foundation, Planter Located at Front, Side of Ramp Located near C-29, Drain Located near C-15 & Ramp from Service Road to Main entrance, Seating Arrangement beside Security Room Side, Ramp for entrance from Road to Retail Space 1 &2) | Sq.Ft. | 65.3 | 55 | Approved
SOUTHWINDS PROJECT LLP (PHASE - III & IV) | MEP PHASE - IV | Permanent Power | Civil | WO/SP34/MW4/63 | PROTECH ENGINEERS | PVC Chain Link Fencing Work for Substation near Block 13 & 14 | Providing, fabricating and installation of PVC Chain Link Fencing Block-13 and Block-14 area. Fencing will be made of MS-RHS-80 x 40 x 3.2, PVC chain link, including frame work with MS Angle-ISA- 50x50x6mm as main structure; in the intermediate section M.S Flat- 50x6mm and Clit made with M.S. Flat 40x3 mm including One Coat of epoxy Primer with 2 Coat Synthetic Enamel Paint of approved manufacture at all MS section, Gas Set, Welding set all Machinery, all tools & tackles and lifting, loading -unloading charges as per direction of Engineer-in-charge. Bottle Hinge & Lock arrangement are in contractor scope" Gate Size:- 1600 x 2000 (Double shutter 800 x 2000 mm each) |  | 0 | 0 | Approved
SOUTHWINDS PROJECT LLP (PHASE - III & IV) | MEP PHASE - IV | Permanent Power | Civil | WO/SP34/MW4/63 | PROTECH ENGINEERS | Supply Fabrication & Erection of MS Structure | Supply Fabrication & Erection of MS Structure | Kgs | 2650.627 | 107 | Approved
SOUTHWINDS PROJECT LLP (PHASE - III & IV) | MEP PHASE - IV | Permanent Power | Civil | WO/SP34/MW4/63 | PROTECH ENGINEERS | PVC chain link fencing | PVC Chainlink: Supply and installation of PVC chain link fencing (Colour approved by Site) as per drawing and direction of EIC | Sq.Ft. | 1464.528 | 41 | Approved
SOUTHWINDS PROJECT LLP (PHASE - III & IV) | MEP PHASE - IV | Permanent Power | Civil | WO/SP34/MW4/63 | PROTECH ENGINEERS | One Coat of epoxy Primer with 2 Coat Synthetic Enamel Paint | Providing and applying charges of One Coat of epoxy Primer with 2 Coat Synthetic Enamel Paint of approved manufacture at all MS section surface as per direction of EIC | Sq.Ft. | 1414.368 | 20 | Approved
Primarc Chambers | COMMON INFRASTRUCTURE | Landscaping | Hardscape | WO/PCH/PC04/44 | A.M. Enterprise | Granite Strip | Charges for Lifting & Fixing on Flooring using Average 100mm thick Leather Finish Black Granite Strip over a bed of 35-45mm thick cement mortar (1:4) in proper line and level. The joints will be filled with polymer based grout with colour pigment (as approved by architect) including necessary tools and tackles, shifting materials from stack yard, curing, cleaning the Granite surfaces with water, removing & shifting the balance wastage materials to designated place etc complete as per drawing and direction by EIC. (Cement and Granite will be supplied by client on reconciliation basis, remaining will be under the scope of the contractor) (Location- Drain sides, Joints of Pavit, Planter Top located near C-30,at periphery of open parking area at back & front side, Security Room outer wall Bottom Periphery) | Rft | 2295.55 | 43 | Approved
Primarc Chambers | COMMON INFRASTRUCTURE | Landscaping | Hardscape | WO/PCH/PC04/44 | A.M. Enterprise | Granite Cladding with adhesive | Charges for Lifting & Fixing of Cladding using Leather Finish Black Granite over an Average thickness of 8-10mm Approved Adhesive in proper line and level.The joints will be filled with polymer based grout with colour pigment (as approved by architect) including necessary tools and tackles, shifting materials from stack yard, curing, cleaning the Granite surfaces with water, removing & shifting the balance wastage materials to designated place etc .complete as per drawing and direction by EIC. (Adhesive and Granite will be supplied by client on reconciliation basis, remaining will be under the scope of the contractor) (Location- Front of duct located near C29 & C30 and Drop near Cover Parking at Front, Column Sides of Recessed Area & Wall between C28-29) | Sq.Ft. | 0 | 53 | Approved
Primarc Chambers | COMMON INFRASTRUCTURE | Landscaping | Hardscape | WO/PCH/PC04/44 | A.M. Enterprise | Groove Making | Charges for Groove Making and filling with Polymer Based Grout (Pigmented) to match the Granite/Kota Surface all the joints including necessary tools and tackles, shifting materials from stack yard, curing, cleaning the surfaces with water, removing & shifting the balance wastage materials to designated place etc complete as per drawing and direction by EIC. (Location- Flooring & Cladding Joint at Ramps located for access from FRL to FGL and Front Sill located between C29 & C30, All Joints of Window Sill & Cladding Joints) | Rft | 91.9 | 6 | Approved
Primarc Chambers | COMMON INFRASTRUCTURE | Landscaping | Hardscape | WO/PCH/PC04/44 | A.M. Enterprise | Chamfering & Polishing | Charges for Chamfering & Polishing on Granite at all levels as per drawing and direction of Engineer -In- Charge. (Location- At Granite Strip joints [both strip edge] located on all Ramps for access from FFL to GFL] and Cladding and Flooring Joints, Security Room Counter Top. | Rft | 2537.25 | 27 | Approved
Primarc Chambers | COMMON INFRASTRUCTURE | Landscaping | Hardscape | WO/PCH/PC04/44 | A.M. Enterprise | Kota Cladding with adhesive | Charges for Lifting & Fixing of Cladding using Kota by Polishing over an Average thickness of 8-10mm Approved Adhesive in proper line and level. The joints will be filled with polymer based grout with colour pigment (as approved by architect) including necessary tools and tackles, shifting materials from stack yard, curing, cleaning the Granite surfaces with water, removing & shifting the balance wastage materials to designated place etc .complete as per drawing and direction by EIC. (Adhesive and Granite will be supplied by client on reconciliation basis, remaining will be under the scope of the contractor) (Location- Outer Periphery of Block, Excluding North Side & Recessed Landing sides) | Sq.Ft. | 235.52 | 50 | Approved
BHOPAL - COMMERCIAL | COMMON INFRASTRUCTURE | Consultancy Charges | OTHER CONSLUTANTS | WO/BPC/BPC3/15 | Let Design Lighting Consultants | Consultancy Charges for Facade Lighting design | Consultancy Charges for Facade Lighting design for Comercial Block as per attached Annexure | Lump Sum | 1 | 2500000 | Amended & Approved
BHOPAL - RESIDENTIAL | COMMON INFRASTRUCTURE | Consultancy Charges | OTHER CONSLUTANTS | WO/BPR/BPR3/12 | Let Design Lighting Consultants | Consultancy Charges for Facade Lighting design | Consultancy Charges for Facade Lighting design for Residential Block as per attached Annexure | Lump Sum | 1 | 500000 | Amended & Approved
The Ramdulari | CLUB | Swimming Pool Systems | Swimming Pool | WO/RP/RP06/2 | WATCO INDIA | Mechanical Equipment | 02 Nos. - Self priming re-circulating pump-sets with pre filter complete Coupled to an electric motor for re-circulating pool water, Mounted on a common base plate . (Two Working and One Standing) Flow Rate : 18 M3 per hour at 12 Meter Head each Make : Aqua Pump : 2 HP/3HP 01 Nos. - Filtration Plant of FRP complete with filter media, internal piping with Capacity : 10 M3 per hour each at 35-40 M3 per M2 Make : Aqua Filter Dia : 750-800 mm | Set | 1 | 120000 | Approved
The Ramdulari | CLUB | Swimming Pool Systems | Swimming Pool | WO/RP/RP06/2 | WATCO INDIA | Puddle Flange | PUDDLE FLANGES 01 Lot - Paddle Flanges OF suitable sizes for Main pool. 02 Lot - Electrical Conduits for Under Water Lights | Set | 1 | 10000 | Approved
The Ramdulari | CLUB | Swimming Pool Systems | Swimming Pool | WO/RP/RP06/2 | WATCO INDIA | . POOL BASIN EQUIPMENT | 1. 01 Lot - Main drain for Swimming pool (VGA Approved-7 Nos) 2. 01 Lot - Inlet Nozzles for Swimming pool. Make : AQVA | Set | 1 | 10000 | Approved
The Ramdulari | CLUB | Swimming Pool Systems | Swimming Pool | WO/RP/RP06/2 | WATCO INDIA | POOL DECORATIVE EQUIPMENT | UNDER WATER LIGHT 14Nos. - Under water light with Transformer / Controller. ( With Niche Flushed to the Wall ) Make : Pentair/USA | Job | 14 | 5500 | Approved
The Ramdulari | CLUB | Swimming Pool Systems | Swimming Pool | WO/RP/RP06/2 | WATCO INDIA | CABLING FOR LIGHT | a) 14 Jobs - Electrical cabling from the individual Pool lights via. Step-down transformer the switch board. b) 14 Jobs - MCB Switches with Switch Board For Under Water Lights. Make : Finolex/Polly Cab Switches / L & T | Job | 14 | 2750 | Approved
The Ramdulari | CLUB | Swimming Pool Systems | Swimming Pool | WO/RP/RP06/2 | WATCO INDIA | PLUMBING | One lot - P.V.C. pipe and valves, fittings etc complete for the following :- 1. Re-circulation system (from filter outlet to the pool inlets) for main pool. 2. Main drain to balancing tank. 3. Overflow channel to balancing tank. 4. Balancing tank to pump suction/hair strainer. 5. Interconnecting piping for pump. 6. Pump outlet common header to filter inlet. 7. Connection for overflow from balancing tank to drain. 8. Connection for drain line from balancing tank to drain. 9. Backwash drain line at plant room. Make : Astral/Supreme | Lump Sum | 1 | 90000 | Approved
The Ramdulari | CLUB | Swimming Pool Systems | Swimming Pool | WO/RP/RP06/2 | WATCO INDIA | ELECTRICAL WORKS | The job includes the following work. a) 01 Job - Providing electrical motor starter with ICTPN switches for re-circulating pump-sets. b) 01 Job - Providing electrical motor starter with ICTPN switches for Suction Sweeper pump-set. The client will require to provide main supply to the plant room. Make : L & T /Havells/Pollycab | Job | 1 | 25000 | Approved
The Ramdulari | CLUB | Swimming Pool Systems | Swimming Pool | WO/RP/RP06/2 | WATCO INDIA | MAINTENANCE EQUIPMENT | 01. 01 Set - Suction Sweeper unit complete with suction head, flexible pipe etc. pump set mounted on trolley. 02. 01 No. - Telescopic Handle. 03. 01 No. - CurvedBrush. 04. 01 No. - Leaf Net. 05. 01 No. - Water Test Kit. | Job | 1 | 35000 | Approved
The Ramdulari | CLUB | Swimming Pool Systems | Swimming Pool | WO/RP/RP06/2 | WATCO INDIA | INSTALLATION& COMMISSIONING | INSTALLATION& COMMISSIONING 01 Job - Includes the following:- a) Providing details Mechanical Drawing. b) Placing necessary Puddle Flanges before casting of the pool and the balancing Tank. c) Installation of the Mechanical equipment supplied by us. d) Commission of the equipment and the Swimming pool. e) Training your representative how to operate the pool for 4 to 5 days including cost of chemical. | Set | 1 | 12000 | Approved
The Ramdulari | CLUB | Swimming Pool Systems | Swimming Pool | WO/RP/RP06/2 | WATCO INDIA | UV- CUM OZONE UNIT | UV- CUM OZONE UNIT The system we are offering is the combination of Ozone & UVC integrated into a smartly design purifier to insure the fresh & healthy Pool water with the Possibility of using minimum use of Chlorine. (i) Product Description: - UV-C OZONE 75W UV-C OZONE 75W Type 75.000 /75W Maximum current 0,57A Item code BH03752 Lamp wattage 75W Barcode 8714404034944 Lamp type Ozone lamp 75W Rec. ow 18 m³/h Copper ionizer - Performance at rec. ow 30 MJ/cm² Ozone ü - 0,6 gr/h Timer ü Max. ow 23 m³/h Replace lamp alert üMax. Pressure 2 bar Dosing pump - Diameter unit Ø 72 mm Flow switch - Length unit 100 cm Weight 6,0 Kg Diameter in-outlet Ø 63 mm | Nos | 2 | 67500 | Approved
The Ramdulari | CLUB | Hardscape |  | WO/RP/RP06/3 | WATCO INDIA | Fountain in Terrace 26th Floor | Fountain in Terrace 26th Floor |  | 0 | 0 | Approved
The Ramdulari | CLUB | Hardscape |  | WO/RP/RP06/3 | WATCO INDIA | WATER FEATURE | 1. WATER FEATURE a) 01 Nos. – Perforated Pipe. b) 02 Nos - High Pressure Pump open well submersible pump. | Set | 1 | 30000 | Approved
The Ramdulari | CLUB | Hardscape |  | WO/RP/RP06/3 | WATCO INDIA | PUDDLE FLANGES | PUDDLE FLANGES a) 01 Lot - Paddle Flanges OF suitable sizes for Water Body. b) 01 Lot - Electrical Conduits for Under Water Lights | Set | 1 | 2000 | Approved
The Ramdulari | CLUB | Hardscape |  | WO/RP/RP06/3 | WATCO INDIA | POOL DECORATIVE EQUIPMENT | POOL DECORATIVE EQUIPMENT A. Under Water Light 04 Nos - IP 68 LED SS Under Water Light 18 Watt ,12 volt with Power Supply with Stand. Make : Aqua Europe. | Nos | 4 | 5000 | Approved
The Ramdulari | CLUB | Hardscape |  | WO/RP/RP06/3 | WATCO INDIA | CABLING CHARGES FOR LIGHT | CABLING CHARGES FOR LIGHT a) 04 Jobs - Electrical cabling from the individual Pool lights via. Step-down transformer the switch board. b) 04 Jobs - MCB Switches with Switch Board for Under Water Lights. Make : Wire Mecab/Polly Cab Switches /MSB /DB - Havellls | Nos | 4 | 1875 | Approved
The Ramdulari | CLUB | Hardscape |  | WO/RP/RP06/3 | WATCO INDIA | . PLUMBING | . PLUMBING One Lot - P.V.C. pipe and valves, fittings etc complete for the following: 1. Water Feature Pump outlet to Trench. 2. Perforated High Pressure Pipe in Trench. 3. Strainer in suction Side of the Pump. 4. Interconnecting piping for pump. 5. Pump outlet common header to filter inlet. 6. Bypass Line for the Pumps to regulate flow. Make: Astral/Supreme | Job | 1 | 30000 | Approved
The Ramdulari | CLUB | Hardscape |  | WO/RP/RP06/3 | WATCO INDIA | ELECTRICAL WORKS | ELECTRICAL WORKS The job includes the following work. a) 01 Job - Providing electrical motor starter with ICTPN switches for re-circulating pump-sets, and Water Feature Pump. b). 01 Job - Necessary cables for Pannel/Starter to Pumps . Make: L & T /Havells/Pollycab | Job | 1 | 7000 | Approved
The Ramdulari | CLUB | Hardscape |  | WO/RP/RP06/3 | WATCO INDIA | INSTALLATION& COMMISSIONING. | INSTALLATION& COMMISSIONING. 01 Job - Includes the Following:- a) Providing details Mechanical Drawing. b) Placing necessary Puddle Flanges before casting of the after Body c) Installation of the Mechanical equipment supplied by us. d) Commission of the equipment e) Training your representative how to operate the pool for 4 to 5 days including cost of chemical. | Job | 1 | 5000 | Approved
Primarc Aadvika | COMMON INFRASTRUCTURE | Consultancy Charges | FIRE SAFETY CONSULTANT | WO/HW1/PHW2/20 | SD FIRETECH CONSULTANT | Consultancy Services for Implementation of Fire Detection & Fire Fighting System | Consultancy Services for Implementation of Fire Detection and Fire Fighting system at Residential project. | Lump Sum | 1 | 500000 | Approved
Primarc Aahana | COMMON INFRASTRUCTURE | Consultancy Charges | FIRE SAFETY CONSULTANT | WO/AAH/AAH02/7 | Sekhar Dey | Consultancy Services for Implementation of Fire Detection & Fire Fighting System | Consultancy Services for Implementation of Fire Detection & Fire Fighting System Work at Residential project (G+16). | Lump Sum | 1 | 275000 | Approved
The Ramdulari | COMMON INFRASTRUCTURE | Hardscape |  |  |  | Water Fountain at Ground Floor | Water Fountain at Ground Floor |  |  |  | Approved
The Ramdulari | COMMON INFRASTRUCTURE | Hardscape |  |  |  | MECHANICAL EQUIPMENT | 01. MECHANICAL EQUIPMENT 1 No - Perforated Pipes a) 01 Nos - High Pressure Pump. b) 01 Nos - Suction Drain. | Set |  |  | Approved
The Ramdulari | COMMON INFRASTRUCTURE | Hardscape |  |  |  | FILTER SYSTEM | 02. FILTER SYSTEM 01Nos. - Self priming re-circulating pump-sets with pre filter complete Coupled to an electric motor for re-circulating pool water, Mounted on a common base plate (01 working and 01 stand-by). Flow Rate : 6 M3 per hour at 12 Meter Head each Pump Rating : 0.75 HP Make : AQUA 01 Nos. – Filtration Plant of FRP complete with filter media, Internal piping, multiport valve, pressure gauze etc. Flow Rate : 6 M3 per hour at 10-12 Meter Head each Filter Diameter : 450 mm Make : AQUA | Set |  |  | Approved
The Ramdulari | COMMON INFRASTRUCTURE | Hardscape |  |  |  | PUDDLE FLANGES | . PUDDLE FLANGES a) 01 Lot - Paddle Flanges OF suitable sizes for Water Body. b) 01 Lot - Electrical Conduits for Under Water Lights | Lot |  |  | Approved
The Ramdulari | COMMON INFRASTRUCTURE | Hardscape |  |  |  | POOL BASIN | POOL BASIN EQUIPMENT 04 Nos . - Inlet Nozzles for Swimming pool | Nos. |  |  | Approved
The Ramdulari | COMMON INFRASTRUCTURE | Hardscape |  |  |  | POOL DECORATIVE EQUIPMENT | POOL DECORATIVE EQUIPMENT A. Under Water Light 05 Nos - Stand Light 03 Nos - Wall Light Make : Aqua Europe. | Nos |  |  | Approved
The Ramdulari | COMMON INFRASTRUCTURE | Hardscape |  |  |  | CABLING CHARGES FOR LIGHT | a) 08 Jobs - Electrical cabling from the individual Pool lights via. Step-down transformer the switch board. b) 08 Jobs - MCB Switches with Switch Board for Under Water Lights. Make : Wire Mecab/Polly Cab Switches /MSB /DB - Havellls | Nos |  |  | Approved
The Ramdulari | COMMON INFRASTRUCTURE | Hardscape |  |  |  | PLUMBING | PLUMBING One Lot - P.V.C. pipe and valves, fittings etc complete for the following: 1. Water Feature Pump outlet to Trench. 2. Perforated High Pressure Pipe in Trench. 3. Strainer in suction Side of the Pump. 4. Interconnecting piping for pump. 5. Pump outlet common header to filter inlet. 6. Bypass Line for the Pumps to regulate flow. 7. Water body to Pump Suction | Job |  |  | Approved
The Ramdulari | COMMON INFRASTRUCTURE | Hardscape |  |  |  | ELECTRICAL WORKS | ELECTRICAL WORKS The job includes the following work. a) 01 Job - Providing electrical motor starter with ICTPN switches for re-circulating pump-sets, and Water Feature Pump. b). 01 Job - Necessary cables for Pannel/Starter to Pumps . Make: L & T /Havells/Pollycab | Job |  |  | Approved
The Ramdulari | COMMON INFRASTRUCTURE | Hardscape |  |  |  | INSTALLATION& COMMISSIONING. | INSTALLATION& COMMISSIONING. 01 Job - Includes the Following:- a) Providing details Mechanical Drawing. b) Placing necessary Puddle Flanges before casting of the after Body c) Installation of the Mechanical equipment supplied by us. d) Commission of the equipment e) Training your representative how to operate the pool for 4 to 5 days including cost of chemical. | Job |  |  | Approved
The Ramdulari | COMMON INFRASTRUCTURE | Landscaping | Hardscape | WO/RP/RP03/34 | WATCO INDIA | Water Fountain at Ground Floor | Water Fountain at Ground Floor |  | 0 | 0 | Approved
The Ramdulari | COMMON INFRASTRUCTURE | Landscaping | Hardscape | WO/RP/RP03/34 | WATCO INDIA | MECHANICAL EQUIPMENT | 01. MECHANICAL EQUIPMENT 1 No - Perforated Pipes a) 01 Nos - High Pressure Pump. b) 01 Nos - Suction Drain. | Set | 1 | 45000 | Approved
The Ramdulari | COMMON INFRASTRUCTURE | Landscaping | Hardscape | WO/RP/RP03/34 | WATCO INDIA | FILTER SYSTEM | 02. FILTER SYSTEM 01Nos. - Self priming re-circulating pump-sets with pre filter complete Coupled to an electric motor for re-circulating pool water, Mounted on a common base plate (01 working and 01 stand-by). Flow Rate : 6 M3 per hour at 12 Meter Head each Pump Rating : 0.75 HP Make : AQUA 01 Nos. – Filtration Plant of FRP complete with filter media, Internal piping, multiport valve, pressure gauze etc. Flow Rate : 6 M3 per hour at 10-12 Meter Head each Filter Diameter : 450 mm Make : AQUA | Set | 1 | 40000 | Approved
The Ramdulari | COMMON INFRASTRUCTURE | Landscaping | Hardscape | WO/RP/RP03/34 | WATCO INDIA | PUDDLE FLANGES | PUDDLE FLANGES a) 01 Lot - Paddle Flanges OF suitable sizes for Water Body. b) 01 Lot - Electrical Conduits for Under Water Lights | Lot | 1 | 1000 | Approved
The Ramdulari | COMMON INFRASTRUCTURE | Landscaping | Hardscape | WO/RP/RP03/34 | WATCO INDIA | POOL BASIN | POOL BASIN EQUIPMENT 04 Nos . - Inlet Nozzles for Swimming pool | Nos | 4 | 500 | Approved
The Ramdulari | COMMON INFRASTRUCTURE | Landscaping | Hardscape | WO/RP/RP03/34 | WATCO INDIA | POOL DECORATIVE EQUIPMENT | POOL DECORATIVE EQUIPMENT A. Under Water Light 05 Nos - Stand Light 03 Nos - Wall Light Make : Aqua Europe. | Nos | 8 | 5000 | Approved
The Ramdulari | COMMON INFRASTRUCTURE | Landscaping | Hardscape | WO/RP/RP03/34 | WATCO INDIA | CABLING CHARGES FOR LIGHT | a) 08 Jobs - Electrical cabling from the individual Pool lights via. Step-down transformer the switch board. b) 08 Jobs - MCB Switches with Switch Board for Under Water Lights. Make : Wire Mecab/Polly Cab Switches /MSB /DB - Havellls | Nos | 8 | 1875 | Approved
The Ramdulari | COMMON INFRASTRUCTURE | Landscaping | Hardscape | WO/RP/RP03/34 | WATCO INDIA | PLUMBING | PLUMBING One Lot - P.V.C. pipe and valves, fittings etc complete for the following: 1. Water Feature Pump outlet to Trench. 2. Perforated High Pressure Pipe in Trench. 3. Strainer in suction Side of the Pump. 4. Interconnecting piping for pump. 5. Pump outlet common header to filter inlet. 6. Bypass Line for the Pumps to regulate flow. 7. Water body to Pump Suction | Job | 1 | 45000 | Approved
The Ramdulari | COMMON INFRASTRUCTURE | Landscaping | Hardscape | WO/RP/RP03/34 | WATCO INDIA | ELECTRICAL WORKS | LECTRICAL WORKS The job includes the following work. a) 01 Job - Providing electrical motor starter with ICTPN switches for re-circulating pump-sets, and Water Feature Pump. b). 01 Job - Necessary cables for Pannel/Starter to Pumps . Make: L & T /Havells/Pollycab | Job | 1 | 12000 | Approved
The Ramdulari | COMMON INFRASTRUCTURE | Landscaping | Hardscape | WO/RP/RP03/34 | WATCO INDIA | INSTALLATION& COMMISSIONING. | INSTALLATION& COMMISSIONING. 01 Job - Includes the Following:- a) Providing details Mechanical Drawing. b) Placing necessary Puddle Flanges before casting of the after Body c) Installation of the Mechanical equipment supplied by us. d) Commission of the equipment e) Training your representative how to operate the pool for 4 to 5 days including cost of chemical. | Job | 1 | 7000 | Approved
Primarc Aadvika | EXPERIENCE CENTER | Softscape |  | WO/HW1/PHW3/22 | THE GREEN VIEW | Golden pothos | Golden pothos Hight- 1' | Nos | 18 | 57 | Approved
Primarc Aadvika | EXPERIENCE CENTER | Softscape |  | WO/HW1/PHW3/22 | THE GREEN VIEW | Snake plant | Snake plant Hight- 1.5' | Nos | 11 | 72 | Approved
Primarc Aadvika | EXPERIENCE CENTER | Softscape |  | WO/HW1/PHW3/22 | THE GREEN VIEW | Areca palm | Areca palm Hight- 2.5' | Nos | 5 | 122 | Approved
Primarc Aadvika | EXPERIENCE CENTER | Softscape |  | WO/HW1/PHW3/22 | THE GREEN VIEW | ZZ plant | ZZ plant Hight- 2' | Nos | 4 | 897 | Approved
Primarc Aadvika | EXPERIENCE CENTER | Softscape |  | WO/HW1/PHW3/22 | THE GREEN VIEW | Zebra plant | Zebra plant Hight- 1' | Nos | 5 | 522 | Approved
Primarc Aadvika | EXPERIENCE CENTER | Softscape |  | WO/HW1/PHW3/22 | THE GREEN VIEW | Fern | Fern Hight- 1' | Nos | 8 | 52 | Approved
Primarc Aadvika | EXPERIENCE CENTER | Softscape |  | WO/HW1/PHW3/22 | THE GREEN VIEW | Peace Lily | Peace Lily Hight- 1' | Nos | 4 | 62 | Approved
Primarc Aadvika | EXPERIENCE CENTER | Softscape |  | WO/HW1/PHW3/22 | THE GREEN VIEW | Aglonema pink valentine | Aglonema pink valentine Hight- 2' | Nos | 5 | 347 | Approved
Primarc Aadvika | EXPERIENCE CENTER | Softscape |  | WO/HW1/PHW3/23 | Green View | Maintenance Work | Maintenance work by deputing Gardener on daily basis for various type of landscape work as per instruction of E-I-C. (8.00 hours working per day including lunch break-26 day working in a month).Supply of miscellaneous materials including organic & inorganic manures, insecticide / pesticide & required tools & tackles etc for maintenance of softscape area. Period :- | Monthly | 6 | 20000 | Approved
Primarc Aadvika | EXPERIENCE CENTER | Softscape |  | WO/HW1/PHW3/23 | Green View | Plantation Charges for Indoor Plants | Plantation Charges for Indoor Plants | Nos | 60 | 3 | Approved
Primarc Aadvika | EXPERIENCE CENTER | Hardscape |  | WO/HW1/PHW3/17 | Sarmistha Enterprise | Charges for providing and fixing MS Gate | Charges for providing and fixing MS Gate fabrication with 50x50x3.2 mm Square Hollow Section with Blue scope Sheet (Brand- Jindal/Bhusan, Colour- Blue) including one coat Red oxide primer on MS sections, Transportation, loading-unloading, shifting & lifting to place and erection as per direction of EIC. 2 Nos Gate (4500x2400) & (1200x2400) | Sq.Ft. | 147.25 | 300 | Approved
The Ramdulari | PRE-CONSTRUCTION PHASE | Borewell Installation |  | WO/RP/RP01/52 | D.S.P Pumps | Borewell Installation | Labour Charges for installation of 200 X 150mm depth 90 mtrs Tube well: i) Structural Fittings ii) Pilot Boring & Sand Cheecking iii) Boring, Sinking & Lowering iv) Fitting pipe strainer & bottom plug. v) Development with air compressor vi) Installation pump motor set vii) Gravel 3/16 size, cowdung, Bentonite powder & Transportation including viii) Electrologing charges | Lump Sum | 1 | 90000 | Approved
The Ramdulari | PRE-CONSTRUCTION PHASE | Borewell Installation |  | WO/RP/RP01/52 | D.S.P Pumps | Water testing (Chemical & bacteriological) | Charges for conducting Water testing for Chemical & Bacteriological and submission of test report as per direction of Engineer-In-Charge. | Lump Sum | 1 | 5000 | Approved
Primarc Chambers | BLOCK | Civil | Sub & Super Structure Work | WO/PCH/PC01/5 | RAJ TRIMURTI INFRAPROJECT PVT. LTD. | Hire and labour charges for scaffolding | Hire and labour charges for scaffolding work as per direction of Engineer-In-Charge. |  | 0 | 0 | Approved
Primarc Chambers | BLOCK | Civil | Sub & Super Structure Work | WO/PCH/PC01/5 | RAJ TRIMURTI INFRAPROJECT PVT. LTD. | Hire and labour charges for scaffolding | Hire and labour charges for scaffolding work as per direction of Engineer-In-Charge. | Cum. | 1392.13 | 107 | Approved
The Ramdulari | PRE-CONSTRUCTION PHASE | Plumbing/Sanitory |  | WO/RP/RP01/53 | MOHINI HIGHTECH MOTOR STORES | Repairing Work of 5.0HP Submersible Pump. | Repairing Work of 5.0HP Submersible Pump with Following Spares. |  | 0 | 0 | Approved
The Ramdulari | PRE-CONSTRUCTION PHASE | Plumbing/Sanitory |  | WO/RP/RP01/53 | MOHINI HIGHTECH MOTOR STORES | Re-winding Motor with supply of wire | Re-winding Motor with supply of wire | Job | 1 | 7500 | Approved
The Ramdulari | PRE-CONSTRUCTION PHASE | Plumbing/Sanitory |  | WO/RP/RP01/53 | MOHINI HIGHTECH MOTOR STORES | Upper and Lower Bush change | Upper and Lower Bush change | Pcs. | 4 | 625 | Approved
The Ramdulari | PRE-CONSTRUCTION PHASE | Plumbing/Sanitory |  | WO/RP/RP01/53 | MOHINI HIGHTECH MOTOR STORES | Rotor Grinding | Rotor Grinding | Job | 1 | 300 | Approved
The Ramdulari | PRE-CONSTRUCTION PHASE | Plumbing/Sanitory |  | WO/RP/RP01/53 | MOHINI HIGHTECH MOTOR STORES | Thrust plate/Thrust bearing change | Thrust plate/Thrust bearing change | Job | 2 | 1500 | Approved
The Ramdulari | PRE-CONSTRUCTION PHASE | Plumbing/Sanitory |  | WO/RP/RP01/53 | MOHINI HIGHTECH MOTOR STORES | Neck Ring Change | Neck Ring Change | Job | 1 | 600 | Approved
The Ramdulari | PRE-CONSTRUCTION PHASE | Plumbing/Sanitory |  | WO/RP/RP01/53 | MOHINI HIGHTECH MOTOR STORES | Impeller Machining | Impeller Machining | Job | 1 | 150 | Approved
The Ramdulari | PRE-CONSTRUCTION PHASE | Plumbing/Sanitory |  | WO/RP/RP01/53 | MOHINI HIGHTECH MOTOR STORES | Seal Change | Seal Change | Job | 1 | 1350 | Approved
The Ramdulari | PRE-CONSTRUCTION PHASE | Plumbing/Sanitory |  | WO/RP/RP01/53 | MOHINI HIGHTECH MOTOR STORES | Repairing Work of 3.0HP Sump Pump. | Repairing Work of 3.0HP Sump Pump with Following Spares. |  | 0 | 0 | Approved
The Ramdulari | PRE-CONSTRUCTION PHASE | Plumbing/Sanitory |  | WO/RP/RP01/53 | MOHINI HIGHTECH MOTOR STORES | Re-winding Motor with supply of wire | Re-winding Motor with supply of wire | Job | 1 | 5600 | Approved
The Ramdulari | PRE-CONSTRUCTION PHASE | Plumbing/Sanitory |  | WO/RP/RP01/53 | MOHINI HIGHTECH MOTOR STORES | Mechanical Seal change | Mechanical Seal change | Job | 1 | 4800 | Approved
The Ramdulari | PRE-CONSTRUCTION PHASE | Plumbing/Sanitory |  | WO/RP/RP01/53 | MOHINI HIGHTECH MOTOR STORES | Upper and lower bearing change | Upper and lower bearing change | Pcs. | 2 | 1100 | Approved
The Ramdulari | PRE-CONSTRUCTION PHASE | Plumbing/Sanitory |  | WO/RP/RP01/53 | MOHINI HIGHTECH MOTOR STORES | Water Seal Change | Water Seal Change | Pcs. | 1 | 800 | Approved
The Ramdulari | PRE-CONSTRUCTION PHASE | Plumbing/Sanitory |  | WO/RP/RP01/53 | MOHINI HIGHTECH MOTOR STORES | O' Ring change | O' Ring change | Pcs. | 4 | 150 | Approved
The Ramdulari | PRE-CONSTRUCTION PHASE | Plumbing/Sanitory |  | WO/RP/RP01/53 | MOHINI HIGHTECH MOTOR STORES | Transformer Oil Change | Transformer Oil Change | Ltrs. | 3 | 200 | Approved
AARANYA | EXPERIENCE CENTER | Painting | External Painting | WO/PKB/PKX/10 | INTERIO HUB | Paiting Work on Puff Panal Sheet | Providing & applying one coat of epoxy primer followed by two coat of epoxy paint over the PUFF panel sheet using spray method after removing the protecting laminate, including labour, tools-tackle, machinery & loading-unloading charges all complete as per direction of Engineer-in-charge. Approved Brand: Asian Paint/Berger or Equivalent Approved Colour: Dark Grey | Sq.Ft. | 4545 | 30 | Amended & Approved
Primarc Aadvika | OVERHEAD | Housekeeping |  | WO/HW1/PHW4/4 | Integrated Security Service | Providing HK cum Office boy at Site | Providing One (01) HK cum Office peon@11 hrs. daily basis for full month except Sunday Including NH & Management fees, at site office, from 1st Apr'2025 to 30th Jun'2025. | Head | 2.308 | 15477 | Approved
BHOPAL - COMMERCIAL | MARKETING | Marketing Office | Interior Works | WO/BPC/BPC4/5 | INGRAIN ARRIVA SPACE SOLUTIONS PRIVATE LIMITED | Interior Work at Marketing Office as per drawing and direction of Engineer-In-Charge. | Interior Work at Marketing Office as per drawing and direction of Engineer-In-Charge. |  | 0 | 0 | Amended & Approved
BHOPAL - COMMERCIAL | MARKETING | Marketing Office | Interior Works | WO/BPC/BPC4/5 | INGRAIN ARRIVA SPACE SOLUTIONS PRIVATE LIMITED | Providing & laying at lounge/waiting area Tile Make Simpolo- Warm grey 800x2400mm | Providing & laying at lounge/waiting area Tile Make Simpolo- Warm grey 800x2400mm to be fitted with adhesive making grooves with 4mm spacers and epoxy grouting as per dwg and details and as per the instruction of the site-incharge (Main Area ) | Sq.Ft. | 1161.75 | 402 | Approved
BHOPAL - COMMERCIAL | MARKETING | Marketing Office | Interior Works | WO/BPC/BPC4/5 | INGRAIN ARRIVA SPACE SOLUTIONS PRIVATE LIMITED | Providing and laying Dado/Wall tiles -Mono Grey-800x1600 | Providing and laying Dado/Wall tiles with epoxy grout with 4mm spacer of anti skid vitrified tiles to be fitted with adhesive , make-Simpolo, all complete as per drawings & details Mono Grey-800x1600 Base Full Height (Toilet Wall) | Sq.Ft. | 364.65 | 294 | Approved
BHOPAL - COMMERCIAL | MARKETING | Marketing Office | Interior Works | WO/BPC/BPC4/5 | INGRAIN ARRIVA SPACE SOLUTIONS PRIVATE LIMITED | Providing and laying floor tiles-Mono Grey-800x1600 | Providing and laying floor tiles with epoxy grout with 4mm spacer of anti skid floor vitrified tiles to be fitted with adhesive , make-Simpolo all complete as per drawings & details Mono Grey-800x1600 Base (Toilet) | Sq.Ft. | 59.32 | 274 | Approved
BHOPAL - COMMERCIAL | MARKETING | Marketing Office | Interior Works | WO/BPC/BPC4/5 | INGRAIN ARRIVA SPACE SOLUTIONS PRIVATE LIMITED | Providing & laying Simpolo- Desert grey 600x600mm | Providing & laying Simpolo- Desert grey 600x600mm to be fitted with adhesive on floor & wall making grooves with 2mm spacers and epoxy grouting as per dwg and details and as per the instruction of the site-incharge.(at pantry, storage & store ) | Sq.Ft. | 127.1 | 245 | Approved
BHOPAL - COMMERCIAL | MARKETING | Marketing Office | Interior Works | WO/BPC/BPC4/5 | INGRAIN ARRIVA SPACE SOLUTIONS PRIVATE LIMITED | Providing and fixing of flooring (Slate-SHS1404K-Dark Grey) | Providing and fixing of flooring (Slate-SHS1404K-Dark Grey) including cost of suitable adhesive using carpet tiles yarn type Nylon, guage 1/10, pile height 4.0mm, tile size- 500x500mm for heavy commercial use to be provided inisde meeting room, theater, conference & office area | Sq.Ft. | 942 | 221 | Approved
BHOPAL - COMMERCIAL | MARKETING | Marketing Office | Interior Works | WO/BPC/BPC4/5 | INGRAIN ARRIVA SPACE SOLUTIONS PRIVATE LIMITED | Providing and fixing of 18mm thick rubber wood plank | Providing and fixing of 18mm thick rubber wood plank on MS staircase steps and mezz floor with 12mm thick rubber wood proper levelling to be done with base 12mm plywood and fixing with good quality adhesive and as per herringbone pattern (plank size- 550x90mm) | Sq.Ft. | 609.61 | 343 | Approved
BHOPAL - COMMERCIAL | MARKETING | Marketing Office | Interior Works | WO/BPC/BPC4/5 | INGRAIN ARRIVA SPACE SOLUTIONS PRIVATE LIMITED | Providing and fixing of 18mm thick 100mm ht CP teak wooden skirting | Providing and fixing of 18mm thick 100mm ht CP teak wooden skirting and door/frame architrave in the lounge, meeting, conference, theater complete as per drawings & details. | Rft | 1082.8 | 319 | Approved
BHOPAL - COMMERCIAL | MARKETING | Marketing Office | Interior Works | WO/BPC/BPC4/5 | INGRAIN ARRIVA SPACE SOLUTIONS PRIVATE LIMITED | Providing and fixing of black galaxy granite counter | Providing and fixing of black galaxy granite counter for pantry and toilet wash basin edges to be finished with 5mm chamfer and polish | Sq.Ft. | 39.1 | 980 | Approved
BHOPAL - COMMERCIAL | MARKETING | Marketing Office | Interior Works | WO/BPC/BPC4/5 | INGRAIN ARRIVA SPACE SOLUTIONS PRIVATE LIMITED | Providing and laying of 150mm high steps structure | Providing and laying of theater room 150mm high steps structure to be made with MS framework fitted with 19mm plywood with proper levelling and required hardware as per the instruction of site in-charge | Sq.Ft. | 161.5 | 245 | Approved
BHOPAL - COMMERCIAL | MARKETING | Marketing Office | Interior Works | WO/BPC/BPC4/5 | INGRAIN ARRIVA SPACE SOLUTIONS PRIVATE LIMITED | Providing and fixing of 12mm thk Calcium silicate board | Providing and fixing of 12mm thk Calcium silicate board 2 x 2 grid ceiling with GI channel and fixing accessories for toilet, pantry and store as per drawing | Sq.Ft. | 286.62 | 167 | Approved
BHOPAL - COMMERCIAL | MARKETING | Marketing Office | Interior Works | WO/BPC/BPC4/5 | INGRAIN ARRIVA SPACE SOLUTIONS PRIVATE LIMITED | Providing and fixing of 12mm gypsum board | Providing and fixing of 12mm gypsum board ceiling with GI channel and fixing accessories for ground floor waiting/passage, mezz passage and conference room as per drawing | Sq.Ft. | 413.98 | 108 | Approved
BHOPAL - COMMERCIAL | MARKETING | Marketing Office | Interior Works | WO/BPC/BPC4/5 | INGRAIN ARRIVA SPACE SOLUTIONS PRIVATE LIMITED | Providing and fixing of 12mm Anutone ceiling board | Providing and fixing of 12mm Anutone ceiling board (Natural) with GI channel and fixing accessories for meeting room, theater room, Conference room and office as per drawing | Sq.Ft. | 738.25 | 764 | Approved
BHOPAL - COMMERCIAL | MARKETING | Marketing Office | Interior Works | WO/BPC/BPC4/5 | INGRAIN ARRIVA SPACE SOLUTIONS PRIVATE LIMITED | Providing and fixing single skin 75mm thick partition with gypsum board | Providing and fixing single skin 75mm thick partition structure to be made with 50x50mm aluminium box section with 600x600 grid, to be fitted with of both side 12mm thick gypsum board with joint filling and inside to be filled with 48kg 50mm rock wool slabs for maintaning acoustic at evey 600mm GI section complete line and level as per drawing and instruction of site in-charge | Sq.Ft. | 1103.64 | 372 | Approved
BHOPAL - COMMERCIAL | MARKETING | Marketing Office | Interior Works | WO/BPC/BPC4/5 | INGRAIN ARRIVA SPACE SOLUTIONS PRIVATE LIMITED | Providing and fixing single skin 75mm thick partition with ply board | Providing and fixing single skin 75mm thick partition structure to be made with 50x50mm aluminium box section with 600x600 grid, to be fitted with of both side 12mm thick ply board finish with 1mm Merino laminate inside to be filled with 48kg 50mm rock wool slabs for maintaning acoustic at evey 600mm GI section complete line and level as per drawing and instruction of site in-charge | Sq.Ft. | 326.6 | 637 | Approved
BHOPAL - COMMERCIAL | MARKETING | Marketing Office | Interior Works | WO/BPC/BPC4/5 | INGRAIN ARRIVA SPACE SOLUTIONS PRIVATE LIMITED | Providing and fixing single skin 50mm thick fabric padding wall cladding fitted with 12mm thick foam and fabric | Providing and fixing single skin 50mm thick fabric padding wall cladding with with cove structure for lighting purpose to be made with 25x50mm aluminium box section with 600x600 grid fitted with 12mm ply, to be fitted with 12mm thick foam and fabric as per spec. Drawing and elevation to complete line and level for theater room as per drawing and instruction of site in-charge | Sq.Ft. | 483.1 | 627 | Approved
BHOPAL - COMMERCIAL | MARKETING | Marketing Office | Interior Works | WO/BPC/BPC4/5 | INGRAIN ARRIVA SPACE SOLUTIONS PRIVATE LIMITED | Providing and fixing single skin 50mm thick fabric padding wall cladding fitted with 8mm LEBEN veneer fluted natural panel | Providing and fixing single skin 50mm thick fabric padding wall cladding to be made with 25x50mm aluminium box section with 600x600 grid fitted with 12mm ply, to be fitted with 8mm LEBEN veneer fluted natural panel as per spec. Drawing and elevation to complete line and level for waiting area as per drawing and instruction of site in-charge | Sq.Ft. | 857.9 | 637 | Approved
BHOPAL - COMMERCIAL | MARKETING | Marketing Office | Interior Works | WO/BPC/BPC4/5 | INGRAIN ARRIVA SPACE SOLUTIONS PRIVATE LIMITED | Providing & fixing of Modular Aluminum single glazed partitioning | Providing & fixing of Modular Aluminum single glazed partitioning with 10mm thick clear toughened glass with aluminum frame of approved make with rubber gasket as per manufacturer specification. Including fitted with in built locking arrangement, glazing clips and all other necessary fittings, fixtures, adhesives and joineries, cutting glass of approved make to requisite shape and size fitting as per drawing. | Sq.Ft. | 491.4 | 735 | Approved
BHOPAL - COMMERCIAL | MARKETING | Marketing Office | Interior Works | WO/BPC/BPC4/5 | INGRAIN ARRIVA SPACE SOLUTIONS PRIVATE LIMITED | Providing & fixing Glass door | Providing & fixing Glass door 10mm toughened with 900mm Geogian bar handle size- 800 x 3000mm | Nos | 5 | 44100 | Approved
BHOPAL - COMMERCIAL | MARKETING | Marketing Office | Interior Works | WO/BPC/BPC4/5 | INGRAIN ARRIVA SPACE SOLUTIONS PRIVATE LIMITED | Providing & fixing Theater room acoustic door | Providing & fixing Theater room acoustic door with one side finish with fabric padding and other side with 1mm laminate fitted with 900mm geogian bar handle 1100 x 3000mm | Nos | 1 | 80360 | Approved
BHOPAL - COMMERCIAL | MARKETING | Marketing Office | Interior Works | WO/BPC/BPC4/5 | INGRAIN ARRIVA SPACE SOLUTIONS PRIVATE LIMITED | Providing & fixing 32mm flush doo | Providing & fixing 32mm flush door both side finish with 1mm laminate with 900mm geogian bar handle 800 x 3000mm (Toilet, pantry & store) | Nos | 5 | 34300 | Approved
BHOPAL - COMMERCIAL | MARKETING | Marketing Office | Interior Works | WO/BPC/BPC4/5 | INGRAIN ARRIVA SPACE SOLUTIONS PRIVATE LIMITED | Providing and applying 1 coat of primer & three coats Paints | Providing and applying 1 coat of primer & three coats with Asian Paints acrylic emulsion paint applied evenly to give approved matt finish, including preparation of surface and coat of approved primer complete as per specifications. | Sq.Ft. | 2716.55 | 36 | Approved
BHOPAL - COMMERCIAL | MARKETING | Marketing Office | Interior Works | WO/BPC/BPC4/5 | INGRAIN ARRIVA SPACE SOLUTIONS PRIVATE LIMITED | Providing and applying 1 coat of primer & finish with Asian Paints acrylic Dune Halo texture paint | Providing and applying 1 coat of primer & finish with Asian Paints acrylic Dune Halo texture paint application as per spec, including preparation of surface and coat of approved primer complete as per specifications. | Sq.Ft. | 1042.35 | 172 | Approved
SOUTHWINDS PROJECT LLP (PHASE - III & IV) | OVERHEAD PHASE - III & IV | Security Expenditure |  | WO/SP34/OP34/44 | NIS MANAGEMENT LIMITED | Security Guard and Supervisor. | Providing Security Guard@12 hrs. daily basis for 30/31 days in a month including reliever, NH & management fees, 02, nos S.G from 21st Apr'2025 and 04, nos S.G from 2nd May'2025 to 30th Jun'2025, Total Additional Manpower = 06 nos. | Head | 12.538 | 22822 | Approved
The Ramdulari | BLOCK | Civil | Sub & Super Structure Work |  |  | Core Cutting work | arrying out core cutting in RCC lintel of approximate dimensions Length: 1400mm, Depth: 250mm, Height: 200mm, with core cutting diameter of 125mm. Each lintel shall require a minimum of 6 Nos. core cuts. The scope includes: Dismantling the cut portions into manageable pieces. Safe lowering of debris to the ground floor in bags. Floor protection using sandbags (sand to be supplied by the client). Ensuring complete safety and protection of the finished marble flooring in the lift lobby. All necessary machinery, tools, tackles, transportation, and labour are to be provided by the contractor, and the work shall be executed as per approved drawings and under the direction of the Engineer-in-Charge. Location: Lobby Main Door Portion – from 4th Floor to 19th Floor. | Nos |  |  | Draft
Primarc Chambers | BLOCK | HVAC Works |  | WO/PCH/PC01/34 | UNIVERSAL ENERGY SOLUTIONS PVT. LTD. | Supplying and making end termination with brass/ss double compression glands and aluminium lugs for following size of PVC insulated and PVC sheathed/ XLPE copper conductor cable of 1.1 KV grade as required. | Supplying and making end termination with brass/ss double compression glands and aluminium lugs for following size of PVC insulated and PVC sheathed/ XLPE copper conductor cable of 1.1 KV grade as required. |  | 0 | 0 | Amended & Approved
Primarc Chambers | BLOCK | HVAC Works |  | WO/PCH/PC01/34 | UNIVERSAL ENERGY SOLUTIONS PVT. LTD. | 4C/3C X 6 Sqmm armoured cable gland | 4C/3C X 6 Sqmm armoured cable gland | Nos | 144 | 569 | Approved
The Ramdulari | BLOCK | Civil | Sub & Super Structure Work | WO/RP/RP02/39 | ADRIJA CONSTRUCTION | Core Cutting | Charges for core cutting in RCC lintel of approximate dimensions Length: 1400mm, Depth: 250mm, Height: 200mm, with core cutting diameter of 125mm. Each lintel shall require a minimum of 6 Nos. core cuts. The scope includes: Dismantling the cut portions into manageable pieces. Safe lowering of debris to the ground floor in bags. Floor protection using sandbags (sand to be supplied by the client). Ensuring complete safety and protection of the finished marble flooring in the lift lobby. All necessary machinery, tools, tackles, transportation, and labour are to be provided by the contractor, and the work shall be executed as per approved drawings and under the direction of the Engineer-in-Charge. Location: Lobby Main Door Portion – from 4th Floor to 19th Floor. | Nos | 16 | 3125 | Approved
Primarc Chambers | BLOCK | HVAC Works |  | WO/PCH/PC01/34 | UNIVERSAL ENERGY SOLUTIONS PVT. LTD. | Charges For MS Structure & Cable Tray Installation Work | Charges For MS Structure & Cable Tray Installation Work |  | 0 | 0 | Approved
Primarc Chambers | BLOCK | HVAC Works |  | WO/PCH/PC01/34 | UNIVERSAL ENERGY SOLUTIONS PVT. LTD. | MS structure modification work for ODU Unit Change | MS structure modification work for ODU Unit Change | Lump Sum | 1 | 10000 | Approved
Primarc Chambers | BLOCK | HVAC Works |  | WO/PCH/PC01/34 | UNIVERSAL ENERGY SOLUTIONS PVT. LTD. | Supply, Installation of Medium weight MS structure for supports of ODU Unit Installation. | Supply, Installation of Medium weight MS structure for supports of ODU Unit Installation. | Kg | 250 | 127 | Approved
Primarc Chambers | BLOCK | HVAC Works |  | WO/PCH/PC01/34 | UNIVERSAL ENERGY SOLUTIONS PVT. LTD. | Cable tray dismantling & Re-Installation | Cable tray dismantling & Re-Installation at terrace & 15th Floor approx 220 Rmt | Lump Sum | 1 | 25000 | Approved
Primarc Chambers | BLOCK | Ventilation | TFA | WO/PCH/PC01/35 | UNIVERSAL ENERGY SOLUTIONS PVT. LTD. | TFA AHU dismantling & re-Installation | TFA AHU dismantling & re-Installation at 15th floor | Lump Sum | 1 | 15000 | Approved
Primarc Chambers | BLOCK | Ventilation | Ventilation & Pressurization | WO/PCH/PC01/36 | UNIVERSAL ENERGY SOLUTIONS PVT. LTD. | Fan Dismantling & Re-Installation with all ducting | Charges for 2 Nos Axial Flow Fan Dismantling & Re-Installation with all ducting & Cable termination at 15th floor and 4 Nos Cabinate type fan Dismantling with all ducting & Damper (Approx. ducting 50 Sqmt & 8 Nos damper) & Re-Installation the same with all complete with necessary accessories. | Lump Sum | 1 | 30000 | Approved
Primarc Aadvika | EXPERIENCE CENTER | Electrical |  | WO/HW1/PHW3/7 | A P ELECTRICAL AND ENGINEERS | Supply and installation of 50mm dia 3 mtr long GI perfolated earth Pipe | Supply and installation of 50mm dia 3 mtr long GI perfolated earth Pipe including supply of all connecting acccariess , Nut ,bolt, washer etc to comple in all respect as required as per drawing and direction of engineer in charge. | Nos | 2 | 4400 | Approved
Primarc Aadvika | EXPERIENCE CENTER | Electrical |  | WO/HW1/PHW3/7 | A P ELECTRICAL AND ENGINEERS | Supply and installation of 25 X 6 mm GI earth Strip | Supply and installation of 25 X 6 mm GI earth Strip including supply Nut ,bolt, washer etc ,to comple in all respect as required as per drawing and direction of engineer in charge. | Nos | 20 | 130 | Approved
Primarc Aadvika | OVERHEAD | Pest Control |  | WO/HW1/PHW4/5 | KRISHNA PEST CONTROL PVT.LTD | Pest Control | By-weekly pest control at Dumdum staff mess with GPC, rodent and cockroach treatment, from 01-May-2025 to 31-March-2026 | Months | 11 | 1400 | Approved
The Ramdulari | CLUB | Canopy |  | WO/RP/RP06/4 | Vinayak Fabtech | Supply & Fixing Wire rope Tensile Fabric Roof Work over the Swimming Pool, | Supply, fabrication, and installation of tensile pallets using Valmex FR 580 (580 GSM), Mehler make, FR-certified fabric in the approved colour, including the provision and fixing of 8mm stainless steel (SS) wire ropes, SS fish plates, SS eye bolts, turn buckles, and mild steel (MS) base and ear plates. All MS components shall be treated with one coat of anti-corrosive primer followed by two coats of synthetic enamel paint in the approved shade. The scope includes all necessary hardware, fasteners, and accessories required for proper installation. The work shall be executed as per the provided drawing, ensuring full compliance with the approved design and structural specifications. The quoted rate shall be inclusive of all transportation, loading, and unloading charges. Payment shall be made based on the plan area measurement. Location -Over Swimming Pool | Sq.Ft. | 825 | 600 | Amended & Approved
SOUTHWINDS PROJECT LLP (PHASE - III & IV) | FINISHING PHASE - IV | False Celling |  | WO/SP34/FW4/61 | Veer Enterprises | False Ceiling work at Multipurpose Halls & Office area of Block- 13, 14 (Part - 1), 15 as per BOQ ,dwg and direction of EIC. | False Ceiling -Providing and fixing with Gypsum board 12 mm thk. flat framework comprising of rolled galvanized metal sections consisting of the main channels to run in one direction at 1000mm c/c and secondary ceiling section at 525-650mm c/c in other direction connected to main channel with GI connecting clips of 10 SWG of approved quality. The grids shall be suspended from structural slab by GI strap hangers 15mmx15mm size @ 1000mm C/C both ways from structural support. Gypsum board 12 mm thick is then screwed & fixed to ceiling section, finished with jointing compound, paper tape including necessary scaffolding & tool tackles all complete as per direction of drawing and direction of Engineer-In-Charge |  | 0 | 0 | Approved
SOUTHWINDS PROJECT LLP (PHASE - III & IV) | FINISHING PHASE - IV | False Celling |  | WO/SP34/FW4/61 | Veer Enterprises | Block - 13 | Block - 13 | Sq.Ft. | 688.896 | 70 | Approved
SOUTHWINDS PROJECT LLP (PHASE - III & IV) | FINISHING PHASE - IV | False Celling |  | WO/SP34/FW4/61 | Veer Enterprises | Block - 14 (Part - 1) | Block - 14 (Part - 1) | Sq.Ft. | 645.84 | 70 | Approved
SOUTHWINDS PROJECT LLP (PHASE - III & IV) | FINISHING PHASE - IV | False Celling |  | WO/SP34/FW4/61 | Veer Enterprises | Block - 15 | Block - 15 | Sq.Ft. | 657.519 | 70 | Approved
SOUTHWINDS PROJECT LLP (PHASE - III & IV) | FINISHING PHASE - IV | False Celling |  | WO/SP34/FW4/61 | Veer Enterprises | False Ceiling Cove work at Multipurpose Halls & Office area of Block- 13, 14 (Part - 1), 15 as per BOQ ,dwg and direction of EIC. | False Ceiling Cove -Providing and fixing with Gypsum board 12 mm thk. flat framework comprising of rolled galvanized metal sections consisting of the main channels to run in one direction at 1000mm c/c and secondary ceiling section at 525-650mm c/c in other direction connected to main channel with GI connecting clips of 10 SWG of approved quality. The grids shall be suspended from structural slab by GI strap hangers 15mmx15mm size @ 1000mm C/C both ways from structural support. Gypsum board 12 mm thick is then screwed & fixed to ceiling section, finished with jointing compound, paper tape including necessary scaffolding & tool tackles all complete as per direction of drawing and direction of Engineer-In-Charge |  | 0 | 0 | Approved
SOUTHWINDS PROJECT LLP (PHASE - III & IV) | FINISHING PHASE - IV | False Celling |  | WO/SP34/FW4/61 | Veer Enterprises | Block - 13 | Block - 13 | Rft | 0 | 60 | Approved
SOUTHWINDS PROJECT LLP (PHASE - III & IV) | FINISHING PHASE - IV | False Celling |  | WO/SP34/FW4/61 | Veer Enterprises | Block - 14 (Part - 1) | Block - 14 (Part - 1) | Rft | 176.464 | 60 | Approved
SOUTHWINDS PROJECT LLP (PHASE - III & IV) | FINISHING PHASE - IV | False Celling |  | WO/SP34/FW4/61 | Veer Enterprises | Block - 15 | Block - 15 | Rft | 143.205 | 60 | Approved
SOUTHWINDS PROJECT LLP (PHASE - III & IV) | FINISHING PHASE - IV | False Celling |  | WO/SP34/FW4/61 | Veer Enterprises | Trap Door at Hall work at Multipurpose Halls & Office area of Block- 13, 14 (Part - 1), 15 as per BOQ ,dwg and direction of EIC. | Trap Door At Hall -Providing and fixing of Trap Door made with Gypsum board 12 mm thk. including galvanized metal sections with fittings and fixtures at all 4 peripheries of cut out area and trap door) to,all finishing at all level as per drawing and direction of Engineer-in-Charge. size 2' x 2' |  | 0 | 0 | Approved
SOUTHWINDS PROJECT LLP (PHASE - III & IV) | FINISHING PHASE - IV | False Celling |  | WO/SP34/FW4/61 | Veer Enterprises | Block - 13 | Block - 13 | Nos | 4 | 300 | Approved
SOUTHWINDS PROJECT LLP (PHASE - III & IV) | FINISHING PHASE - IV | False Celling |  | WO/SP34/FW4/61 | Veer Enterprises | Block - 14 (Part - 1) | Block - 14 (Part - 1) | Nos | 4 | 300 | Approved
SOUTHWINDS PROJECT LLP (PHASE - III & IV) | FINISHING PHASE - IV | False Celling |  | WO/SP34/FW4/61 | Veer Enterprises | Block - 15 | Block - 15 | Nos | 4 | 300 | Approved
SOUTHWINDS PROJECT LLP (PHASE - III & IV) | FINISHING PHASE - IV | False Celling |  | WO/SP34/FW4/61 | Veer Enterprises | False Ceiling Toilet Area work at Multipurpose Halls & Office area of Block- 13, 14 (Part - 1), 15 as per BOQ ,dwg and direction of EIC. | False Ceiling Toilet Area including cutting of Trap door area in each Toilet: Providing and fixing with 6mm th. Cement fibre board (Moisture resistant) Flat framework comprising of rolled galvanized metal sections consisting of the main channels to run in one direction at 1000mm c/c and secondary ceiling section at 525-650mm c/c in other direction connected to main channel with GI connecting clips of 10 SWG of approved quality. The grids shall be suspended from structural slab by GI strap hangers 15mm x 15mm size @ 1000mm C/C both ways from structural support.6mm thk. Cement fibre board (Moisture resistant) is then screwed & fixed to ceiling section, finished with jointing compound, paper tape including necessary scaffolding & tool tackles all complete as per direction of drawing and direction of Engineer-In-Charge. Board Brand: Everest / Equivalent Channel Make: Indian Gypsum / Equivalent |  | 0 | 0 | Approved
SOUTHWINDS PROJECT LLP (PHASE - III & IV) | FINISHING PHASE - IV | False Celling |  | WO/SP34/FW4/61 | Veer Enterprises | Block - 13 | Block - 13 | Sq.Ft. | 38.772 | 65 | Approved
SOUTHWINDS PROJECT LLP (PHASE - III & IV) | FINISHING PHASE - IV | False Celling |  | WO/SP34/FW4/61 | Veer Enterprises | Block - 14 (Part - 1) | Block - 14 (Part - 1) | Sq.Ft. | 53.282 | 65 | Approved
SOUTHWINDS PROJECT LLP (PHASE - III & IV) | FINISHING PHASE - IV | False Celling |  | WO/SP34/FW4/61 | Veer Enterprises | Block - 15 | Block - 15 | Sq.Ft. | 35.909 | 65 | Approved
SOUTHWINDS PROJECT LLP (PHASE - III & IV) | FINISHING PHASE - IV | False Celling |  | WO/SP34/FW4/61 | Veer Enterprises | Trap Door at Toilet work at Multipurpose Halls & Office area of Block- 13, 14 (Part - 1), 15 as per BOQ ,dwg and direction of EIC. | Trap Door At Toilet Providing and fixing of Trap Door made with 6 mm Cement Fibre Board including galvanized metal sections with fittings and fixtures at all 4 peripheries of cut out area and trap door) to,all finishing at all level as per drawing and direction of Engineer-in-Charge. size 2' x 2' |  | 0 | 0 | Approved
SOUTHWINDS PROJECT LLP (PHASE - III & IV) | FINISHING PHASE - IV | False Celling |  | WO/SP34/FW4/61 | Veer Enterprises | Block - 13 | Block - 13 | Nos | 0 | 300 | Approved
SOUTHWINDS PROJECT LLP (PHASE - III & IV) | FINISHING PHASE - IV | False Celling |  | WO/SP34/FW4/61 | Veer Enterprises | Block - 14 (Part - 1) | Block - 14 (Part - 1) | Nos | 0 | 300 | Approved
SOUTHWINDS PROJECT LLP (PHASE - III & IV) | FINISHING PHASE - IV | False Celling |  | WO/SP34/FW4/61 | Veer Enterprises | Block - 15 | Block - 15 | Nos | 1 | 300 | Approved
AARANYA | EXPERIENCE CENTER | Water Proofing |  | WO/PKB/PKX/11 | S K CONSTRUCTION | Water proofing work at toilet | "Water proofing work at toilet" : 1. Bore Packing: Preparing the inside surface of core and PVC by roughening using suitable file to get better adhesion prior to packing works. Cleaning the surface by wire brushing followed water-cleaning to remove any laitance or loose flaky particles. Providing necessary formwork for packing the bore using suitable arrangement (depending upon site conditions). Applying a coat of polymer coating using Sika Latex to enhance adhesion between the packing material and other surfaces and Packing the gap using non-shrink cement polymer based grout using Sika Grout 214 or equivalent upto the surface of the bore whilst the Sika latex is in tacky state and then sealing with epoxy/polyester sealant. 2.Chipping and Cleaning of concrete surface to remove dust, oil, grease , loose paint / coating. 3.Groove cutting and halloring work in floor and wall joints with Sika sbr latex (Single Component Acrylic Polymer for cement based waterproof composite coating membrane) modified mortar. 4. Coating Work : Charges towards providing & application of two coats of 2 Comp.Acrylic polymer modified waterproofing slurry coating Sikatop Seal-109 hi, (after application of 1st coat Sikatop Seal 109 hi laying of Fibre glass cloth while the coating is in green stage then application of 2nd coat shall be applied ) as per manufacturer's specification and direction of EIC. After 24 hrs of coating , the same shall be cured for 3-4 days by sprinkling water on it. 5. Protective (Finish) Plastering work : Charges towards providing 8-10mm avg. thick cement Plaster (1:4) admixed with polymer based waterproofing admixture admixed with integral waterproofing compound Sika Plastocrete Plus @ 0.2% by wt. of cement, as per manufacturers specification and direction of EIC. 6. Curing Complete. (Only Cement will be supplied by Client, subjected to reconciliation) | Sq.Ft. | 185 | 48 | Approved
AARANYA | EXPERIENCE CENTER | Water Proofing |  | WO/PKB/PKX/11 | S K CONSTRUCTION | Water proofing work at Roof (Deck slab top +5700mm Lvl) | Water proofing work at Roof (Deck slab top +5700mm Lvl) 1. Surface preparation : Charges towards cleaning the mother slab concrete surface with wire brush, water etc. to remove all loose dirt, dust, cement latience etc., sealing the cracks (if any) by polymer modified mortar enriched with Sika Latex Power etc., including necessary groove cutting along the construction joints, cleaning properly to remove all loose adhering particles, sealing & chamfering the same with fillet of mortar (Cement: sand – 1:4) admixed with Sika Latex Power, all complete as per manufacturers specification & direction of EIC. 2. Coating Work : Charges towards providing & application of two coats of 2 Comp.Acrylic polymer modified waterproofing slurry coating Sikatop Seal-109 hi, (after application of 1st coat Sikatop Seal 109 hi laying of Fibre glass cloth while the coating is in green stage then application of 2nd coat shall be applied ) as per manufacturer's specification and direction of EIC. After 24 hrs of coating , the same shall be cured for 3-4 days by sprinkling water on it. 3. Protective Plastering work : Charges towards providing 8-10mm avg. thick cement Plaster (1:4) admixed with polymer based waterproofing admixture admixed with integral waterproofing compound Sika Plastocrete Plus @ 0.2% by wt. of cement, as per manufacturers specification and direction of EIC. (Only Cement will be supplied by Client, subjected to reconciliation) | Sq.Ft. | 845 | 48 | Approved
AARANYA | EXPERIENCE CENTER | Water Proofing |  | WO/PKB/PKX/11 | S K CONSTRUCTION | ROOF SCREED CONCRETE | ROOF SCREED CONCRETE : Charges towards laying of avg. 60 mm screed concrete in prop. of 1:1.5:3 (1 part cement :1.5 part sand: 3 part aggregate) admixed with integral waterproofing compound Sika Plastocrete Plus @ 0.2% by wt. of cement over the floor area, complete as per specification & direction of EIC. (Only Cement will be supplied by Client, subjected to reconciliation) | Sq.Ft. | 755 | 48 | Approved
BHOPAL - COMMERCIAL | MARKETING | HVAC Works |  | WO/BPC/BPC4/6 | UNIVERSAL ENERGY SOLUTIONS PVT. LTD. | VRV OUTDOOR Units | VRV Outdoor Units : Installation, testing & Commissioning of factory assembled DAIKIN make VRV OUTDOOR Units are complete with compressor, condenser, condenser fan, controller & suitable for R-410A Refrigerant with all accessories to complete the system. |  | 0 | 0 | Approved
BHOPAL - COMMERCIAL | MARKETING | HVAC Works |  | WO/BPC/BPC4/6 | UNIVERSAL ENERGY SOLUTIONS PVT. LTD. | 4-Way Cassette Type IDU's | VRV Indoor Units (4-Way Cassette Type IDU's) : Installation, testing & Commissioning of Fully factory assembled, all wired & tested Indoor Units with cordless remote as per specifications & as required to make the system complete. |  | 0 | 0 | Approved
BHOPAL - COMMERCIAL | MARKETING | HVAC Works |  | WO/BPC/BPC4/6 | UNIVERSAL ENERGY SOLUTIONS PVT. LTD. | 2-Way Cassette Type IDU's | VRV Indoor Units (2-Way Cassette Type IDU's) : Installation, testing & Commissioning of Fully factory assembled, all wired & tested Indoor Units with cordless remote as per specifications & as required to make the system complete. |  | 0 | 0 | Approved
BHOPAL - COMMERCIAL | MARKETING | HVAC Works |  | WO/BPC/BPC4/6 | UNIVERSAL ENERGY SOLUTIONS PVT. LTD. | 1-Way Cassette Type IDU's | VRV Indoor Units (1-Way Cassette Type IDU's) : Installation, testing & Commissioning of Fully factory assembled, all wired & tested Indoor Units with cordless remote as per specifications & as required to make the system complete. |  | 0 | 0 | Approved
BHOPAL - COMMERCIAL | MARKETING | HVAC Works |  | WO/BPC/BPC4/6 | UNIVERSAL ENERGY SOLUTIONS PVT. LTD. | Duct Type IDU"s with Corded Remote | VRV Indoor Units (Duct Type IDU"s with Corded Remote) : Installation, testing & Commissioning of Fully factory assembled, all wired & tested Indoor Units with cordless remote as per specifications & as required to make the system complete. |  | 0 | 0 | Approved
BHOPAL - COMMERCIAL | MARKETING | HVAC Works |  | WO/BPC/BPC4/6 | UNIVERSAL ENERGY SOLUTIONS PVT. LTD. | Supply, Installation of VRV systems including topping R410A gas | Supply, Installation , Commissioning of VRV systems including topping R410A gas as per site requirements. Refrigerant shall be environment friendly R410A. | HP | 24 | 743 | Approved
BHOPAL - COMMERCIAL | MARKETING | HVAC Works |  | WO/BPC/BPC4/6 | UNIVERSAL ENERGY SOLUTIONS PVT. LTD. | Supply, Installation of Refnet Joint for VRV system. | Supply, Installation of Refnet Joint for VRV system. | Nos. | 8 | 3653 | Approved
BHOPAL - COMMERCIAL | MARKETING | HVAC Works |  | WO/BPC/BPC4/6 | UNIVERSAL ENERGY SOLUTIONS PVT. LTD. | Copper Refrigerant Piping with Insulation for inside the building:(VRV) | Copper Refrigerant Piping with Insulation for inside the building:(VRV) Supply ,Installation, Testing & Commissioning of Copper Refrigerant piping for VRV system complete with fittings, supports, joining, Class O insulation with aluminium foil pasted nitrile tube, commissioning as per specifications , all accessories as per specifications any other item required to complete the system. The all copper pipe except inside shaft shall be lying on perforated cable tray. The price for cable tray shall be measured and billed separately. |  | 0 | 0 | Approved
BHOPAL - COMMERCIAL | MARKETING | HVAC Works |  | WO/BPC/BPC4/6 | UNIVERSAL ENERGY SOLUTIONS PVT. LTD. | Copper Refrigerent Piping with insulation for terrace :(VRV) | Copper Refrigerant Piping with insulation for terrace :(VRV) Supply ,Installation, Testing & Commissioning of Copper Refrigerant piping for VRV system complete with fittings, supports, joining, Class O insulation with glass cloth pasted nitrile tube, commissioning as per specifications , all accessories as per specifications any other item required to complete the system. The all copper pipe except inside shaft shall be lying on perforated cable tray. The price for cable tray shall be measured and billed separately. |  | 0 | 0 | Approved
BHOPAL - COMMERCIAL | MARKETING | HVAC Works |  | WO/BPC/BPC4/6 | UNIVERSAL ENERGY SOLUTIONS PVT. LTD. | Communication Cable | Supply, Installation, testing & commissioning of Control cum Transmission wiring in suitable conduits between indoor & outdoor units. |  | 0 | 0 | Approved
BHOPAL - COMMERCIAL | MARKETING | HVAC Works |  | WO/BPC/BPC4/6 | UNIVERSAL ENERGY SOLUTIONS PVT. LTD. | Drain Piping | Supply & installation of floor wise Drain Piping with all necessary fittings & supporting arrangement duly insulated with 9 mm thick tubular elastomeric nitrile rubber insulation. |  | 0 | 0 | Approved
BHOPAL - COMMERCIAL | MARKETING | HVAC Works |  | WO/BPC/BPC4/6 | UNIVERSAL ENERGY SOLUTIONS PVT. LTD. | GSS Rectangular Ducting | Air Distribution Works : Supply ,Installation, Testing & Commissioning of GSS Rectangular Ducting complete with fittings, flanges, bracings, supports, all accessories as per spectifications any other item required to make the system complete. |  | 0 | 0 | Approved
BHOPAL - COMMERCIAL | MARKETING | HVAC Works |  | WO/BPC/BPC4/6 | UNIVERSAL ENERGY SOLUTIONS PVT. LTD. | Single wallet Oval Ducting | Air Distribution Works : Supply, installation, Testing & commissioning of Factory fabricated single wallet Oval Ducting complete with fittings, flanges, bracings, supports, all accessories as per specifications any other item required to make the system complete. |  | 0 | 0 | Approved
BHOPAL - COMMERCIAL | MARKETING | HVAC Works |  | WO/BPC/BPC4/6 | UNIVERSAL ENERGY SOLUTIONS PVT. LTD. | Duct Thermal insulations | Air Distribution Works : Supply, installation, testing & commissioning of Duct Thermal insulations of ducting with 25/19/13mm thick alu foil pasted class O nitrile rubber insulation having density ( 40-60 Kg/Cum) . |  | 0 | 0 | Approved
BHOPAL - COMMERCIAL | MARKETING | HVAC Works |  | WO/BPC/BPC4/6 | UNIVERSAL ENERGY SOLUTIONS PVT. LTD. | Thermal insulation with following thickness Class-O Nitrile sheet | Air Distribution Works : Supply and Fixing of thermal insulation with following thickness Class-O Nitrile sheet (density 40-60kg/cum)/ XLPE(33±3kg/cum) sheet insulation with factory pasted aluminium foil on one side for underdeck insulation using low VOC adhesive and screwing with GI washer. |  | 0 | 0 | Approved
BHOPAL - COMMERCIAL | MARKETING | HVAC Works |  | WO/BPC/BPC4/6 | UNIVERSAL ENERGY SOLUTIONS PVT. LTD. | Ducting with 12mm thick class- 1 open cell nitrile rubber insulation having density ( 140-180 Kg/Cum) | Air Distribution Works : Supply, installation, testing & commissioing of Duct Accoustic insulations of ducting with 12mm thick class- 1 open cell nitrile rubber insulation having density ( 140-180 Kg/Cum) | Sq.Mtr. | 0 | 1036 | Approved
BHOPAL - COMMERCIAL | MARKETING | HVAC Works |  | WO/BPC/BPC4/6 | UNIVERSAL ENERGY SOLUTIONS PVT. LTD. | Flexible connection between duct & fresh air/AC unit. | Air Distribution Works : Supply, installation, testing & commissioning of flexible connection between duct & fresh air/AC unit. | Nos. | 6 | 1474 | Approved
BHOPAL - COMMERCIAL | MARKETING | HVAC Works |  | WO/BPC/BPC4/6 | UNIVERSAL ENERGY SOLUTIONS PVT. LTD. | GI Duct Damper for manual control of volume of air flow | Air Distribution Works : Supply, installation, testing & commissioning GI Duct Damper for manual control of volume of air flow and for proper balancing of the air distribution system.(Min. billing quantity of each damper are 0.2sqmt) | Sq.Mtr. | 0.5 | 9211 | Approved
BHOPAL - COMMERCIAL | MARKETING | HVAC Works |  | WO/BPC/BPC4/6 | UNIVERSAL ENERGY SOLUTIONS PVT. LTD. | Aluminium Coller damper for manual control of volume of air flow and for proper balancing of the air distribution system. | Air Distribution Works : Supply, installation, testing & commissioning Aluminium Coller damper for manual control of volume of air flow and for proper balancing of the air distribution system.(Min. billing quantity of each damper are 0.1sqmt) | Sq.Mtr. | 1.6 | 5847 | Approved
BHOPAL - COMMERCIAL | MARKETING | HVAC Works |  | WO/BPC/BPC4/6 | UNIVERSAL ENERGY SOLUTIONS PVT. LTD. | Extruded aluminium powder coated supply/return air grill without collar damper . | Air Distribution Works : Supply, installation, testing & commissioning of extruded aluminium powder coated supply/return air grill without collar damper .(Min. billing quantity of each grille are 0.1sqmt) | Sq.Mtr. | 1.5 | 5986 | Approved
BHOPAL - COMMERCIAL | MARKETING | HVAC Works |  | WO/BPC/BPC4/6 | UNIVERSAL ENERGY SOLUTIONS PVT. LTD. | Extruded aluminium powder coated supply air diffuser with collar damper. | Supply, installation, testing & commissioning of extruded aluminium powder coated supply air diffuser with collar damper .(Min. billing quantityof diffuser are 0.1sqmt) | Sq.Mtr. | 0 | 15375 | Approved
BHOPAL - COMMERCIAL | MARKETING | HVAC Works |  | WO/BPC/BPC4/6 | UNIVERSAL ENERGY SOLUTIONS PVT. LTD. | Extruded aluminium powder coated return air diffuser without collar damper | Air Distribution Works : Supply, installation, testing & commissioning of extruded aluminium powder coated return air diffuser without collar damper .(Min. billing quantityof diffuser 0.1sqmt) | Sq.Mtr. | 0 | 9854 | Approved
BHOPAL - COMMERCIAL | MARKETING | HVAC Works |  | WO/BPC/BPC4/6 | UNIVERSAL ENERGY SOLUTIONS PVT. LTD. | Rain protection louver for fresh Air | Air Distribution Works : Supply, installation, testing & commissioning of extrted aluminium powder coated Rain protection louver for fresh Air .(Min. billing quantityof louver are 0.1sqmt) | Sq.Mtr. | 0.5 | 8382 | Approved
BHOPAL - COMMERCIAL | MARKETING | HVAC Works |  | WO/BPC/BPC4/6 | UNIVERSAL ENERGY SOLUTIONS PVT. LTD. | Motorised fire dampers in supply air duct /main branch and return air path | Air Distribution Works : Supply, Fixing, testing and commissioning of MOTORIZED fire dampers in supply air duct /main branch and return air path as and where required with control wiring. The damper shall be motorized and spring return actuator to close the damper in the event of power failure automatically and open the same incase of power being restored. The damper shall also be closed in the event of fire signal complete as required and as per specifications and at least 90 minutes rating as per UL555/1995 TESTED BY CBRI.(Min. billing quantity of damper are 0.2sqmt) | Sq.Mtr. | 0 | 9004 | Approved
BHOPAL - COMMERCIAL | MARKETING | HVAC Works |  | WO/BPC/BPC4/6 | UNIVERSAL ENERGY SOLUTIONS PVT. LTD. | Motorised actuator | Air Distribution Works : Motorised actuator with Controller for above. | Nos. | 0 | 9360 | Approved
BHOPAL - COMMERCIAL | MARKETING | HVAC Works |  | WO/BPC/BPC4/6 | UNIVERSAL ENERGY SOLUTIONS PVT. LTD. | Aluminium powder coated grille with collar damper | Air Distribution Works : Supply,fixing,testing and commissioining of Aluminium powder coated grille with collar damper for Toilet exhaust( qty less than 0.1 sqmtr of each grille) | Nos. | 2 | 1184 | Approved
BHOPAL - COMMERCIAL | MARKETING | HVAC Works |  | WO/BPC/BPC4/6 | UNIVERSAL ENERGY SOLUTIONS PVT. LTD. | 1.6 mm thick(upto 300mm) and 2.0mm thick(above 300mm) hot plated GI pre fabricated perforated/Lader cable trays | Air Distribution Works : Supply Installation Testing Commissioning of 1.6 mm thick (up to 300mm) and 2.0mm thick(above 300mm) hot plated GI pre fabricated perforated/Ladder cable trays in horizontal or vertical formation complete with duly painted MS structural supports and Necessary demarcation. |  | 0 | 0 | Approved
BHOPAL - COMMERCIAL | MARKETING | HVAC Works |  | WO/BPC/BPC4/6 | UNIVERSAL ENERGY SOLUTIONS PVT. LTD. | Duct mounted / Circular-type Inline Fans for fresh / exhaust | Air Distribution Works : Supply, Installation, Testing & Commissioning of duct mounted / Circular-type Inline Fans for fresh / exhaust air as shown in drawings. Each fan shall be complete with motor, mounting flanges and all accessories required to complete the installation. The motor shall be suitable for 240±10% volts, 50 Hz, 1 phase, A.C. supply. |  | 0 | 0 | Approved
BHOPAL - COMMERCIAL | MARKETING | HVAC Works |  | WO/BPC/BPC4/6 | UNIVERSAL ENERGY SOLUTIONS PVT. LTD. | 24 HP Normal Capacity - Cooling Only Top Discharge VRV - X | 24 HP Normal Capacity - Cooling Only Top Discharge VRV - X | Nos. | 1 | 26400 | Approved
BHOPAL - COMMERCIAL | MARKETING | HVAC Works |  | WO/BPC/BPC4/6 | UNIVERSAL ENERGY SOLUTIONS PVT. LTD. | 4.5 TR Roud Flow Cassette Type IDU's | 4.5 TR Roud Flow Cassette Type IDU's | Nos. | 0 | 1920 | Approved
BHOPAL - COMMERCIAL | MARKETING | HVAC Works |  | WO/BPC/BPC4/6 | UNIVERSAL ENERGY SOLUTIONS PVT. LTD. | 4.0 TR Roud Flow Cassette Type IDU's | 4.0 TR Roud Flow Cassette Type IDU's | Nos. | 0 | 1920 | Approved
BHOPAL - COMMERCIAL | MARKETING | HVAC Works |  | WO/BPC/BPC4/6 | UNIVERSAL ENERGY SOLUTIONS PVT. LTD. | 3.2 TR Roud Flow Cassette Type IDU's | 3.2 TR Roud Flow Cassette Type IDU's | Nos. | 0 | 1680 | Approved
BHOPAL - COMMERCIAL | MARKETING | HVAC Works |  | WO/BPC/BPC4/6 | UNIVERSAL ENERGY SOLUTIONS PVT. LTD. | 2.5 TR Roud Flow Cassette Type IDU's | 2.5 TR Roud Flow Cassette Type IDU's | Nos. | 0 | 1680 | Approved
BHOPAL - COMMERCIAL | MARKETING | HVAC Works |  | WO/BPC/BPC4/6 | UNIVERSAL ENERGY SOLUTIONS PVT. LTD. | 2.0 TR Roud Flow Cassette Type IDU's | 2.0 TR Roud Flow Cassette Type IDU's | Nos. | 2 | 1440 | Approved
BHOPAL - COMMERCIAL | MARKETING | HVAC Works |  | WO/BPC/BPC4/6 | UNIVERSAL ENERGY SOLUTIONS PVT. LTD. | 4.0 TR 2 Way Type Cassette Type IDU's | 4.0 TR 2 Way Type Cassette Type IDU's | Nos. | 0 | 1600 | Approved
BHOPAL - COMMERCIAL | MARKETING | HVAC Works |  | WO/BPC/BPC4/6 | UNIVERSAL ENERGY SOLUTIONS PVT. LTD. | 2.5 TR Round Flow Cassette Type IDU's | 2.5 TR Round Flow Cassette Type IDU's | Nos. | 1 | 1400 | Approved
BHOPAL - COMMERCIAL | MARKETING | HVAC Works |  | WO/BPC/BPC4/6 | UNIVERSAL ENERGY SOLUTIONS PVT. LTD. | 2.0 TR Round Flow Cassette Type IDU's | 2.0 TR Round Flow Cassette Type IDU's | Nos. | 0 | 1200 | Approved
BHOPAL - COMMERCIAL | MARKETING | HVAC Works |  | WO/BPC/BPC4/6 | UNIVERSAL ENERGY SOLUTIONS PVT. LTD. | 1.6 TR Round Flow Cassette Type IDU's | 1.6 TR Round Flow Cassette Type IDU's | Nos. | 0 | 1200 | Approved
BHOPAL - COMMERCIAL | MARKETING | HVAC Works |  | WO/BPC/BPC4/6 | UNIVERSAL ENERGY SOLUTIONS PVT. LTD. | 1.6 TR 1 Way Type Cassette Type IDU's | 1.6 TR 1 Way Type Cassette Type IDU's | Nos. | 1 | 1440 | Approved
BHOPAL - COMMERCIAL | MARKETING | HVAC Works |  | WO/BPC/BPC4/6 | UNIVERSAL ENERGY SOLUTIONS PVT. LTD. | 1.3 TR 1 Way Type Cassette Type IDU's | 1.3 TR 1 Way Type Cassette Type IDU's | Nos. | 3 | 1440 | Approved
BHOPAL - COMMERCIAL | MARKETING | HVAC Works |  | WO/BPC/BPC4/6 | UNIVERSAL ENERGY SOLUTIONS PVT. LTD. | 6.4 TR Ceiling Mouted Duct Type IDU's | 6.4 TR Ceiling Mouted Duct Type IDU's | Nos. | 1 | 3840 | Approved
BHOPAL - COMMERCIAL | MARKETING | HVAC Works |  | WO/BPC/BPC4/6 | UNIVERSAL ENERGY SOLUTIONS PVT. LTD. | 5.5 TR Ceiling Mouted Duct Type IDU's | 5.5 TR Ceiling Mouted Duct Type IDU's | Nos. | 1 | 3600 | Approved
BHOPAL - COMMERCIAL | MARKETING | HVAC Works |  | WO/BPC/BPC4/6 | UNIVERSAL ENERGY SOLUTIONS PVT. LTD. | 6.4 mm dia SD - 13 mm thk. Insulation | 6.4 mm dia SD - 13 mm thk. Insulation | RMT | 19 | 338.2 | Approved
BHOPAL - COMMERCIAL | MARKETING | HVAC Works |  | WO/BPC/BPC4/6 | UNIVERSAL ENERGY SOLUTIONS PVT. LTD. | 9.5 mm dia SD - 19 mm thk. Insulation | 9.5 mm dia SD - 19 mm thk. Insulation | RMT | 27 | 423.7 | Approved
BHOPAL - COMMERCIAL | MARKETING | HVAC Works |  | WO/BPC/BPC4/6 | UNIVERSAL ENERGY SOLUTIONS PVT. LTD. | 12.7 mm dia SD - 19 mm thk. Insulation | 12.7 mm dia SD - 19 mm thk. Insulation | RMT | 23 | 580.45 | Approved
BHOPAL - COMMERCIAL | MARKETING | HVAC Works |  | WO/BPC/BPC4/6 | UNIVERSAL ENERGY SOLUTIONS PVT. LTD. | 15.9 mm dia HD - 19 mm thk. Insulation | 15.9 mm dia HD - 19 mm thk. Insulation | RMT | 20 | 788.5 | Approved
BHOPAL - COMMERCIAL | MARKETING | HVAC Works |  | WO/BPC/BPC4/6 | UNIVERSAL ENERGY SOLUTIONS PVT. LTD. | 19.1 mm dia HD - 25 mm thk. Insulation | 19.1 mm dia HD - 25 mm thk. Insulation | RMT | 12 | 866.4 | Approved
BHOPAL - COMMERCIAL | MARKETING | HVAC Works |  | WO/BPC/BPC4/6 | UNIVERSAL ENERGY SOLUTIONS PVT. LTD. | 22.2 mm dia HD- 25 mm thk. Insulation | 22.2 mm dia HD- 25 mm thk. Insulation | RMT | 3 | 916.75 | Approved
BHOPAL - COMMERCIAL | MARKETING | HVAC Works |  | WO/BPC/BPC4/6 | UNIVERSAL ENERGY SOLUTIONS PVT. LTD. | 25.4 mm dia HD- 25 mm thk. Insulation | 25.4 mm dia HD- 25 mm thk. Insulation | RMT | 0 | 1121.95 | Approved
BHOPAL - COMMERCIAL | MARKETING | HVAC Works |  | WO/BPC/BPC4/6 | UNIVERSAL ENERGY SOLUTIONS PVT. LTD. | 28.6 mm dia HD - 25 mm thk. Insulation | 28.6 mm dia HD - 25 mm thk. Insulation | RMT | 9 | 1316.7 | Approved
BHOPAL - COMMERCIAL | MARKETING | HVAC Works |  | WO/BPC/BPC4/6 | UNIVERSAL ENERGY SOLUTIONS PVT. LTD. | 31.8 mm dia HD - 25 mm thk. Insulation | 31.8 mm dia HD - 25 mm thk. Insulation | RMT | 0 | 1572.25 | Approved
BHOPAL - COMMERCIAL | MARKETING | HVAC Works |  | WO/BPC/BPC4/6 | UNIVERSAL ENERGY SOLUTIONS PVT. LTD. | 34.9 mm dia HD - 25 mm thk. Insulation | 34.9 mm dia HD - 25 mm thk. Insulation | RMT | 0 | 1823.05 | Approved
BHOPAL - COMMERCIAL | MARKETING | HVAC Works |  | WO/BPC/BPC4/6 | UNIVERSAL ENERGY SOLUTIONS PVT. LTD. | 38.1 mm dia HD - 25 mm thk. Insulation | 38.1 mm dia HD - 25 mm thk. Insulation | RMT | 0 | 2118.5 | Approved
BHOPAL - COMMERCIAL | MARKETING | HVAC Works |  | WO/BPC/BPC4/6 | UNIVERSAL ENERGY SOLUTIONS PVT. LTD. | 41.3 mm dia HD - 25 mm thk. Insulation | 41.3 mm dia HD - 25 mm thk. Insulation | RMT | 0 | 2404.45 | Approved
BHOPAL - COMMERCIAL | MARKETING | HVAC Works |  | WO/BPC/BPC4/6 | UNIVERSAL ENERGY SOLUTIONS PVT. LTD. | 34.9 mm dia HD - 25 mm thk. Insulation | 34.9 mm dia HD - 25 mm thk. Insulation | RMT | 9 | 1969 | Approved
BHOPAL - COMMERCIAL | MARKETING | HVAC Works |  | WO/BPC/BPC4/6 | UNIVERSAL ENERGY SOLUTIONS PVT. LTD. | 28.6 mm dia HD - 25 mm thk. Insulation | 28.6 mm dia HD - 25 mm thk. Insulation | RMT | 6 | 1436 | Approved
BHOPAL - COMMERCIAL | MARKETING | HVAC Works |  | WO/BPC/BPC4/6 | UNIVERSAL ENERGY SOLUTIONS PVT. LTD. | 19.1 mm dia HD - 25 mm thk. Insulation | 19.1 mm dia HD - 25 mm thk. Insulation | RMT | 9 | 962 | Approved
BHOPAL - COMMERCIAL | MARKETING | HVAC Works |  | WO/BPC/BPC4/6 | UNIVERSAL ENERGY SOLUTIONS PVT. LTD. | 15.9 mm dia HD - 19 mm thk. Insulation | 15.9 mm dia HD - 19 mm thk. Insulation | RMT | 0 | 880 | Approved
BHOPAL - COMMERCIAL | MARKETING | HVAC Works |  | WO/BPC/BPC4/6 | UNIVERSAL ENERGY SOLUTIONS PVT. LTD. | 12.7 mm dia SD - 19 mm thk. Insulation | 12.7 mm dia SD - 19 mm thk. Insulation | RMT | 6 | 654 | Approved
BHOPAL - COMMERCIAL | MARKETING | HVAC Works |  | WO/BPC/BPC4/6 | UNIVERSAL ENERGY SOLUTIONS PVT. LTD. | 2C X 1.0 Sq.mm Copper Flexible | 2C X 1.0 Sq.mm Copper Flexible | RMT | 108 | 78 | Approved
BHOPAL - COMMERCIAL | MARKETING | HVAC Works |  | WO/BPC/BPC4/6 | UNIVERSAL ENERGY SOLUTIONS PVT. LTD. | 50 mm NB rigid CPVC/UPVC Pipe with insulation | 50 mm NB rigid CPVC/UPVC Pipe with insulation | RMT | 0 | 897 | Approved
BHOPAL - COMMERCIAL | MARKETING | HVAC Works |  | WO/BPC/BPC4/6 | UNIVERSAL ENERGY SOLUTIONS PVT. LTD. | 40 mm NB rigid CPVC/UPVC Pipe with insulation | 40 mm NB rigid CPVC/UPVC Pipe with insulation | RMT | 20 | 605 | Approved
BHOPAL - COMMERCIAL | MARKETING | HVAC Works |  | WO/BPC/BPC4/6 | UNIVERSAL ENERGY SOLUTIONS PVT. LTD. | 32 mm NB rigid CPVC/UPVC Pipe with insulation | 32 mm NB rigid CPVC/UPVC Pipe with insulation | RMT | 20 | 382 | Approved
BHOPAL - COMMERCIAL | MARKETING | HVAC Works |  | WO/BPC/BPC4/6 | UNIVERSAL ENERGY SOLUTIONS PVT. LTD. | 25 mm NB rigid CPVC/UPVC Pipe with insulation | 25 mm NB rigid CPVC/UPVC Pipe with insulation | RMT | 30 | 308 | Approved
BHOPAL - COMMERCIAL | MARKETING | HVAC Works |  | WO/BPC/BPC4/6 | UNIVERSAL ENERGY SOLUTIONS PVT. LTD. | 20 SWG | 20 SWG | Sq.Mtr. | 0 | 1238 | Approved
BHOPAL - COMMERCIAL | MARKETING | HVAC Works |  | WO/BPC/BPC4/6 | UNIVERSAL ENERGY SOLUTIONS PVT. LTD. | 22 SWG | 22 SWG | Sq.Mtr. | 0 | 1013 | Approved
BHOPAL - COMMERCIAL | MARKETING | HVAC Works |  | WO/BPC/BPC4/6 | UNIVERSAL ENERGY SOLUTIONS PVT. LTD. | 24 SWG | 24 SWG | Sq.Mtr. | 15 | 784 | Approved
BHOPAL - COMMERCIAL | MARKETING | HVAC Works |  | WO/BPC/BPC4/6 | UNIVERSAL ENERGY SOLUTIONS PVT. LTD. | 22 Swg | 22 Swg | Sq.Mtr. | 60 | 1461 | Approved
BHOPAL - COMMERCIAL | MARKETING | HVAC Works |  | WO/BPC/BPC4/6 | UNIVERSAL ENERGY SOLUTIONS PVT. LTD. | 24 Swg | 24 Swg | Sq.Mtr. | 20 | 1290 | Approved
BHOPAL - COMMERCIAL | MARKETING | HVAC Works |  | WO/BPC/BPC4/6 | UNIVERSAL ENERGY SOLUTIONS PVT. LTD. | 19 mm thick Aluminium Foil Pasted | 19 mm thick Aluminium Foil Pasted | Sq.Mtr. | 7 | 636 | Approved
BHOPAL - COMMERCIAL | MARKETING | HVAC Works |  | WO/BPC/BPC4/6 | UNIVERSAL ENERGY SOLUTIONS PVT. LTD. | 13 mm thick Aluminium Foil Pasted | 13 mm thick Aluminium Foil Pasted | Sq.Mtr. | 80 | 510 | Approved
BHOPAL - COMMERCIAL | MARKETING | HVAC Works |  | WO/BPC/BPC4/6 | UNIVERSAL ENERGY SOLUTIONS PVT. LTD. | 25 mm thick for Nitrile / Xlpe Insulation | 25 mm thick for Nitrile / Xlpe Insulation for underdeck insulation . | Sq.Mtr. | 0 | 704 | Approved
BHOPAL - COMMERCIAL | MARKETING | HVAC Works |  | WO/BPC/BPC4/6 | UNIVERSAL ENERGY SOLUTIONS PVT. LTD. | 150 mm wide x 25mm Height | 150 mm wide x 25mm Height | RMT | 0 | 578 | Approved
BHOPAL - COMMERCIAL | MARKETING | HVAC Works |  | WO/BPC/BPC4/6 | UNIVERSAL ENERGY SOLUTIONS PVT. LTD. | 300 mm wide x 25mm Height | 300 mm wide x 25mm Height | RMT | 0 | 931 | Approved
BHOPAL - COMMERCIAL | MARKETING | HVAC Works |  | WO/BPC/BPC4/6 | UNIVERSAL ENERGY SOLUTIONS PVT. LTD. | 450 mm wide x 50mm Height | 450 mm wide x 50mm Height | RMT | 0 | 1238 | Approved
BHOPAL - COMMERCIAL | MARKETING | HVAC Works |  | WO/BPC/BPC4/6 | UNIVERSAL ENERGY SOLUTIONS PVT. LTD. | 600 mm wide x 50mm Height | 600 mm wide x 50mm Height | RMT | 0 | 1552 | Approved
BHOPAL - COMMERCIAL | MARKETING | HVAC Works |  | WO/BPC/BPC4/6 | UNIVERSAL ENERGY SOLUTIONS PVT. LTD. | 250 CFM@15 mm WC | 250 CFM@15 mm WC | Nos | 1 | 7912 | Approved
BHOPAL - COMMERCIAL | MARKETING | HVAC Works |  | WO/BPC/BPC4/6 | UNIVERSAL ENERGY SOLUTIONS PVT. LTD. | 150 CFM@ 12 mm WC | 150 CFM@ 12 mm WC | Nos | 1 | 7629 | Approved
SOUTHWINDS PROJECT LLP (PHASE - III & IV) | FINISHING PHASE - IV | Flooring Work |  | WO/SP34/FW4/20 | A.M. Enterprise | Flooring work at Multipurpose Halls & Office area of Block- 13 as per BOQ ,dwg and direction of EIC. | Flooring work at Multipurpose Halls & Office area of Block- 13 as per BOQ ,dwg and direction of EIC. |  | 0 | 0 | Amended & Approved
SOUTHWINDS PROJECT LLP (PHASE - III & IV) | FINISHING PHASE - IV | Flooring Work |  | WO/SP34/FW4/20 | A.M. Enterprise | Floor (Vitrified/Antiskid Ceramic) Tiles at Toilet and Kitchen - (Size : 200mm X 200mm) | Providing & Fixing Charges for of Floor (Vitrified/Antiskid Ceramic) Tiles at Toilet and Kitchen for all levels over a bed of 35-45 mm thick cement mortar (1:4) , joints filled with Polymer based grout pigmented to match after acid washing including all finishing & Cleaning as per drawing and direction of Engineer-In-Charge. Tiles , Cement will be supplied by Client. (Size : 200mm X 200mm) | Sq.Ft. | 43.73 | 38 | Approved
SOUTHWINDS PROJECT LLP (PHASE - III & IV) | FINISHING PHASE - IV | Flooring Work |  | WO/SP34/FW4/20 | A.M. Enterprise | Tiles at Toilet and Kitchen Wall/Dado - (Size : 200mm X 200mm) | Providing & Fixing Charges for of (Vitrified/Antiskid Ceramic) Tiles at Toilet and Kitchen Wall/Dado for all levels over a bed of35-45 mm thick cement mortar (1:6) , joints filled with Polymer based grout pigmented to match after acid washing including all finishing & Cleaning as per drawing and direction of Engineer-In-Charge. Tiles, Cement will be supplied by Client. (Size : 200mm X 200mm) | Sq.Ft. | 241.21 | 40 | Approved
SOUTHWINDS PROJECT LLP (PHASE - III & IV) | FINISHING PHASE - IV | Flooring Work |  | WO/SP34/FW4/20 | A.M. Enterprise | Granite Slab on Counter Top | Providing & Fixing Charges for of Fixing of Granite Slab on Counter Top as per showing in the drawing & joints filled with Polymer based grout pigmented to match including TINEX,ARALDITE,OXIDE,PUTTY all finishing & Cleaning as per drawing and direction of Engineer-In-Charge. Granite Slab , Cement will be supplied by Client. | Sq.Ft. | 28.93 | 51 | Approved
SOUTHWINDS PROJECT LLP (PHASE - III & IV) | FINISHING PHASE - IV | Flooring Work |  | WO/SP34/FW4/20 | A.M. Enterprise | Moulding & Polishing of Counter(s) | Labour Charges for Moulding & Polishing of Counter(s) for all levels as per drawing and direction of Engineer-In-Charge | Rft | 14.88 | 32 | Approved
SOUTHWINDS PROJECT LLP (PHASE - III & IV) | FINISHING PHASE - IV | Flooring Work |  | WO/SP34/FW4/20 | A.M. Enterprise | Kitchen counter Granite Patty/Facia | "Fixing of Kitchen counter Granite Patty/Facia" Providing & Fixing Charges of Granite Patty at Kitchen Counter Over a bed of 35-40 mm thick cement mortar(1:4),joints filled with Polymer based grout pigmented to match after acid washing including all finishing & cleaning as per Cleaning as per drawing and direction of Engineer-In-Charge.{Granite,Cement will be supplied by Client} | Rft | 36.08 | 48.5 | Approved
SOUTHWINDS PROJECT LLP (PHASE - III & IV) | FINISHING PHASE - IV | Flooring Work |  | WO/SP34/FW4/20 | A.M. Enterprise | Black stone at support & partition of Granite counter | "Fixing of Black stone at support & partition of Granite counter" Providing & Fixing charges for of Fixing of Black Stone for support & partition of Granite Counter Top at Kitchen including skirting at partition wall and brick wall cutting for groove making for all levels as per drawing and direction of Engineer-In-Charge.{Black stone,cement will be supplied by Client} | Sq.Ft. | 37.05 | 41 | Approved
SOUTHWINDS PROJECT LLP (PHASE - III & IV) | FINISHING PHASE - IV | Flooring Work |  | WO/SP34/FW4/20 | A.M. Enterprise | V-Groove making of at Wall Tiles | Labour Charges of V-Groove making of at Wall Tiles for all levels as per drawing and direction of Engineer-In-Charge. | Rft | 30.15 | 14.5 | Approved
SOUTHWINDS PROJECT LLP (PHASE - III & IV) | FINISHING PHASE - IV | Flooring Work |  | WO/SP34/FW4/20 | A.M. Enterprise | Chipping work | Labour Charges for Chipping work in floor for fixing of Tiles, Marble and Granite at all levels as per drawing and direction of Engineer-In-Charge. | Sq.Ft. | 655.65 | 1.5 | Approved
SOUTHWINDS PROJECT LLP (PHASE - III & IV) | FINISHING PHASE - IV | Flooring Work |  | WO/SP34/FW4/20 | A.M. Enterprise | Sink Cutting at kitchen & Gas Hole Cutting at Kitchen Slab | "Sink Cutting at kitchen & Gas Hole Cutting at Kitchen Slab" Charges for Sink & Gas Hole Cutting Granite counter Top as per Drawing & Direction of EIC. | Nos | 1 | 300 | Approved
SOUTHWINDS PROJECT LLP (PHASE - III & IV) | FINISHING PHASE - IV | Flooring Work |  | WO/SP34/FW4/20 | A.M. Enterprise | 15 MM full body tiles at jamb & sofit-sill | Labour Charges for 15mm full body tiles fixing at jamb & sofit-sill for all levels over a bed of 35-45 mm thick cement mortar (1:4) , joints filled with white cement grout pigmented to match after acid washing including all finishing & Cleaning as per drawing and direction of Engineer-In-Charge. Tiles , Cement will be supplied by Client. | Rft | 0 | 26.5 | Approved
BHOPAL - COMMERCIAL | MARKETING | HVAC Works |  | WO/BPC/BPC4/6 | UNIVERSAL ENERGY SOLUTIONS PVT. LTD. | Charges for Outstation work | Charges for Outstation work | Lump Sum | 1 | 40000 | Approved
SOUTHWINDS PROJECT LLP (PHASE - III & IV) | FINISHING PHASE - IV | External Painting |  | WO/SP34/FW4/62 | ARTISAN | AC Hole Filling Work at Block – 13, 14 (part – 1 & 2), 15 & 16 as per drawing and direction of Engineer-in-Charge. | Mason & Labour Charges for AC Hole filling Work at Block – 13, 14 (Part – 1 & 2), 15 & 16 as per drawing and direction of Engineer-in-Charge. |  | 0 | 0 | Approved
The Ramdulari | BLOCK | Plumbing/Sanitory | External Plumbing | WO/RP/RP02/63 | Bdcon Engineers Pvt. Ltd. | Supply, laying, jointing, testing, and commissioning of 110mm OD underground Silencio PP storm water pipes | Supply & fixing, jointing, testing and commissioning laying the following diameters underground Silencio PP pipes with smooth internal and profiled external surface with suitable Snapfit coupler and rubber 'O' Ring for jointing in trenches for all depths ( up to invert level from FGL )and lengths to correct grades levels and alignment & adequate width of trench (minimum pipe OD + 300 mm) including PCC concrete of 75 mm for bedding (1:3:6) pipe supports 150 mm Silver sand filling along with compaction with water and 75mm thick encasing of the pipes wherever required (in every socket joint, 2 mtr. interval considering socket joint encasing), compacting the base before pcc work, disposing of surplus earth within the site premises (lead up to 0.5 km), backfilling work after completion of job, The rate is inclusive of bailing out of water during excavation and shoring work, testing and making good the leakages if any etc. as per directions of the Engineer-in-charge. (only cement would be supplied by the Employer free of cost, but subjected to reconciliation) (110mm O.D. Pipe)-STORM WATER PIPE LINE. |  | 0 | 0 | Amended & Approved
The Ramdulari | BLOCK | Plumbing/Sanitory | External Plumbing | WO/RP/RP02/63 | Bdcon Engineers Pvt. Ltd. | Invert Lvl -Less than 700 mm | Invert Lvl -Less than 700 mm | RMT | 62 | 1320 | Approved
Primarc Chambers | COMMON INFRASTRUCTURE | Landscaping | Softscape | WO/PCH/PC04/37 | Mondal Nurseries & Exterior | Shrubs/Trees for Business Centre | Supply of Shrubs/Trees for Business Centre Plantation as per drawing and direction of EIC. |  | 0 | 0 | Approved
Primarc Chambers | COMMON INFRASTRUCTURE | Landscaping | Softscape | WO/PCH/PC04/37 | Mondal Nurseries & Exterior | a | Monstera Deliciosa (Mature Plant-2plants in Each pot) (Rate :Per Nos of Pot/Planter) | Nos. | 7 | 2200 | Approved
Primarc Chambers | COMMON INFRASTRUCTURE | Landscaping | Softscape | WO/PCH/PC04/37 | Mondal Nurseries & Exterior | b | Travelers's Palm (Height-6 ft) (Rate :Per Nos of Pot/Planter) | Nos. | 4 | 650 | Approved
Primarc Chambers | COMMON INFRASTRUCTURE | Landscaping | Softscape | WO/PCH/PC04/37 | Mondal Nurseries & Exterior | c | Fiddle Leaf Fig-Medium (Height-3 ft) (Rate :Per Nos of Pot/Planter) | Nos. | 0 | 550 | Approved
Primarc Chambers | COMMON INFRASTRUCTURE | Landscaping | Softscape | WO/PCH/PC04/37 | Mondal Nurseries & Exterior | d | Fiddle Leaf Fig-Big (Height-4.5 ft) (Rate : Per Nos of Pot/Planter) | Nos. | 2 | 5400 | Approved
Primarc Chambers | COMMON INFRASTRUCTURE | Landscaping | Softscape | WO/PCH/PC04/37 | Mondal Nurseries & Exterior | e | Schefflera (Height-2 ft) (Rate : Per Nos of Pot/Planter) | Nos | 12 | 650 | Approved
Primarc Aadvika | OVERHEAD | Housekeeping |  | WO/HW1/PHW4/6 | STELLARTRACK TECHNOLOGIES PRIVATE LIMITED | Deep Cleaning at Marketing Office | Deep cleaning of marketing office of approx. 3500 sq-ft of area including all consumables, machines and manpower. | Lump Sum | 1 | 14000 | Approved
Primarc Chambers | COMMON INFRASTRUCTURE | Landscaping | Softscape | WO/PCH/PC04/38 | Mondal Nurseries & Exterior | Soil preparation, manure, plantation work(Business Centre) | Soil preparation, manure, plantation work as per drawing and direction of EIC.(Business Centre) |  | 0 | 0 | Approved
Primarc Chambers | COMMON INFRASTRUCTURE | Landscaping | Softscape | WO/PCH/PC04/38 | Mondal Nurseries & Exterior | Soil & Manure Charges | Charges for Soil & Manure Preparation with supply of soil, vermicompost/ manure/fertilizers mixing leveling and compacting as per direction of EIC. (Business Centre) | Lump Sum | 1 | 6250 | Approved
Primarc Chambers | COMMON INFRASTRUCTURE | Landscaping | Softscape | WO/PCH/PC04/38 | Mondal Nurseries & Exterior | Plantation Charges | Plantation charges for Shrubs/Trees as per dwg. & direction of EIC. | Lump Sum | 1 | 1650 | Approved
Primarc Chambers | COMMON INFRASTRUCTURE | Landscaping | Softscape | WO/PCH/PC04/38 | Mondal Nurseries & Exterior | Transportation charges | Transportation charges for Trees/ Shrubs for Business Centre | Lump Sum | 1 | 3500 | Approved
Primarc Aadvika | EXPERIENCE CENTER | Hardscape |  | WO/HW1/PHW3/28 | Balajee Fire | Supply of Unskilled labour | Supply of unskilled labour for Railway land beautification & Marketing office area development |  | 0 | 0 | Amended & Approved
Primarc Aadvika | EXPERIENCE CENTER | Hardscape |  | WO/HW1/PHW3/28 | Balajee Fire | Unskilled Labour | Charges for unskilled labour for misc. work at site per requirement and direction of EIC. Daily time schedule - 9AM-5PM(8Hrs) including lunch time (30min). | Nos | 73 | 650 | Approved
Primarc Aadvika | EXPERIENCE CENTER | Hardscape |  | WO/HW1/PHW3/28 | Balajee Fire | Loading Unloading | Charges for loading - unloading, transportation, hire charges for machinery work as direction of Engineer-in-Charges | Nos | 73 | 26 | Approved
AARANYA | EXPERIENCE CENTER | Mechanical Car Parking |  | WO/PKB/PKX/12 | Shree Krishna Parking Services | Charges for Installation, Testing & Commissioning of Mechanical Car Parking System | Charges for Installation, Testing & Commissioning of Mechanical Car Parking System |  | 0 | 0 | Approved
AARANYA | EXPERIENCE CENTER | Mechanical Car Parking |  | WO/PKB/PKX/12 | Shree Krishna Parking Services | Mechanical Car Parking System | Charges for installation, testing & commissioning of Car Parking Systems -Multilevel Car Parking Systems Wohr Parklift 411 (SAC-9987). Work will be as per approved drawing, design, direction of engineer-in-charge. (Per Unit 2 Cars) (Per Unit Capacity: 2.6 Ton.) (Rate including all required labours, tools & tackles, machineries and necessary arrangements for the work. Shifting & lifting of all materials & machineries are in contractor's scope.) | Nos. | 4 | 8000 | Approved
SOUTHWINDS PROJECT LLP (PHASE - III & IV) | COMMON INFRASTRUCTURE - PHASE III & IV | Civil | Misc Civil Work | WO/SP34/CI34/71 | Gitasree Biswas | Hire charges for JCB & Fooding Chargesfor Misc. Work as per direction of EIC. | Hire charges for JCB & Fooding Charges for Misc. Work as per direction of EIC. |  | 0 | 0 | Amended & Approved
SOUTHWINDS PROJECT LLP (PHASE - III & IV) | COMMON INFRASTRUCTURE - PHASE III & IV | Civil | Misc Civil Work | WO/SP34/CI34/71 | Gitasree Biswas | Hire charges for "JCB" | Hire charges for "JCB" on Hourly rental basis including Fuel & Operator for Misc. Work as per direction of EIC. | hrs. | 425.33 | 800 | Approved
SOUTHWINDS PROJECT LLP (PHASE - III & IV) | COMMON INFRASTRUCTURE - PHASE III & IV | Civil | Misc Civil Work | WO/SP34/CI34/71 | Gitasree Biswas | Fooding Charges | Fooding Charges for JCB Operator. | Days | 54.5 | 400 | Approved
SOUTHWINDS PROJECT LLP (PHASE - III & IV) | FINISHING PHASE - IV | False Celling |  | WO/SP34/FW4/63 | GAUTAM GAURISARIA | False Ceiling work | False Ceiling work at Lobby, Toilet & Kitchen (Typical Floor + Gr. Floor )area of Block-15 as per BOQ ,dwg and direction of EIC. |  | 0 | 0 | Amended & Approved
SOUTHWINDS PROJECT LLP (PHASE - III & IV) | FINISHING PHASE - IV | False Celling |  | WO/SP34/FW4/63 | GAUTAM GAURISARIA | False Ceiling (Lobby ) - Gypsum board 12 mm thk. | False Ceiling (Lobby ) Providing and fixing with Gypsum board 12 mm thk. flat framework comprising of rolled galvanized metal sections consisting of the main channels to run in one direction at 1000mm c/c and secondary ceiling section at 525-650mm c/c in other direction connected to main channel with GI connecting clips of 10 SWG of approved quality. The grids shall be suspended from structural slab by GI strap hangers 15mmx15mm size @ 1000mm C/C both ways from structural support. Gypsum board 12 mm thick is then screwed & fixed to ceiling section, finished with jointing compound, paper tape including necessary scaffolding & tool tackles all complete as per direction of drawing and direction of Engineer-In-Charge | Sq.Ft. | 11336.727 | 70 | Approved
SOUTHWINDS PROJECT LLP (PHASE - III & IV) | FINISHING PHASE - IV | False Celling |  | WO/SP34/FW4/63 | GAUTAM GAURISARIA | False Ceiling (Lobby cove ) - Gypsum board 12 mm thk. | False Ceiling (Lobby cove ) Providing and fixing with Gypsum board 12 mm thk. flat framework comprising of rolled galvanized metal sections consisting of the main channels to run in one direction at 1000mm c/c and secondary ceiling section at 525-650mm c/c in other direction connected to main channel with GI connecting clips of 10 SWG of approved quality. The grids shall be suspended from structural slab by GI strap hangers 15mmx15mm size @ 1000mm C/C both ways from structural support. Gypsum board 12 mm thick is then screwed & fixed to ceiling section, finished with jointing compound, paper tape including necessary scaffolding & tool tackles all complete as per direction of drawing and direction of Engineer-In-Charge | Rft | 2348.132 | 60 | Approved
SOUTHWINDS PROJECT LLP (PHASE - III & IV) | FINISHING PHASE - IV | False Celling |  | WO/SP34/FW4/63 | GAUTAM GAURISARIA | False Ceiling Inside of Flat (Toilet Area) - 6mm th. Cement fibre board | False Ceiling Inside of Flat (Toilet Area) including cutting of Trap door area in each Toilet: Providing and fixing with 6mm th. Cement fibre board (Moisture resistant) Flat framework comprising of rolled galvanized metal sections consisting of the main channels to run in one direction at 1000mm c/c and secondary ceiling section at 525-650mm c/c in other direction connected to main channel with GI connecting clips of 10 SWG of approved quality. The grids shall be suspended from structural slab by GI strap hangers 15mm x 15mm size @ 1000mm C/C both ways from structural support.6mm thk. Cement fibre board (Moisture resistant) is then screwed & fixed to ceiling section, finished with jointing compound, paper tape including necessary scaffolding & tool tackles all complete as per direction of drawing and direction of Engineer-In-Charge. Board Brand: Everest / Equivalent Channel Make: Indian Gypsum / Equivalent | Sq.Ft. | 6536.417 | 65 | Approved
SOUTHWINDS PROJECT LLP (PHASE - III & IV) | FINISHING PHASE - IV | False Celling |  | WO/SP34/FW4/63 | GAUTAM GAURISARIA | Trap Door At Toilet - 6 mm Cement Fibre Board size 2' x 2' | Trap Door At Toilet Providing and fixing of Trap Door made with 6 mm Cement Fibre Board including galvanized metal sections with fittings and fixtures at all 4 peripheries of cut out area and trap door) to,all finishing at all level as per drawing and direction of Engineer-in-Charge. size 2' x 2' | Nos | 90 | 300 | Approved
SOUTHWINDS PROJECT LLP (PHASE - III & IV) | FINISHING PHASE - IV | False Celling |  | WO/SP34/FW4/63 | GAUTAM GAURISARIA | Trap Door At Toilet - 6 mm Cement Fibre Board size 1.5' x 1.5' | Trap Door At Toilet Providing and fixing of Trap Door made with 6 mm Cement Fibre Board including galvanized metal sections with fittings and fixtures at all 4 peripheries of cut out area and trap door) to,all finishing at all level as per drawing and direction of Engineer-in-Charge. size 1.5' x 1.5' | Nos | 90 | 300 | Approved
SOUTHWINDS PROJECT LLP (PHASE - III & IV) | FINISHING PHASE - IV | False Celling |  | WO/SP34/FW4/63 | GAUTAM GAURISARIA | False Ceiling Inside of Flat ( Kitchen Area) - 12mm thick Gypsum board | False Ceiling Inside of Flat ( Kitchen Area) including Trap door in each Kitchen: Providing and fixing of False Ceiling with 12mm thick Gypsum board over framework comprising of rolled galvanized metal sections consisting of the main channels including all tools & tackles and finished with jointing compound, paper tape including necessary scaffolding at Kitchen area inside of Flat,along with Trap Doors (Including Galvanized metal sections with fittings and fixture; at all 4 peripheries of cut out area and trap door) of size 2' x 2' or 1.5' x 1.5' as required in each kitchen areas as per drawing and direction of Engineer-in-Charge. Rate has been considered per numbers of Flat/Kitchen | Nos | 88 | 1367 | Approved
SOUTHWINDS PROJECT LLP (PHASE - III & IV) | FINISHING PHASE - IV | False Celling |  | WO/SP34/FW4/63 | GAUTAM GAURISARIA | "False Ceiling (Lobby Area Gr. Floor ) - Hilux Board | Providing and fixing with Hilux Board(Moisture resistant)8mm thk. flat framework comprising of rolled galvanized metal sections consisting of the main channels to run in one direction at 1000mm c/c and secondary ceiling section at 525-650 mm c/c in other direction connected to main channel with GI connecting clips of 10 SWG of approved quality. The grids shall be suspended from structural slab by GI strap hangers 15mm x 15mm size @ 1000mm c/c both ways from structural support. Hilux board 8mm thk. is then screwed & fixed to ceiling section, finished with jointing compound, paper tape. Location - "False Ceiling (Lobby Area Gr. Floor )" Brand- Ramco / as approved. | Sq.Ft. | 183.688 | 83 | Approved
SOUTHWINDS PROJECT LLP (PHASE - III & IV) | FINISHING PHASE - IV | False Celling |  | WO/SP34/FW4/63 | GAUTAM GAURISARIA | False Ceiling (Lobby Area Gr. Floor ) Cove - Hilux Board | Providing and fixing with Hilux Board(Moisture resistant)8mm thk. flat framework comprising of rolled galvanized metal sections consisting of the main channels to run in one direction at 1000mm c/c and secondary ceiling section at 525-650 mm c/c in other direction connected to main channel with GI connecting clips of 10 SWG of approved quality. The grids shall be suspended from structural slab by GI strap hangers 15mm x 15mm size @ 1000mm c/c both ways from structural support. Hilux board 8mm thk. is then screwed & fixed to ceiling section, finished with jointing compound, paper tape. Location - "False Ceiling (Lobby Area Gr. Floor )" Brand- Ramco / as approved. | Rft | 84.624 | 78 | Approved
SOUTHWINDS PROJECT LLP (PHASE - III & IV) | FINISHING PHASE - IV | False Celling |  | WO/SP34/FW4/63 | GAUTAM GAURISARIA | False Ceiling Inside of Flat (Balcony Area/Kitchen) - 8mm th. Cement fibre board | "False Ceiling Inside of Flat (Balcony Area/Kitchen) including Trap door in each balcony & kitchen: Providing and fixing with 8mm th. Cement fibre board (Moisture resistant) Flat framework comprising of rolled galvanized metal sections consisting of the main channels to run in one direction at 1000mm c/c and secondary ceiling section at 525-650mm c/c in other direction connected to main channel with GI connecting clips of 10 SWG of approved quality.The grids shall be suspended from structural slab by GI strap hangers 15mm x 15mm size @ 1000mm C/C both ways from structural support.8mm th. Cement fibre board (Moisture resistant) is then screwed & fixed to ceiling section,finished with jointing compound,paper tape including necessary scaffolding & tool tackles all complete as per direction of drawing and direction of Engineer-In-Charge. Board Brand: Everest / Equivalent Channel Make: Indian Gypsum / Equivalent " | Sq.Ft. | 1465.928 | 70 | Approved
SOUTHWINDS PROJECT LLP (PHASE - III & IV) | FINISHING PHASE - IV | False Celling |  | WO/SP34/FW4/63 | GAUTAM GAURISARIA | False Ceiling Inside of Flat (Balcony Area/Kitchen) including Trap door - 8mm th. Cement fibre board | "False Ceiling Inside of Flat (Balcony Area/Kitchen) including Trap door in each balcony & kitchen: Providing and fixing with 8mm th. Cement fibre board (Moisture resistant) Flat framework comprising of rolled galvanized metal sections consisting of the main channels to run in one direction at 1000mm c/c and secondary ceiling section at 525-650mm c/c in other direction connected to main channel with GI connecting clips of 10 SWG of approved quality.The grids shall be suspended from structural slab by GI strap hangers 15mm x 15mm size @ 1000mm C/C both ways from structural support.8mm th. Cement fibre board (Moisture resistant) is then screwed & fixed to ceiling section,finished with jointing compound,paper tape including necessary scaffolding & tool tackles all complete as per direction of drawing and direction of Engineer-In-Charge. Board Brand: Everest / Equivalent Channel Make: Indian Gypsum / Equivalent " | Rft | 2590.675 | 68 | Approved
SOUTHWINDS PROJECT LLP (PHASE - III & IV) | FINISHING PHASE - IV | False Celling |  | WO/SP34/FW4/63 | GAUTAM GAURISARIA | loading - unloading. | Charges for loading - unloading, transportation, hire charges for machinery as per direction of Engineer-in-Charge. | Lump Sum | 1 | 55837 | Amended & Approved
SOUTHWINDS PROJECT LLP (PHASE - III & IV) | FINISHING PHASE - IV | False Celling |  | WO/SP34/FW4/64 | Shivam Tibrewal | Pelmed Work for AC Unit at Block 15 ( Typical Floor ) | Pelmed Work for AC Unit at Block 15 ( Typical Floor ) as per BOQ, dwg and direction of EIC. |  | 0 | 0 | Approved
SOUTHWINDS PROJECT LLP (PHASE - III & IV) | FINISHING PHASE - IV | False Celling |  | WO/SP34/FW4/64 | Shivam Tibrewal | pelmed with Ply (1500X500MM) of AC Indoor Unit | Labour Charges for fixing pelmed with Ply (1500X500MM) of AC Indoor Unit position over the approved drawing and direction of EIC including necessary scaffolding (Only Ply will supplied by client subject to reconciliation basis ) | Nos | 414 | 950 | Approved
SOUTHWINDS PROJECT LLP (PHASE - III & IV) | FINISHING PHASE - IV | False Celling |  | WO/SP34/FW4/64 | Shivam Tibrewal | HVAC False Ceiling Cove | 500 x 230 (upto) mm HVAC False Ceiling Cove Providing and fixing with Gypsum board 12 mm thk. flat framework comprising of rolled galvanized metal sections consisting with GI connecting clips of 10 SWG of approved quality. Gypsum board 12 mm thick fixed with screwed finished with jointing compound, paper tape including necessary scaffolding & tool tackles all complete as per direction of drawing and direction of Engineer-In-Charge Gypsum Board Make: India Gypsum Channel Make: India Gypsum/ Equivalent | RMT | 2322.9 | 400 | Approved
SOUTHWINDS PROJECT LLP (PHASE - III & IV) | FINISHING PHASE - IV | False Celling |  | WO/SP34/FW4/64 | Shivam Tibrewal | Pelmed cove (100x100) for Balcony door/Room Window | Pelmed cove (100x100) for Balcony door/Room Window - Fixing of ply at top & side area before providing and fixing with Gypsum board 12 mm thk. flat framework comprising of rolled galvanized metal sections . Gypsum board 12 mm thick fixed with screw, finished with jointing compound, paper tape including necessary scaffolding & tool tackles all complete as per direction of drawing and direction of Engineer-In-Charge Gypsum Board Make: India Gypsum Channel Make: India Gypsum/ Equivalent | RMT | 273.96 | 220 | Approved
SOUTHWINDS PROJECT LLP (PHASE - III & IV) | FINISHING PHASE - IV | False Celling |  | WO/SP34/FW4/64 | Shivam Tibrewal | loading - unloading.. | Charges for loading - unloading, transportation, hire charges for machinery as per direction of Engineer-in-Charge. | Lump Sum | 1 | 42201 | Approved
Primarc Chambers | BLOCK | Business Centre |  | WO/PCH/PC01/74 | INTERIOR SCAPE | Window sill using Leather Finished Black Granite | Fixing charges of Window sill using Leather Finished Black Granite in all levels over a bed of 30-40mm thick cement mortar (1:4) in proper line and level as per drawing, specification and direction of Engineer-in-Charge.(Only Granite & Cement will be supplied by client) | Rft | 92.922 | 49.5 | Approved
Primarc Chambers | BLOCK | Business Centre |  | WO/PCH/PC01/74 | INTERIOR SCAPE | Mirror Panelling | Fixing of Mirror Panelling with plywood all complete as per direction of the Architect/Client. (Shifting & lifting of all materials & machineries and scaffolding (if required) are in contractor's scope) [Ply, to be Supplied by Client] | Sq.Ft. | 35.263 | 200 | Approved
Primarc Chambers | BLOCK | Business Centre |  | WO/PCH/PC01/74 | INTERIOR SCAPE | Techno Baffale Ceiling with Powder Coat | Providing & fixing all the Necessary material for Techno Baffale Ceiling with Powder Coat in Wooden Shade(Size 25mm(w)X60mm(h)) Clear Gap- 50mm including all materials, tools & tackles, scaffolding & labours all finishes and complete as per drawing, specification and direction of Engineer-ln Charge. Location- Club (All Material in the Contractor Scope) | Sq.Ft. | 752.86 | 385 | Approved
Primarc Chambers | BLOCK | Business Centre |  | WO/PCH/PC01/74 | INTERIOR SCAPE | Clear Toughened Glass (Make- Kubik/Bottomline)for partition with powder coated aluminium profile | Providing and fixing of Clear Toughened Glass (Make- Kubik/Bottomline)for partition with powder coated aluminium profile with including all necessary fitting and fixture of approved make at all level as per dwg, specification and as per the direction of engineer in- charge. (All Material in the Contractor Scope) | Sq.Ft. | 224.135 | 550 | Approved
Primarc Chambers | BLOCK | Business Centre |  | WO/PCH/PC01/74 | INTERIOR SCAPE | Providing and applying of two coats of primer with two coats Interior Paint(Asian Paints Apcolite Premium Emulsion Grey Flannel-8331) on 12mm thk. Calcium Silicate Board | Providing and applying of two coats of primer with two coats Interior Paint(Asian Paints Apcolite Premium Emulsion Grey Flannel-8331) on 12mm thk. Calcium Silicate Board work should be executed as per detail dwg and upto the full satisfaction of Architect / Engineer-in-charge. Location-Meeting Room, Board Room, Club. (All Material in the Contractor Scope) | Rft | 169.609 | 25 | Approved
Primarc Chambers | BLOCK | Business Centre |  | WO/PCH/PC01/74 | INTERIOR SCAPE | Providing and applying two coats of primer with two coats paint (Asian Paints Apcolite Premium Emulsion -Brilliant White-0908 ) | Providing and applying two coats of primer with two coats paint (Asian Paints Apcolite Premium Emulsion -Brilliant White-0908 - (Plastic Paint)) with proper filling of joints with filler putty ) with proper filling of joints with filler putty including necessary saffolding and tool tackles all complete as per drawing and direction direction of Engineer-ln Charge. [ Location- Lift Lobby Ceiling ](All Material in the Contractor Scope) | Rft | 252.019 | 25 | Approved
Primarc Chambers | BLOCK | Business Centre |  | WO/PCH/PC01/74 | INTERIOR SCAPE | Providing, Making & Fixing charges for duct area Shaft door | Providing, Making & Fixing charges for duct area Shaft door, rate including all materials, tools & tackles, scaffolding & labours all finishes and complete as per drawing, specification and direction of Engineer-ln Charge. Location- Club [All Material in the Contractor Scope, Only framing material under client scope] | Sq.Ft. | 12.788 | 280 | Approved
Primarc Chambers | BLOCK | Business Centre |  | WO/PCH/PC01/74 | INTERIOR SCAPE | Making & fixing charges for Wooden Ceiling | Making & fixing charges for Wooden Ceiling , rate including all materials, tools & tackles, scaffolding & labours all finishes and complete as per drawing, specification and direction of Engineer-ln Charge. Location- Club [All Material in the Contractor Scope, Only framing material under client scope] | Sq.Ft. | 54.367 | 280 | Approved
Primarc Chambers | BLOCK | Business Centre |  | WO/PCH/PC01/74 | INTERIOR SCAPE | Making & fixing charges for Gypsum Partition with 38X38mm aluminium tube framing | Making & fixing charges for Gypsum Partition with 38X38mm aluminium tube framing , rate including all materials, tools & tackles, scaffolding & labours all finishes and complete as per drawing, specification and direction of Engineer-ln Charge. Location- Open Cafe [All Material in the Contractor Scope, Only framing material under client scope] | Sq.Ft. | 70.406 | 80 | Approved
Primarc Chambers | BLOCK | Business Centre |  | WO/PCH/PC01/74 | INTERIOR SCAPE | Providing and applying 2 coat Putty | Providing and applying 2 coat Putty punning of approved manufacture to the walls including Scaffolding, preparing the surface, etc. complete at all level as per drawing and direction of Engineer-in-Charge. Location-Business Centre | Sq.Ft. | 802.486 | 7 | Approved
Primarc Chambers | BLOCK | Business Centre |  | WO/PCH/PC01/74 | INTERIOR SCAPE | Providing and applying 2 coat Putty | Providing and applying 2 coat Putty punning of approved manufacture to the walls including Scaffolding, preparing the surface, etc. complete at all level as per drawing and direction of Engineer-in-Charge. Location-Business Centre | Rft | 169.609 | 7 | Approved
Primarc Chambers | BLOCK | Business Centre |  | WO/PCH/PC01/74 | INTERIOR SCAPE | Providing, Making & fixing charges for Wooden Wall Panel (Location - Lift Lobby ) | Providing, Making & fixing charges for Wooden Wall Panel ( Location - Lift Lobby ) | Sq.Ft. | 309.878 | 350 | Approved
Primarc Chambers | BLOCK | Business Centre |  | WO/PCH/PC01/74 | INTERIOR SCAPE | Providing and applying one coat of acrylic putty,followed by one coat water based primer & two coats of interior acrylic emulsion paint (RAL-7043) | Providing and applying one coat of acrylic putty,followed by one coat water based primer & two coats of interior acrylic emulsion paint (RAL-7043) including necessary surface preparation by chipping & grinding, all complete as per approved shade and direction of Engineer-in-Charge. Location-Business Centre | Sq.Ft. | 606.481 | 37 | Approved
Primarc Chambers | BLOCK | Business Centre |  | WO/PCH/PC01/74 | INTERIOR SCAPE | Charges for Granite fixing & polishing work at Lift Lobby | Charges for Granite fixing & polishing work at Lift Lobby |  | 0 | 0 | Approved
Primarc Chambers | BLOCK | Business Centre |  | WO/PCH/PC01/74 | INTERIOR SCAPE | Providing and applying of two coats of primer with two coats Paint (Asian Paints Apcolite Premium Emulsion Grey Flannel-8331) on wall | Providing and applying of two coats of primer with two coats Paint (Asian Paints Apcolite Premium Emulsion Grey Flannel-8331) on wall work should be executed as per detail dwg and upto the full satisfaction of Architect / Engineer-in-charge. Location-Lift lobby. (All Material in the Contractor Scope) | Sq.Ft. | 712.06 | 25 | Approved
Primarc Chambers | BLOCK | Business Centre |  | WO/PCH/PC01/74 | INTERIOR SCAPE | Fixing charges of Window sill using Leather Finished Black Granite [ Location - Business Center & Lift Lobby ] | Fixing charges of Window sill using Leather Finished Black Granite in all levels over a bed of 30-40mm thick cement mortar (1:4) in proper line and level. [ Granite to be supplied by Client] [ Location - Business Center & Lift Lobby ] | Rft | 59.37 | 49.5 | Approved
Primarc Chambers | BLOCK | Business Centre |  | WO/PCH/PC01/74 | INTERIOR SCAPE | Providing and applying 2 coat Putty [ Location - Lift Lobby - Wall ] | Providing and applying 2 coat Putty punning of approved manufacture to the walls including Scaffolding, preparing the surface, etc. complete at all level as per drawing and direction of Engineer-in-Charge. [ Location - Lift Lobby - Wall ] | Sq.Ft. | 458.17 | 7 | Approved
Primarc Chambers | BLOCK | Business Centre |  | WO/PCH/PC01/74 | INTERIOR SCAPE | Providing and applying 2 coat Putty [ Location - Lift Lobby - Wall ] | Providing and applying 2 coat Putty punning of approved manufacture to the walls including Scaffolding, preparing the surface, etc. complete at all level as per drawing and direction of Engineer-in-Charge.[ Location - Lift Lobby - Wall ] | Rft | 193.717 | 7 | Approved
Primarc Chambers | BLOCK | Business Centre |  | WO/PCH/PC01/74 | INTERIOR SCAPE | Providing and applying of two coats of primer with two coats Paint | Providing and applying of two coats of primer with two coats Paint (Asian Paints Apcolite Premium Emulsion Grey Flannel-8331) on wall work should be executed as per detail dwg and upto the full satisfaction of Architect / Engineer-in-charge. [Location-Lift lobby - wall ](All Material in the Contractor Scope) | Rft | 254.069 | 25 | Approved
Primarc Chambers | BLOCK | Business Centre |  | WO/PCH/PC01/74 | INTERIOR SCAPE | Granite edge polish [ Location - Lift Lobby ] | Labour charges for Edge polishing of Granite as per drawing and direction of Engineer-in-charge. [ Location - Lift Lobby ] | Rft | 58.154 | 50 | Approved
Primarc Chambers | BLOCK | Business Centre |  | WO/PCH/PC01/74 | INTERIOR SCAPE | Providing & fixing charges for Granite | Providing & fixing charges for Granite in a bed of 25-30mm thick cement mortar (1:4)/Adhesive in proper line & level. The joints will be filled with polymer based grout pigmented to match after acid washing including all materials, labours, tools & tackles, all lead & lifts at all levels and finishing & cleaning all complete as per drawing and direction of Engineer-in-Charge. [ Location - Lift Lobby Side Wall] (Granite will be supplied by Client) | Sq.Ft. | 80.63 | 110 | Approved
Primarc Chambers | BLOCK | Business Centre |  | WO/PCH/PC01/74 | INTERIOR SCAPE | Granite Chamfer Cutting [ Location - Lift Lobby ] | Granite Chamfer Cutting [ Location - Lift Lobby ] | Rft | 57.072 | 80 | Approved
The Ramdulari | PRE-CONSTRUCTION PHASE | Mechanical Equipment |  | WO/RP/RP01/54 | SHIBNAMI UDYOG | Debris Chute Dismantling | Charges for Dismantling Debris Chute with necessary manpower and tools & tackles and and placing all dismantled materials at the designated location within site premises, as per direction of Engineer-in-Charge. 81 barrels, Total Height 100 Meters . | Barrel | 81 | 500 | Approved
The Ramdulari | BLOCK | Mechanical Equipment |  |  |  | Repairing Debris Chute | Charges for repairing of debris chute comprising 27 nos. barrels and 8 nos. trays, including removal, repair, and re-fixing of all items in working condition as per BOQ specifications, and direction of Engineer-in-Charge | Lump Sum |  |  | Approved
The Ramdulari | PRE-CONSTRUCTION PHASE | Mechanical Equipment |  | WO/RP/RP01/54 | SHIBNAMI UDYOG | Repairing Debris Chute | Charges for repairing of debris chute comprising 27 nos. barrels and 8 nos. trays, including removal, repair, and re-fixing of all items in working condition as per BOQ specifications, and direction of Engineer-in-Charge | Lump Sum | 1 | 44500 | Approved
The Ramdulari | PRE-CONSTRUCTION PHASE | Mechanical Equipment |  | WO/RP/RP01/54 | SHIBNAMI UDYOG | Loading Unloading | Charges for loading - unloading, transportation, hire charges for machinery as per direction of Engineer-in-Charge. | Lump Sum | 1 | 3000 | Approved
The Ramdulari | PRE-CONSTRUCTION PHASE | Mechanical Equipment |  | WO/RP/RP01/51 | Madhabi Technical Service | Loading Unloading | Charges for loading - unloading, transportation, hire charges for machinery as per direction of Engineer-in-Charge. | Lump Sum | 1 | 3000 | Approved
CHANDANNAGAR COMMERCIAL | COMMON INFRASTRUCTURE | Consultancy Charges | ELECTRICAL CONSULTANT | WO/GC01/GC03/3 | MAA SIDHESWARI ELECTRICALS | Liasoning Charges for Construction Power. | Liasoning Charges for Construction Power. | Lump Sum | 1 | 15000 | Approved
CHANDANNAGAR COMMERCIAL | COMMON INFRASTRUCTURE | Consultancy Charges | ELECTRICAL CONSULTANT | WO/GC01/GC03/3 | MAA SIDHESWARI ELECTRICALS | Liasoning Charges for LT Bulk. | Liasoning Charges for LT Bulk. | Lump Sum | 1 | 45000 | Approved
BHOPAL - COMMERCIAL | PRE-CONSTRUCTION PHASE | Electrical | Infrastructure - Electrical & construction power | WO/BPC/BPC1/7 | HEAL INTERNATIONAL | Supplying & installation of line support pole with painting of red oxide, Aluminium paint, earthing coil, Danger board, barbed wire, pit excavation, erection of pole, Concreting, Muffing etc. complete | Supplying & installation of line support pole with painting of red oxide, Aluminium paint, earthing coil, Danger board, barbed wire, pit excavation, erection of pole, Concreting, Muffing etc. complete |  | 0 | 0 | Approved
BHOPAL - COMMERCIAL | PRE-CONSTRUCTION PHASE | Electrical | Infrastructure - Electrical & construction power | WO/BPC/BPC1/7 | HEAL INTERNATIONAL | Supplying & installation with fabrication of MS Channels, angles, clamps, Nut- Bolts, with painting | Supplying & installation with fabrication of MS Channels, angles, clamps, Nut- Bolts, with painting of Red-oxide & Aluminium paint as per site requirement | Kg | 100 | 86 | Approved
BHOPAL - COMMERCIAL | PRE-CONSTRUCTION PHASE | Electrical | Infrastructure - Electrical & construction power | WO/BPC/BPC1/7 | HEAL INTERNATIONAL | Supply & installation of 11 KV polymer type Pin Insulators(Rastriya) | Supply & installation of 11 KV polymer type Pin Insulators(Rastriya) | Nos. | 9 | 270 | Approved
BHOPAL - COMMERCIAL | PRE-CONSTRUCTION PHASE | Electrical | Infrastructure - Electrical & construction power | WO/BPC/BPC1/7 | HEAL INTERNATIONAL | Supply & installation of 33 KV polymer type Disc insulator with hard ware set | Supply & installation of 33 KV polymer type Disc insulator with hard ware set | Set | 12 | 605 | Approved
BHOPAL - COMMERCIAL | PRE-CONSTRUCTION PHASE | Electrical | Infrastructure - Electrical & construction power | WO/BPC/BPC1/7 | HEAL INTERNATIONAL | Supply & laying of 20mm stay rod with 7/8 swg stay wire,complete with concreting | Supply & laying of 20mm stay rod with 7/8 swg stay wire,complete with concreting | Nos. | 3 | 2790 | Approved
BHOPAL - COMMERCIAL | PRE-CONSTRUCTION PHASE | Electrical | Infrastructure - Electrical & construction power | WO/BPC/BPC1/7 | HEAL INTERNATIONAL | Supply & fixing of 11 KV line guarding with guarding channel lamps, GI wire credal type guarding complete for each span | Supply & fixing of 11 KV line guarding with guarding channel lamps, GI wire credal type guarding complete for each span | Nos. | 4 | 2873 | Approved
BHOPAL - COMMERCIAL | PRE-CONSTRUCTION PHASE | Electrical | Infrastructure - Electrical & construction power | WO/BPC/BPC1/7 | HEAL INTERNATIONAL | Supply & laying of 99 Sqmm 1 core covered conductor for 11 KV supply. | Supply & laying of 99 Sqmm 1 core covered conductor for 11 KV supply. | Mtrs. | 400 | 310 | Approved
BHOPAL - COMMERCIAL | PRE-CONSTRUCTION PHASE | Electrical | Infrastructure - Electrical & construction power | WO/BPC/BPC1/7 | HEAL INTERNATIONAL | Testing of complete installation as per norms and specification and approvals | Testing of complete installation as per norms and specification and approvals of drawings, permission of charging, and changing up to main panel. | Job | 1 | 40000 | Approved
BHOPAL - COMMERCIAL | PRE-CONSTRUCTION PHASE | Electrical | Infrastructure - Electrical & construction power | WO/BPC/BPC1/7 | HEAL INTERNATIONAL | Liaison charges for site survey, approval of load from respective dept. | Liaison charges for site survey, approval of load from respective dept. | Job | 1 | 50000 | Approved
BHOPAL - COMMERCIAL | PRE-CONSTRUCTION PHASE | Electrical | Infrastructure - Electrical & construction power | WO/BPC/BPC1/7 | HEAL INTERNATIONAL | 13 mtr. Long H-Beam (in hard rock) | 13 mtr. Long H-Beam (in hard rock) | Nos. | 3 | 41800 | Approved
BHOPAL - COMMERCIAL | PRE-CONSTRUCTION PHASE | Electrical | Infrastructure - Electrical & construction power | WO/BPC/BPC1/7 | HEAL INTERNATIONAL | 11 mtr. Long H-Beam (in hard rock) | 11 mtr. Long H-Beam (in hard rock) | Nos. | 2 | 32500 | Approved
Primarc Chambers | BLOCK | Business Centre |  | WO/PCH/PC01/74 | INTERIOR SCAPE | Charges for loading-unloading | Charges for loading-unloading, transportation, hire charges for machinery as per direction of Engineer-in-charge | Lump Sum | 1 | 44296 | Approved
SOUTHWINDS PROJECT LLP (PHASE - III & IV) | COMMON INFRASTRUCTURE - PHASE III & IV | Boundary Wall | Painting | WO/SP34/CI34/72 | ARTISAN | Painting Work at Boundary wall (Phase - IV) as per drawing and direction of Engineer-in-Charge. | Painting Work at Boundary wall (Phase - IV) as per drawing and direction of Engineer-in-Charge. |  | 0 | 0 | Approved
SOUTHWINDS PROJECT LLP (PHASE - III & IV) | COMMON INFRASTRUCTURE - PHASE III & IV | Boundary Wall | Painting | WO/SP34/CI34/72 | ARTISAN | Normal Weather Coat | Providing & Applying of One coat of approved primer followed by Two coat of Weather coat paint(Non Texture) of approved brand (Taupe wood color)on wall top surface area complete including surface preparation with all materials & Labour etc. all complete as per drawing and direction of Engineer-in-Charge. Location: Bl-13,14,15,16, MLCP Surroundings (Inside) Brand: ICI/ Berger/ Dulux | Sq.Ft. | 3413.063 | 9.5 | Approved
SOUTHWINDS PROJECT LLP (PHASE - III & IV) | COMMON INFRASTRUCTURE - PHASE III & IV | Boundary Wall | Painting | WO/SP34/CI34/72 | ARTISAN | Texture Paint | Providing & Applying of One coat of approved primer followed by Two coat of Weather coat paint(Texture) of approved brand (Taupe wood color)on wall surface area .complete including surface preparation with all materials & Labour etc. all complete as per drawing and direction of Engineer-in-Charge. Location: Inside Brand: ICI/ Berger/ Dulux | Sq.Ft. | 20742.286 | 14.7 | Approved
SOUTHWINDS PROJECT LLP (PHASE - III & IV) | COMMON INFRASTRUCTURE - PHASE III & IV | Boundary Wall | Painting | WO/SP34/CI34/72 | ARTISAN | Aquatech primer+Texture Paint | Providing & Applying of one coat of water proof primer coating (Aquatech_Roof_Waterproof) up to 1000mm height from Tie beam level followed by Two coat of Weather coat paint(Texture) of approved brand (Taupe wood color)on wall surface area .complete including surface preparation with all materials & Labour etc. all complete as per drawing and direction of Engineer-in-Charge. Brand: ICI/ Berger/ Dulux Location - Wall / Elevation | Sq.Ft. | 12625.777 | 35.5 | Approved
SOUTHWINDS PROJECT LLP (PHASE - III & IV) | COMMON INFRASTRUCTURE - PHASE III & IV | Boundary Wall | Painting | WO/SP34/CI34/72 | ARTISAN | Enamel Paint - Boundary wall Angle post adjacent to barbed wire | Providing and applying of one coat Epoxy primer with two coats of synthetic enamel paint including rust-off,scraping, sand papering with all finishing work at Boundary wall Angle post adjacent to barbed wire as per direction of Engineer-in-Charge. Note: Material shall be applied after approval of Engineer-in-Charge. Brand: (Asian Paints/ICI/Berger) Location: Boundary wall Angle post adjacent to barbed wire | Nos | 325 | 40 | Approved
SOUTHWINDS PROJECT LLP (PHASE - III & IV) | FINISHING PHASE - IV | POP/PUTTY Work |  | WO/SP34/FW4/65 | JAHANGIR ALAM ENTERPRISE | Putty Work at MLCP (Except Club area) as per drawing and direction of Engineer-in-Charge | Providing and Applying of 2mm thick Wall & Ceiling Putty on RCC Column, Beam, Slab surface at MLCP (Except Club area) including grinding & rendering the surface filling cracks etc & including all material, Labour, scaffolding etc all complete as per drawing and direction of Engineer-in-Charge. Brand of Putty: Asian / Berger /JK/ Birla White | Sq.Ft. | 170850.018 | 7 | Approved
SOUTHWINDS PROJECT LLP (PHASE - III & IV) | FINISHING PHASE - IV | Internal Painting |  | WO/SP34/FW4/66 | ARTISAN | Painting Work at MLCP (Except Club area) as per direction of Engineer in charge | Painting Work at MLCP (Except Club area) as per direction of Engineer in charge |  | 0 | 0 | Approved
SOUTHWINDS PROJECT LLP (PHASE - III & IV) | FINISHING PHASE - IV | Internal Painting |  | WO/SP34/FW4/66 | ARTISAN | ASIAN PAINT- APOCOLITE PREMIUM EMULSION BRILLIANT WHITE- 0908 - +1200MM Wall to Ceiling | "Providing and applying of one coat of approved water base Primer followed by two coats of (ASIAN PAINT- APOCOLITE PREMIUM EMULSION BRILLIANT WHITE- 0908) over putty surface Paint with complete finish as per approved shade, up to the required height including all surfaces properly cleaned by water jetting and scrapping with hard coir brush prior to application of paint, rub down, clean, fill cracks and holes with approved filler with tool tackles if required at Ceiling as per direction of Engineer in charge Including Scaffolding. Make: Paint(Asian Paints) Location:MLCP (Except Club area) +1200MM Wall to Ceiling. Note: Material shall be applied after approval of Engineer-in-Charge. | Sq.Ft. | 145124.664 | 10 | Approved
SOUTHWINDS PROJECT LLP (PHASE - III & IV) | FINISHING PHASE - IV | Internal Painting |  | WO/SP34/FW4/66 | ARTISAN | ASIAN PAINT- APOCOLITE PREMIUM EMULSION GREY FLANNEL- 8331 - from FFL to +1200MM HT Wall | Providing and applying of one coat of approved water base Primer followed by two coats of (ASIAN PAINT- APOCOLITE PREMIUM EMULSION GREY FLANNEL- 8331, Matt finish)over putty surface Paint with complete finish as per approved shade, up to the required height including all surfaces properly cleaned by water jetting and scrapping with hard coir brush prior to application of paint, rub down, clean, fill cracks and holes with approved filler with tool tackles & necessary scaffolding if required at wall as per direction of Engineer in charge. Including Scaffolding Make: Paint(Asian Paints) Location:MLCP (Except Club area) from FFL to +1200MM HT Wall. Note: Material shall be applied after approval of Engineer-in-Charge. | Sq.Ft. | 25725.355 | 8.5 | Approved
Primarc Chambers | COMMON INFRASTRUCTURE | Road Works |  | WO/PCH/PC04/45 | S K CONSTRUCTION | Road Expansion Joint Treatment Work | Providing and fixing Polyurethane Sealant of standard specification at 40X20 mm groove area ,after insertion of 40 mm dia backer rod in rest part of the expansion joint depth below,including cleaning of concrete surface on both side of the expansion joint to remove any dust, oil, grease including removal of laitance and cleaning the inside of the expansion joint. After the completion of the filling, using suitable tool ensuring the seal is finished with proper adhesion on the two side surfaces and etc. all in complete as per drawing and direction of Engineer-in-Charge. Product: (ShaliSeal PU GG) Location: Driveway | RMT | 42 | 1550 | Approved
Primarc Aadvika | COMMON INFRASTRUCTURE | External Painting |  |  |  | Painting Work on MS Barication | Providing & Applying of one coat of Red Oxide Primer with two coats of Synthetic Enamel paint of approved shade and brand including scraping, sand papering with all finishing work at top surface of all M.S members as per drawing and direction of Engineer-in-Charge. Brand: (Asian Paints/ICI/Berger). Colour: Dark Grey to match with RAL Shade-7015 Location: MS Barication between Site & Marketing office area | RMT |  |  | Cancelled
Primarc Aadvika | EXPERIENCE CENTER | External Painting |  | WO/HW1/PHW3/29 | JAHANGIR ALAM ENTERPRISE | Painting Work on MS Barication | Providing & Applying of one coat of Red Oxide Primer with two coats of Synthetic Enamel paint of approved shade and brand including scraping, sand papering with all finishing work at top surface of all M.S members as per drawing and direction of Engineer-in-Charge. Brand: (Asian Paints/ICI/Berger). Colour: Dark Grey to match with RAL Shade-7015 Location: MS Barication between Site & Marketing office area | RMT | 425 | 55 | Approved
Primarc Aadvika | EXPERIENCE CENTER | External Painting |  | WO/HW1/PHW3/29 | JAHANGIR ALAM ENTERPRISE | Painting Work on MS Spiral Stair & Main Gate | Providing and applying of one coat Red oxide primer with two coats of synthetic enamel paint of approved shade and brand including scraping, sand papering with all finishing work at top surface of all M.S member as per direction of Engineer-in-Charge. Brand: (Asian Paints/ICI/Berger) Colour: (i) Spiral Stair - TERRACOTA COLOUR (ii) Main Gate - Dark Grey to match with RAL Shade 7015 Location: Spiral Stair & Main Gate beside marketing office | Sq.Ft. | 385 | 11 | Approved
Primarc Aadvika | EXPERIENCE CENTER | Plumbing/Sanitory |  | WO/HW1/PHW3/6 | GOBINDA CHANDRA SAHOO | uPVC pipe | Labour Charges for Laying, fitting and fixing uPVC pipe (SCH 40 or SCH 80) as per IS: 4984 various dia as shown in drawing complete with all sorts of fittings ( e.g tee, bends, elbows, coupler, unions, reducers, flanges etc.) as required jointed with heavy duty solvent cement as per manufacturers specification or threaded joint wherever required and as per instruction of EIC. (for the above, Groove Cutting, mending good the damages, uPVC Pipe concealed inside of the Toilet (Required) for Cold Line including their necessary fittings as Elbows, Tees, Sockets),in case available standard fittings is not possible to use, fabricated fittings as per site requirement / as per drawing is to be used to lay the pipe in specified manner.[ Necessary Dia. of Pipes & their Fittings and all CP Fitting Materials will be supplied by Client and Sand, Stone Chips, Other Loose Materials as Screws, Nail, MS Hooks, Solvent Cement, Jute, White Zinc, White Cement, MS Angle / Bracket, Universal clamp, MS Saddle Clamp will be supplied by Contractor] (Domestic/Flu./Hot water supply at Terrace, Down takes ,Risers, Overflow drain and vent pipe for OHT etc.). - Above Ground |  | 0 | 0 | Approved
Primarc Aadvika | EXPERIENCE CENTER | Plumbing/Sanitory |  | WO/HW1/PHW3/6 | GOBINDA CHANDRA SAHOO | 50 mm Dia | 50 mm Dia | RMT | 18 | 270 | Approved
Primarc Aadvika | EXPERIENCE CENTER | Plumbing/Sanitory |  | WO/HW1/PHW3/6 | GOBINDA CHANDRA SAHOO | 40 mm Dia | 40 mm Dia | RMT | 3 | 255 | Approved
Primarc Aadvika | EXPERIENCE CENTER | Plumbing/Sanitory |  | WO/HW1/PHW3/6 | GOBINDA CHANDRA SAHOO | 32 mm Dia | 32 mm Dia | RMT | 60 | 235 | Approved
Primarc Aadvika | EXPERIENCE CENTER | Plumbing/Sanitory |  | WO/HW1/PHW3/6 | GOBINDA CHANDRA SAHOO | PVC Tank. | Labour charge for installation of 500 Ltrs. PVC Tank with inlet and outlet water supply connection | Nos | 2 | 1500 | Approved
Primarc Aadvika | COMMON INFRASTRUCTURE | Land Development |  | WO/HW1/PHW2/12 | GOBINDA CHANDRA SAHOO | (300 X 300 X upto 600 mm Depth)- | (300 X 300 X upto 600 mm Depth)- | Nos | 2 | 6000 | Approved
Primarc Aadvika | COMMON INFRASTRUCTURE | Land Development |  | WO/HW1/PHW2/12 | GOBINDA CHANDRA SAHOO | Supply of Helper | Charges for supply of helper for Extra rubbish removing above ground level, Silver sand filling, Old pipe removing, Concrete breaking etc. as per direction of Engineer-in-Charge. | Nos | 22 | 700 | Approved
Primarc Aadvika | COMMON INFRASTRUCTURE | Land Development |  | WO/HW1/PHW2/12 | GOBINDA CHANDRA SAHOO | 25mm UPVC Ball valve fixing | Charges for 25mm UPVC Ball valve fixing as drawing & direction of Engineer-in-Charge. | Nos | 1 | 195 | Approved
AARANYA | EXPERIENCE CENTER | HVAC Works |  | WO/PKB/PKX/14 | ASP Air Conditioners Pvt. Ltd. | Supply & Installation Charge of Air Conditioning Work | Supply & Installation Charge of Air Conditioning Work : Unloading, Lifting, Shifting, Installation, Testing & Commissioning of Out Door with all accessories including Refrigerant top up as required. |  | 0 | 0 | Amended & Approved
AARANYA | EXPERIENCE CENTER | HVAC Works |  | WO/PKB/PKX/14 | ASP Air Conditioners Pvt. Ltd. | CHARGES FOR 1/2" & 1/4" COPPER PIPE WITH FOAM INSULATION | CHARGES FOR 1/2" & 1/4" COPPER PIPE WITH FOAM INSULATION | Ft | 36 | 290 | Approved
AARANYA | EXPERIENCE CENTER | HVAC Works |  | WO/PKB/PKX/14 | ASP Air Conditioners Pvt. Ltd. | POWER COATED IRON STRUCTURE | POWER COATED IRON STRUCTURE | Pcs. | 2 | 750 | Approved
AARANYA | EXPERIENCE CENTER | HVAC Works |  | WO/PKB/PKX/14 | ASP Air Conditioners Pvt. Ltd. | RAPPING TAPE | RAPPING TAPE FOR REPAIR & MAINTENANCE | Pcs. | 4 | 175 | Approved
AARANYA | EXPERIENCE CENTER | HVAC Works |  | WO/PKB/PKX/14 | ASP Air Conditioners Pvt. Ltd. | GAS CHARGING | GAS CHARGING (2 NOS VOLTAS 15TR SPILT AC GAS TOPUP) | Pcs. | 2 | 2500 | Approved
AARANYA | EXPERIENCE CENTER | HVAC Works |  | WO/PKB/PKX/14 | ASP Air Conditioners Pvt. Ltd. | CLAM | CLAM FOR REPAIR & MAINTENANCE | Pcs. | 10 | 20 | Approved
AARANYA | EXPERIENCE CENTER | HVAC Works |  | WO/PKB/PKX/14 | ASP Air Conditioners Pvt. Ltd. | DESMETELING & INSTALLATION CAHRGE | DESMETELING & INSTALLATION CHARGE FOR 2NOS VOLTAS 1.5TR SPLIT AC OUTDOOR UNIT. | Pcs. | 2 | 650 | Approved
AARANYA | EXPERIENCE CENTER | HVAC Works |  | WO/PKB/PKX/14 | ASP Air Conditioners Pvt. Ltd. | Re Supply & Re Installation Charge of Air Conditioning Work | Re Supply & Re Installation Charge of Air Conditioning Work : Unloading, Lifting, Shifting, Installation, Testing & Commissioning of Out Door with all accessories including Refrigerant top up as required. |  | 0 | 0 | Approved
AARANYA | EXPERIENCE CENTER | HVAC Works |  | WO/PKB/PKX/14 | ASP Air Conditioners Pvt. Ltd. | CHARGES FOR COPPER PIPE WITH FOAM INSULATION | CHARGES FOR COPPER PIPE WITH FOAM INSULATION | Ft | 37 | 290 | Approved
AARANYA | EXPERIENCE CENTER | HVAC Works |  | WO/PKB/PKX/14 | ASP Air Conditioners Pvt. Ltd. | GAS CHARGING | GAS CHARGING | Pcs. | 3 | 2500 | Approved
AARANYA | EXPERIENCE CENTER | HVAC Works |  | WO/PKB/PKX/14 | ASP Air Conditioners Pvt. Ltd. | RAPPING TAPE | RAPPING TAPE FOR REPAIR & MAINTENANCE | Pcs. | 4 | 175 | Approved
AARANYA | EXPERIENCE CENTER | HVAC Works |  | WO/PKB/PKX/14 | ASP Air Conditioners Pvt. Ltd. | CLAM | CLAM FOR REPAIR & MAINTENANCE | Pcs. | 10 | 20 | Approved
The Ramdulari | BLOCK | Elevation Work |  | WO/RP/RP02/57 | JYOTI TILES LLP | Surface Sealing over Kandla Stone with LATICRETE® 190 Seale | Surface cleaning and preparation over Kandla stone (one side only), including removal of dust, dirt, and moisture using clean cloth, brush cleaner to ensure the surface is dry and moisture-free; followed by supply and application of LATICRETE® 190 sealer using white sponge, brush or sprayer, allowing 5–10 minutes penetration time, wiping off excess with soft cotton cloth, and air curing; including reapplication and buffing in case of white residue on polished surfaces. Coverage: approx. 20–25 sft per liter. | Sq.Ft. | 12424 | 23 | Approved
The Ramdulari | BLOCK | Ventilation |  | WO/RP/RP02/65 | UNIVERSAL ENERGY SOLUTIONS PVT. LTD. | EXHAUST FANS (FIRE RATED) | Supply, Installation, Testing & Commissioning of Tube Axial Fan / Vane Axial Fan with impeller having adjustable pitch angle blades and complete with suitable motor & drive assembly. Motor shall also be suitable for Variable Speed drive & shall be high efficiency Class IE2. Motor shall be suitable for 415 ± 10% V, 3 Phase, 4 Wire, 50 ± 3%Hz electrical supply. Fans shall be AMCA Certified for Air (AMCA 210) & Sound (AMCA 300) for Normal operations & Incase of emergency fan should be AMCA certified for Air Only.All necessary vibration isolation system, mounting frames, hangers, supports, nuts & bolts & Fan to have safety wire mesh bird screen to be included.The complete fan assembly alongwith the motor & drive assembly shall be fire rated i.e. suitable to operate upto 250°C for 2 hours and meet the duty parameters. The fan assembly shall be EN-12101-3 or UL tested for High temperature (UL Power & smoke Ventilation listed) for a minimum of 250 Deg. Celsius for a minimum of 2 Hrs and should be UL or CE labelled. Fan Duty: Normal & Emergency Exhaust |  | 0 | 0 | Amended & Approved
The Ramdulari | BLOCK | Ventilation |  | WO/RP/RP02/65 | UNIVERSAL ENERGY SOLUTIONS PVT. LTD. | FRESH AIR FANS (FIRE RATED IF IN ENCLOSED SPACE) | Supply, Installation, Testing & Commissioning of Tube Axial Fan / Vane Axial Fan with impeller having adjustable pitch angle blades and complete with suitable motor & drive assembly. Motor shall also be suitable for Variable Speed drive & shall be high efficiency Class IE2. Motor shall be suitable for 415 ± 10% V, 3 Phase, 4 Wire, 50 ± 3%Hz electrical supply. Fans shall be AMCA Certified for Air (AMCA 210) & Sound (AMCA 300) for Normal operations & Incase of emergency fan should be AMCA certified for Air Only. All necessary vibration isolation system, mounting frames, hangers, supports, nuts & bolts & Fan to have safety wire mesh bird screen to be included.The complete fan assembly alongwith the motor & drive assembly shall be fire rated i.e. suitable to operate upto 250°C for 2 hours and meet the duty parameters. The fan assembly shall be EN-12101-3 or UL tested for High temperature (UL Power & smoke Ventilation listed) for a minimum of 250 Deg. Celsius for a minimum of 2 Hrs and should be UL or CE labelled. Fan Duty: Normal & Emergency Fresh Air |  | 0 | 0 | Amended & Approved
The Ramdulari | BLOCK | Ventilation |  | WO/RP/RP02/65 | UNIVERSAL ENERGY SOLUTIONS PVT. LTD. | FRESH AIR FANS (NON-FIRE RATED) | Supply, Installation, Testing & Commissioning of Tube Axial Fan / Vane Axial Fan with impeller having adjustable pitch angle blades and complete with suitable motor & drive assembly. Motor shall also be suitable for Variable Speed drive & shall be high efficiency Class IE2. Motor shall be suitable for 415 ± 10% V, 3 Phase, 4 Wire, 50 ± 3%Hz electrical supply. Fans shall be AMCA Certified for Air only.All necessary vibration isolation system, mounting frames, hangers, supports, nuts & bolts & Fan to have safety wire mesh bird screen to be included. Fan Duty: Liftwell Pressurization |  | 0 | 0 | Amended & Approved
The Ramdulari | BLOCK | Ventilation |  | WO/RP/RP02/65 | UNIVERSAL ENERGY SOLUTIONS PVT. LTD. | JET FAN SYSTEM | JET FAN SYSTEM:Design, manufacturer, supply, installation, testing & commissioning of Jet Vent System for Garage / Parking basement comprising Dual Speed Jet Thrust fans, CO Sensors, Electrical Panel, control & power cabling. Vendor / Contractor to carryout CFD Analysis and confirm exact number, location & size of Jet Fans & 'CO' Sensors as per Basements / Parking layout / drawings. |  | 0 | 0 | Amended & Approved
The Ramdulari | BLOCK | Ventilation |  | WO/RP/RP02/65 | UNIVERSAL ENERGY SOLUTIONS PVT. LTD. | INLINE FANS | INLINE FANS:Supply, Installation, Testing & Commissioning of duct mounted / Cabinet-type Inline Fans for fresh / exhaust air as shown in drawings. Each fan shall be complete with motor, mounting flanges and all accessories required to complete the installation. The motor shall be suitable for 240±10% volts, 50 Hz, 1 phase, A.C. supply.Fan Duty: Normal Exhaust (Inline Type Fan) |  | 0 | 0 | Approved
The Ramdulari | BLOCK | Ventilation |  | WO/RP/RP02/65 | UNIVERSAL ENERGY SOLUTIONS PVT. LTD. | CABINET TYPE FAN | CABINET TYPE FAN :Supply, Installation, Testing & Commissioning of duct mounted / Cabinet-type Inline Fans for fresh / exhaust air as shown in drawings. Each fan shall be complete with motor, mounting flanges and all accessories required to complete the installation.The motor shall be TEFC drive motor (IE2) suitable for 415±10% volts, 50 Hz, 3 phase, A.C. supply. |  | 0 | 0 | Approved
The Ramdulari | BLOCK | Ventilation |  | WO/RP/RP02/65 | UNIVERSAL ENERGY SOLUTIONS PVT. LTD. | CS Type Double Skin Exhaust Unit with Electrostatic Scruber for Kitchen Exhaust | CS Type Double Skin Exhaust Unit with Electrostatic Scruber for Kitchen Exhaust:Supply Installation, Testing and commissioning of factory built Ceiling mounted type double skin type Exhaust Unit made of extruded Al section frame structure with 25±2mm thick panels consisting of GI casing of thickness 0.6mm outside layer and 0.6mm thick GI sheet inside layer with polyurethane foam (PUF) insulation of density 40±2Kg/cum factory injected between them by injection moulding machine complete with backward curved blower section.The motor shall be TEFC drive motor(IE2) suitable for 415±10% volts, 50 Hz, 3 phase, A.C. supply. The kitchen fan motor shall be outside hot air stream. The unit shall be suitable for outdoor installation and the static pressure will be calcualted by HVAC contrctor on basis of final duct layout. Electrostatic section shall be made of 16 gauge galvanised sheet, high bake epoxy powder coated, washable type aluminium mesh filters, stainless steel spiked ionizers to create high voltage DC field, aluminum collector plates which should be alternatively charged positive and negative with large collecting area with 14" deep cell, to work as magnet for charged smoke and oil particles. Average efficiency of 90-95% in single pass as per DOP test method. Electrostatic Precipitator should be able to charge particles from 0.01 micron to 10 microns through solid state power supply. Collector cell should be of permanent type and incorporate slide out facility for easy removal for cleaning. The system should be fitted with interlock switch for safety . The system should allow connection to a fan section to achieve 500 FPM velocity across the air cleaner. |  | 0 | 0 | Approved
The Ramdulari | BLOCK | Ventilation |  | WO/RP/RP02/65 | UNIVERSAL ENERGY SOLUTIONS PVT. LTD. | Supply,installation,tetsing & commissioining of Propeller Fan | Supply,installation,tetsing & commissioining of Propeller Fan |  | 0 | 0 | Approved
The Ramdulari | BLOCK | Ventilation |  | WO/RP/RP02/65 | UNIVERSAL ENERGY SOLUTIONS PVT. LTD. | EQUIPMENT SUPPORTS | EQUIPMENT SUPPORTS: Supply, Installation of Medium weight MS structure for supports of Ventilation Equipments. | Kg | 600 | 152.23 | Approved
The Ramdulari | BLOCK | Ventilation |  | WO/RP/RP02/65 | UNIVERSAL ENERGY SOLUTIONS PVT. LTD. | Rectangular GSS Duct work | Rectangular GSS Duct work:Supply, fabrication, Installation, testing and commissioning of site fabricated rectangular ducts using G.I Sheets (with 120 gsm galvanization). The price shall include flanges, supports, sealent (neoprene gasket), hangers, access door etc. |  | 0 | 0 | Approved
The Ramdulari | BLOCK | Ventilation |  | WO/RP/RP02/65 | UNIVERSAL ENERGY SOLUTIONS PVT. LTD. | Supply,laying of Open cell nitrile rubber sheet for accosutic insulation of 15 mm thick having density 140-180 kg/m3. | Supply,laying of Open cell nitrile rubber sheet for accosutic insulation of 15 mm thick having density 140-180 kg/m3. | Sq.Mtr. | 12 | 1249.76 | Approved
The Ramdulari | BLOCK | Ventilation |  | WO/RP/RP02/65 | UNIVERSAL ENERGY SOLUTIONS PVT. LTD. | Supply,Laying of thermal insulation of 13 mm closed cell nitrile rubber with alu foil sheet,class O,density 40-60 kg/M3 | Supply,Laying of thermal insulation of 13 mm closed cell nitrile rubber with alu foil sheet,class O,density 40-60 kg/M3 | Sq.Mtr. | 20 | 510 | Approved
The Ramdulari | BLOCK | Ventilation |  | WO/RP/RP02/65 | UNIVERSAL ENERGY SOLUTIONS PVT. LTD. | GRILL | GRILL:Supply, installation, testing & balancing of fixed bar, extruded aluminium powder coated Supply Air / Return Air / Exhaust Air grilles, normal flow, 15Deg. one way deflection/0Deg with all sides flanged, and including Extruded Aluminum key operated volume control dampers. |  | 0 | 0 | Approved
The Ramdulari | BLOCK | Ventilation |  | WO/RP/RP02/65 | UNIVERSAL ENERGY SOLUTIONS PVT. LTD. | EXHAUST / FRESH AIR LOUVERS | EXHAUST / FRESH AIR LOUVERS:Supply, installation, testing & commissioning Extruded aluminum exhaust air/fresh air louvers without GI Bird Screen as per specifications. The louvers shall be anodized aluminum as per apporval of the Architect and offering free area not less than 60% of gross face area. | Sq.Mtr. | 29.5 | 8848.07 | Approved
The Ramdulari | BLOCK | Ventilation |  | WO/RP/RP02/65 | UNIVERSAL ENERGY SOLUTIONS PVT. LTD. | MOTORIZED FIRE & SMOKE DAMPERS | MOTORIZED FIRE & SMOKE DAMPERS :Supply, installation, testing & commissioning of multi blade, motorised combined fire & smoke dampers with spring return actuator. The damper shall be of atleast 1.5 hr. fire rating. The damper shall be as per latest edition of CBRI tested as per UL 555. The damper shall be constructed out of 16G galvanised sheet steel. It shall be complete with control panel, actuator, sensor and inter-locking / wiring / connection. Dampers shall be as per approved shop drawings. The damper actuator shall be with a Potential Free NO/NC contact for BMS Compatiblity and ON/OFF type. |  | 0 | 0 | Approved
The Ramdulari | BLOCK | Ventilation |  | WO/RP/RP02/65 | UNIVERSAL ENERGY SOLUTIONS PVT. LTD. | MOTORIZED DUCT DAMPERS | MOTORIZED DUCT DAMPERS :Supply, installation, testing & commissioning of multi blade, motorised duct dampers with spring return actuator. The damper shall be constructed out of 16G galvanised sheet steel. It shall be complete with actuator and inter-locking / wiring / connection. Dampers shall be as per approved shop drawings. |  | 0 | 0 | Approved
The Ramdulari | BLOCK | Ventilation |  | WO/RP/RP02/65 | UNIVERSAL ENERGY SOLUTIONS PVT. LTD. | DUCT VOLUME CONTROL DAMPERS - MANUAL | DUCT VOLUME CONTROL DAMPERS - MANUAL:Supply, installation, testing & commissioning of fan discharge / outlet GI duct dampers of 16G Casing and 18G Blade (with rest supports) GSS Construction complete with frame & necessary accessories. | Sq.Mtr. | 2 | 9728.2 | Approved
The Ramdulari | BLOCK | Ventilation |  | WO/RP/RP02/65 | UNIVERSAL ENERGY SOLUTIONS PVT. LTD. | BACK DRAFT DAMPER / GRAVITY DAMPERS | BACK DRAFT DAMPER / GRAVITY DAMPERS :Supply, installation, testing & commissioning of fan discharge / outlet back draft dampers of 16G Casing and 22G Blade (with rest supports) GSS Construction complete with frame & necessary civil work for fixing. | Sq.Mtr. | 10 | 9399.6 | Approved
The Ramdulari | BLOCK | Ventilation |  | WO/RP/RP02/65 | UNIVERSAL ENERGY SOLUTIONS PVT. LTD. | COLLAR VOLUME CONTROL DAMPERS | COLLAR VOLUME CONTROL DAMPERS |  | 0 | 0 | Approved
The Ramdulari | BLOCK | Ventilation |  | WO/RP/RP02/65 | UNIVERSAL ENERGY SOLUTIONS PVT. LTD. | Circular Volume Flow Limiter(VFL) as mechanical self powered volume flow limiter without external powe supply for the balancing volume flow rate in ventilation system complete with high quality plastic circular casing, optimised damper blade with low | Circular Volume Flow Limiter(VFL) as mechanical self powered volume flow limiter without external powe supply for the balancing volume flow rate in ventilation system complete with high quality plastic circular casing, optimised damper blade with low friction bearing. |  | 0 | 0 | Approved
The Ramdulari | BLOCK | Ventilation |  | WO/RP/RP02/65 | UNIVERSAL ENERGY SOLUTIONS PVT. LTD. | Supply,installation and testing of GI framing to install the Grille & Louver constructed of GSS 22 swg and accessories to complete the system as following; | Supply,installation and testing of GI framing to install the Grille & Louver constructed of GSS 22 swg and accessories to complete the system as following; | Sq.Mtr. | 22.5 | 3295 | Approved
The Ramdulari | BLOCK | Ventilation |  | WO/RP/RP02/65 | UNIVERSAL ENERGY SOLUTIONS PVT. LTD. | MCC PANEL FOR LIFT LOBBY & STAIRCASE PRESSURIZATION FAN NEAR SINGLE LIFT. | MCC PANEL FOR LIFT LOBBY & STAIRCASE PRESSURIZATION FAN NEAR SINGLE LIFT.Supply, installation, testing & commissioning of MCC Panel(IP65) with following details for Axial Flow Fan for Lift Lobby & Staircase Pressurization:Incomer :1 No. 80A, 25KA, TP, MCCB with Digital Volt and Ammeter with selecter swich and control MCB.R,Y,B Phase indication lamp & ON/Trip indication lamps with control MCB.Bus Bars:• 100A, TP, 25KAOutgoingSTAR-DELTA Starter of rating 7.5Kw for Axial Flow Fan x 1Set.STAR-DELTA Starter of rating 11.0Kw for Axial Flow Fan x 1Set. GENERAL NOTES: FOR MCC PANEL & STARTER PANELSupply, Installation, Testing, Comisioning of following cubicle type panels construcred from 2mm thick sheet steel for MCC Panel and 1.6mm thick for Starter Panel enclosed separate compartment for each feeeder or feeders, front operated, dust proof, lockable door, complete with all internal wiring, colour coading with ferruls, removal cable glands plate, bonding to earth and powder coated painting, all accessories and supporting structure. MS base frame, separate adequate cable alley for incomming and outgoing termination. All switch gear to have protection levels as specified.TPN bus bars shall be of Aluminium and shall be sleeved. Phase bus bars shall be rated at 20% higher and neutral bus bar shall be of 100% capacity. Minimum density of Aluminium bus bars for current carrying capacity shall be 1.0 amp per square mm.At Incommer shall be provide 230V/24V AC 50VA Transformer (with SMPS if required for DC power) for 24V power to Motorised Fire/Duct Damper, CO Sensor as required.Ics = Icu = 100% for the MCCB's, MPCB's & MCB'sMCCB's shall be with extended rotary handle.Exact rating (Amps), Poles, Type, Short circuit rating is to be selected by the contractor as per load, fault and requirement.All communicable meters should be looped inside the panels and this loop has to be brought to one terminal point in the panel for connectivity.DOL Starter / Contactor with 2 NO + 2 NC Auxiliary contacts. Star-Delta starter / contactors / pneumatic timers with 2 NO + 2 NC Auxiliary contacts. All outgoing shall be provided with Stop / Manual /Auto selector switch to facilitate operation through BAS. All starters shall be provided with potential free Contact for Connections to Building Automation System anf Fire Inter Locking System. | Nos | 1 | 120704 | Amended & Approved
The Ramdulari | BLOCK | Ventilation |  | WO/RP/RP02/65 | UNIVERSAL ENERGY SOLUTIONS PVT. LTD. | MCC PANEL FOR LIFT LOBBY & STAIRCASE PRESSURIZATION FAN & TOILET VENTILATION FAN NEAR DOUBLE LIFT. | MCC PANEL FOR LIFT LOBBY & STAIRCASE PRESSURIZATION FAN & TOILET VENTILATION FAN NEAR DOUBLE LIFT.Supply, installation, testing & commissioning of MCC Panel(IP65) with following details for Axial Flow Fan for Lift Lobby & Staircase Pressurization:Incomer :1 No. 80A, 25KA, TP, MCCB with Digital Volt and Ammeter with selecter swich and control MCB.R,Y,B Phase indication lamp & ON/Trip indication lamps with control MCB.Bus Bars:• 100A, TP, 25KAOutgoingSTAR-DELTA Starter of rating 7.5Kw for Axial Flow Fan x 1Set.STAR-DELTA Starter of rating 11.0Kw for Axial Flow Fan x 1Set. | Nos | 1 | 167875 | Approved
The Ramdulari | BLOCK | Ventilation |  | WO/RP/RP02/65 | UNIVERSAL ENERGY SOLUTIONS PVT. LTD. | BASEMENT VENTILATION PANEL | BASEMENT VENTILATION PANELSupply, installation, testing & commissioning of PLC controlled Panel for basement ventilation with following details :24V DC SMPS of required rating with protection MCB.PLC with required no. of inputs and outputs and RS-485 communication port for BMS.Selector switch with auto-manual-test mode.Required no. of control relays.Required terminals for 24V DC, Supply to CO-sensorsNecessary interlock for dual speed motor.Fire detection relay for operating all jet fans and axial flow fan at high speed on receiving fire signal. Incomer:• 1 No. 125A, TP MCCB, 25KABus Bars:• 160A, TP, 25KAOutgoingsMotor Starter Feeders (including starters as described above) for:Y-Delta/DOL Starter for Duel Speed Axial Flow Fan 11.0/3.7KW - 3Sets.•DOL Starter for Duel Speed Jet Fan 1.4/0.2KW - 6Sets. | Set | 1 | 405720 | Approved
The Ramdulari | BLOCK | Ventilation |  | WO/RP/RP02/65 | UNIVERSAL ENERGY SOLUTIONS PVT. LTD. | MCC PANEL FOR PUMP ROOM | MCC PANEL FOR PUMP ROOMSupply, installation, testing & commissioning of MCC Panel(IP42) with following details for Axial Flow Fan for Lift & Staircase Pressurization:Incomer :1 No. 32A, 25KA, TP, MCCB with Digital Volt and Ammeter with selecter swich and control MCB.R,Y,B Phase indication lamp & ON/Trip indication lamps with control MCB.OutgoingDOL Starter of rating 3.7/2.2/1.5/1.1/0.75 Kw for Axial Flow Fan - 2Sets. | Nos | 1 | 68796 | Approved
The Ramdulari | BLOCK | Ventilation |  | WO/RP/RP02/65 | UNIVERSAL ENERGY SOLUTIONS PVT. LTD. | Supply, installation, testing and commissioning of DOL/Y-Delta Starter for kitchen exhaust Unit complete with 4P MCB as incommer, Contactor, O/L relay, ON-OFF-TRIP indication lamp, push bottom swich, auto/manual selecter swich and all accessories to | Supply, installation, testing and commissioning of DOL/Y-Delta Starter for kitchen exhaust Unit complete with 4P MCB as incommer, Contactor, O/L relay, ON-OFF-TRIP indication lamp, push bottom swich, auto/manual selecter swich and all accessories to complete the system. Provide pottential free contact with 24V relay for integrating with BMS and Fire Alarm System System. | Nos | 5 | 16005 | Approved
The Ramdulari | BLOCK | Ventilation |  | WO/RP/RP02/65 | UNIVERSAL ENERGY SOLUTIONS PVT. LTD. | POWER CABLE | POWER CABLESupply, Installation, Testing & Comisioning of following sizes of XLPE insulated PVC sheathed multistrand copper conductor FRLS armoured cable of 1.1 KV grade on existing cable tray / surface including saddle, clamps etc. complete as required. as per specifications given in the tender. The Billing of cable tray separately in Item No. |  | 0 | 0 | Approved
The Ramdulari | BLOCK | Ventilation |  | WO/RP/RP02/65 | UNIVERSAL ENERGY SOLUTIONS PVT. LTD. | CABLE TERMINATION | CABLE TERMINATIONSupplying and making end termination with brass/ss double compression glands and aluminium lugs for following size of PVC insulated and PVC sheathed/ XLPE copper conductor cable of 1.1 KV grade as required. |  | 0 | 0 | Approved
The Ramdulari | BLOCK | Ventilation |  | WO/RP/RP02/65 | UNIVERSAL ENERGY SOLUTIONS PVT. LTD. | CABLE TRAY | CABLE TRAYSupply Installation Testing Comisioning of 1.6 mm thick(upto 300mm) and 2.0mm thick(above 300mm) hot plated GI pre fabricated perforated/Lader cable trays in horizontal or vertical formation complete with duely painted MS structural supports and Necessary demarkation. |  | 0 | 0 | Approved
The Ramdulari | BLOCK | Ventilation |  | WO/RP/RP02/65 | UNIVERSAL ENERGY SOLUTIONS PVT. LTD. | EARTHING | EARTHINGSupply Installation Testing comissioning of GI Earthing along with suitable clamp & acessories for HVAC Equipment . |  | 0 | 0 | Approved
The Ramdulari | BLOCK | Ventilation |  | WO/RP/RP02/65 | UNIVERSAL ENERGY SOLUTIONS PVT. LTD. | Basement | Basement Air Qty - 24000/16000 CFM ESP – 15mm Wg at Low Speed Approx. (KW/Ph/Class) - (11.0/3.7)/3/H | Nos | 2 | 205374.2 | Approved
The Ramdulari | BLOCK | Ventilation |  | WO/RP/RP02/65 | UNIVERSAL ENERGY SOLUTIONS PVT. LTD. | Pump Room | Pump Room Air Qty - 4000 CFM ESP – 20mm Wg Approx. (KW/Ph/Class) - 1.1/3/H | Nos | 1 | 45305.78 | Approved
The Ramdulari | BLOCK | Ventilation |  | WO/RP/RP02/65 | UNIVERSAL ENERGY SOLUTIONS PVT. LTD. | Price for Fire Retardent Canvas with MS Flange, Factory Fabricated Transition Peice for above Axial Flow Fan | Price for Fire Retardent Canvas with MS Flange, Factory Fabricated Transition Peice for above Axial Flow Fan | Set | 3 | 10478.59 | Approved
The Ramdulari | BLOCK | Ventilation |  | WO/RP/RP02/65 | UNIVERSAL ENERGY SOLUTIONS PVT. LTD. | Basement | Basement Air Qty - 24000/16000 CFM ESP – 15mm Wg at Low Speed Approx. (KW/Ph/Class) - (11.0/3.7)/3/H | Nos | 1 | 205374.2 | Approved
The Ramdulari | BLOCK | Ventilation |  | WO/RP/RP02/65 | UNIVERSAL ENERGY SOLUTIONS PVT. LTD. | Pump Room | Pump Room Air Qty - 4500 CFM ESP – 20mm Wg Approx. (KW/Ph/Class) - 1.5/3/H | Nos | 1 | 47286.22 | Approved
The Ramdulari | BLOCK | Ventilation |  | WO/RP/RP02/65 | UNIVERSAL ENERGY SOLUTIONS PVT. LTD. | Price for Fire Retardent Canvas with MS Flange, Factory Fabricated Transition Peice for above Axial Flow Fan as requored. | Price for Fire Retardent Canvas with MS Flange, Factory Fabricated Transition Peice for above Axial Flow Fan as requored. | Set | 2 | 10478.59 | Approved
The Ramdulari | BLOCK | Ventilation |  | WO/RP/RP02/65 | UNIVERSAL ENERGY SOLUTIONS PVT. LTD. | Lift Lobby (Double Lift) | Lift Lobby (Double Lift) Air Qty - 2805 CFM ESP – 35mm Wg Approx. (KW/Ph/Class) - 11/3/F | Nos | 1 | 141022.76 | Approved
The Ramdulari | BLOCK | Ventilation |  | WO/RP/RP02/65 | UNIVERSAL ENERGY SOLUTIONS PVT. LTD. | Lift Lobby (Single Lift) | Lift Lobby (Single Lift) Air Qty - 26050 CFM ESP – 35mm Wg Approx. (KW/Ph/Class) - 11/3/F | Nos | 1 | 141022.76 | Approved
The Ramdulari | BLOCK | Ventilation |  | WO/RP/RP02/65 | UNIVERSAL ENERGY SOLUTIONS PVT. LTD. | Lift Lobby (Single Lift) | Lift Lobby (Single Lift) Air Qty - 5700 CFM ESP – 20mm Wg Approx. (KW/Ph/Class) - 2.2/3/F | Nos | 2 | 52522.17 | Approved
The Ramdulari | BLOCK | Ventilation |  | WO/RP/RP02/65 | UNIVERSAL ENERGY SOLUTIONS PVT. LTD. | Staircase Pressurization | Staircase Pressurization Air Qty - 22000 CFM ESP – 30mm Wg Approx. (KW/Ph/Class) - 7.5/3/F | Nos | 2 | 106082.14 | Approved
The Ramdulari | BLOCK | Ventilation |  | WO/RP/RP02/65 | UNIVERSAL ENERGY SOLUTIONS PVT. LTD. | Staircase Pressurization | Staircase Pressurization Air Qty - 4000 CFM ESP – 20mm Wg Approx. (KW/Ph/Class) - 1.1/3/F | Nos | 1 | 43656 | Approved
The Ramdulari | BLOCK | Ventilation |  | WO/RP/RP02/65 | UNIVERSAL ENERGY SOLUTIONS PVT. LTD. | Price for Fire Retardent Canvas, with MS Flange, Factory Fabricated Transition, Cowl for above Axial Flow Fan as required. | Price for Fire Retardent Canvas, with MS Flange, Factory Fabricated Transition, Cowl for above Axial Flow Fan as required. | Set | 7 | 19960.26 | Approved
The Ramdulari | BLOCK | Ventilation |  | WO/RP/RP02/65 | UNIVERSAL ENERGY SOLUTIONS PVT. LTD. | Jet Thrust Fans | Jet Thrust Fans:Dual speed Centrifugal Jet Thrust Fans, suitable to operate upto 250°C for 2 hours. Fans shall be complete with silencers at inlet & outlet, motor suitable to operate at 415 ± 10% V, 50 ± 3% Hz, 3 Phase, 4 Wire electrical supply. Motor rating 1.4 KW / 0.2 KW & Discharge CFM at High Speed 7070CMH and 3690 at Low Speed. | Nos | 6 | 59016.16 | Approved
The Ramdulari | BLOCK | Ventilation |  | WO/RP/RP02/65 | UNIVERSAL ENERGY SOLUTIONS PVT. LTD. | CO Sensors | Supply, installation, testing & commissioning of 'CO' Sensors (BMS Compatible) for Car Parking areas. | Nos | 6 | 10247.76 | Approved
The Ramdulari | BLOCK | Ventilation |  | WO/RP/RP02/65 | UNIVERSAL ENERGY SOLUTIONS PVT. LTD. | Control Cabling | Control Cabling:Supply, fixing, laying & termination of 3C x 1.5 sq.mm. Signal Cable for 'CO' Sensors, including necessary supports / saddles / clamps etc. | RMT | 220 | 178.96 | Approved
The Ramdulari | BLOCK | Ventilation |  | WO/RP/RP02/65 | UNIVERSAL ENERGY SOLUTIONS PVT. LTD. | Ground Floor Air Qty in CFM450ESP in mm Wg15 KW/Ph/Class/1/F | Ground Floor Air Qty in CFM450ESP in mm Wg15 KW/Ph/Class/1/F | Nos | 1 | 8280.96 | Approved
The Ramdulari | BLOCK | Ventilation |  | WO/RP/RP02/65 | UNIVERSAL ENERGY SOLUTIONS PVT. LTD. | Ground Floor Air Qty in CFM750ESP in mm Wg20 KW/Ph/Class/1/F | Ground Floor Air Qty in CFM750ESP in mm Wg20 KW/Ph/Class/1/F | Nos | 1 | 19296 | Approved
The Ramdulari | BLOCK | Ventilation |  | WO/RP/RP02/65 | UNIVERSAL ENERGY SOLUTIONS PVT. LTD. | First Floor Air Qty in CFM850ESP in mm Wg20 KW/Ph/Class/1/F | First Floor Air Qty in CFM850ESP in mm Wg20 KW/Ph/Class/1/F | Nos | 1 | 25849.6 | Approved
The Ramdulari | BLOCK | Ventilation |  | WO/RP/RP02/65 | UNIVERSAL ENERGY SOLUTIONS PVT. LTD. | Price for Fire Retardent Canvas Connection for above Fan. | Price for Fire Retardent Canvas Connection for above Fan. | Nos | 6 | 1020.58 | Approved
The Ramdulari | BLOCK | Ventilation |  | WO/RP/RP02/65 | UNIVERSAL ENERGY SOLUTIONS PVT. LTD. | Terrace PowderToiletAir Qty in CFM2000ESP in mm Wg40 KW/Ph/Class0.75/3/F | Terrace PowderToiletAir Qty in CFM2000ESP in mm Wg40 KW/Ph/Class0.75/3/F | Nos | 2 | 50285.2 | Approved
The Ramdulari | BLOCK | Ventilation |  | WO/RP/RP02/65 | UNIVERSAL ENERGY SOLUTIONS PVT. LTD. | Kitchen FreshairAir Qty in CFM2750ESP in mm Wg20 KW/Ph/Class0.75/3/F | Kitchen FreshairAir Qty in CFM2750ESP in mm Wg20 KW/Ph/Class0.75/3/F | Nos | 1 | 50285.2 | Approved
The Ramdulari | BLOCK | Ventilation |  | WO/RP/RP02/65 | UNIVERSAL ENERGY SOLUTIONS PVT. LTD. | Price for Fire Retardent Canvas Connection for above Fan. | Price for Fire Retardent Canvas Connection for above Fan. | Nos | 3 | 1665.98 | Approved
The Ramdulari | BLOCK | Ventilation |  | WO/RP/RP02/65 | UNIVERSAL ENERGY SOLUTIONS PVT. LTD. | 3000 cfm@50 mm wc Static pressure | 3000 cfm@50 mm wc Static pressure | Nos | 1 | 292608 | Approved
The Ramdulari | BLOCK | Ventilation |  | WO/RP/RP02/65 | UNIVERSAL ENERGY SOLUTIONS PVT. LTD. | 100 CFM for Toilet ventilation | 100 CFM for Toilet ventilation | Nos | 1 | 2050 | Approved
The Ramdulari | BLOCK | Ventilation |  | WO/RP/RP02/65 | UNIVERSAL ENERGY SOLUTIONS PVT. LTD. | 700 CFM for meter Room | 700 CFM for meter Room | Nos | 1 | 5101 | Approved
The Ramdulari | BLOCK | Ventilation |  | WO/RP/RP02/65 | UNIVERSAL ENERGY SOLUTIONS PVT. LTD. | Sheet Thickness24 gauge GSS (0.60mm)Max. Duct Size≤ 750 mm | Sheet Thickness24 gauge GSS (0.60mm)Max. Duct Size≤ 750 mm | Sq.Mtr. | 165 | 870 | Approved
The Ramdulari | BLOCK | Ventilation |  | WO/RP/RP02/65 | UNIVERSAL ENERGY SOLUTIONS PVT. LTD. | Sheet Thickness22 gauge GSS (0.80mm)Max. Duct Size751-1500 mm | Sheet Thickness22 gauge GSS (0.80mm)Max. Duct Size751-1500 mm | Sq.Mtr. | 485 | 1165 | Approved
The Ramdulari | BLOCK | Ventilation |  | WO/RP/RP02/65 | UNIVERSAL ENERGY SOLUTIONS PVT. LTD. | Sheet Thickness20 gauge GSS (1.00mm)Max. Duct Size1501-2100mm | Sheet Thickness20 gauge GSS (1.00mm)Max. Duct Size1501-2100mm | Sq.Mtr. | 25 | 1442 | Approved
The Ramdulari | BLOCK | Ventilation |  | WO/RP/RP02/65 | UNIVERSAL ENERGY SOLUTIONS PVT. LTD. | Linear Grill | Linear Grill | Sq.Mtr. | 36.5 | 5655 | Approved
The Ramdulari | BLOCK | Ventilation |  | WO/RP/RP02/65 | UNIVERSAL ENERGY SOLUTIONS PVT. LTD. | Toilet Exhaust Grill 150 x 150/200 x 150 | Toilet Exhaust Grill 150 x 150/200 x 150 | Nos | 30 | 552.5 | Approved
The Ramdulari | BLOCK | Ventilation |  | WO/RP/RP02/65 | UNIVERSAL ENERGY SOLUTIONS PVT. LTD. | Actuators ON/OFF Type with controller | Actuators ON/OFF Type with controller | Nos | 54 | 10212.5 | Approved
The Ramdulari | BLOCK | Ventilation |  | WO/RP/RP02/65 | UNIVERSAL ENERGY SOLUTIONS PVT. LTD. | Actuators ON/OFF Type with controller | Actuators ON/OFF Type with controller | Nos | 2 | 10621 | Approved
The Ramdulari | BLOCK | Ventilation |  | WO/RP/RP02/65 | UNIVERSAL ENERGY SOLUTIONS PVT. LTD. | Supply, installation and testing of Aluminium construction opposed multi blade volume control dampers complete with bush, gears, shaft & manual operated. | Supply, installation and testing of Aluminium construction opposed multi blade volume control dampers complete with bush, gears, shaft & manual operated. | Sq.Mtr. | 2 | 5314.95 | Approved
The Ramdulari | BLOCK | Ventilation |  | WO/RP/RP02/65 | UNIVERSAL ENERGY SOLUTIONS PVT. LTD. | Coller Damper for Toilet Exhaust Grill 150 x 150/200 x 150 | Coller Damper for Toilet Exhaust Grill 150 x 150/200 x 150 | Nos | 30 | 520.7 | Approved
The Ramdulari | BLOCK | Ventilation |  | WO/RP/RP02/65 | UNIVERSAL ENERGY SOLUTIONS PVT. LTD. | Price inclusive VFL+Spigot+450mm L Round Duct for 75CFM Exhaust | Price inclusive VFL+Spigot+450mm L Round Duct for 75CFM Exhaust | Nos | 0 | 4449.94 | Approved
The Ramdulari | BLOCK | Ventilation |  | WO/RP/RP02/65 | UNIVERSAL ENERGY SOLUTIONS PVT. LTD. | 3C X 6 Sqmm armoured cable | 3C X 6 Sqmm armoured cable | RMT | 375 | 308.31 | Approved
The Ramdulari | BLOCK | Ventilation |  | WO/RP/RP02/65 | UNIVERSAL ENERGY SOLUTIONS PVT. LTD. | 3C X 4 Sqmm armoured cable | 3C X 4 Sqmm armoured cable | RMT | 0 | 230.4 | Approved
The Ramdulari | BLOCK | Ventilation |  | WO/RP/RP02/65 | UNIVERSAL ENERGY SOLUTIONS PVT. LTD. | 3C X 2.5 Sqmm armoured cable | 3C X 2.5 Sqmm armoured cable | RMT | 360 | 163.31 | Approved
The Ramdulari | BLOCK | Ventilation |  | WO/RP/RP02/65 | UNIVERSAL ENERGY SOLUTIONS PVT. LTD. | 3C X 1.5 Sqmm armoured cable | 3C X 1.5 Sqmm armoured cable | RMT | 230 | 120.59 | Approved
The Ramdulari | BLOCK | Ventilation |  | WO/RP/RP02/65 | UNIVERSAL ENERGY SOLUTIONS PVT. LTD. | 4C/3C X 6 Sqmm armoured cable | 4C/3C X 6 Sqmm armoured cable | Nos | 28 | 679.8 | Approved
The Ramdulari | BLOCK | Ventilation |  | WO/RP/RP02/65 | UNIVERSAL ENERGY SOLUTIONS PVT. LTD. | 4C/3C X 4 Sqmm armoured cable | 4C/3C X 4 Sqmm armoured cable | Nos | 0 | 646.65 | Approved
The Ramdulari | BLOCK | Ventilation |  | WO/RP/RP02/65 | UNIVERSAL ENERGY SOLUTIONS PVT. LTD. | 3C X 2.5 Sqmm armoured cable | 3C X 2.5 Sqmm armoured cable | Nos | 30 | 463.32 | Approved
The Ramdulari | BLOCK | Ventilation |  | WO/RP/RP02/65 | UNIVERSAL ENERGY SOLUTIONS PVT. LTD. | 3C X 1.5 Sqmm armoured cable | 3C X 1.5 Sqmm armoured cable | Nos | 24 | 463.32 | Approved
The Ramdulari | BLOCK | Ventilation |  | WO/RP/RP02/65 | UNIVERSAL ENERGY SOLUTIONS PVT. LTD. | 100 mm wide x 25mm Height | 100 mm wide x 25mm Height | RMT | 70 | 557.04 | Approved
The Ramdulari | BLOCK | Ventilation |  | WO/RP/RP02/65 | UNIVERSAL ENERGY SOLUTIONS PVT. LTD. | 150 mm wide x 25mm Height | 150 mm wide x 25mm Height | RMT | 10 | 641 | Approved
The Ramdulari | BLOCK | Ventilation |  | WO/RP/RP02/65 | UNIVERSAL ENERGY SOLUTIONS PVT. LTD. | 200 mm wide x 25mm Height | 200 mm wide x 25mm Height | RMT | 50 | 748 | Approved
The Ramdulari | BLOCK | Ventilation |  | WO/RP/RP02/65 | UNIVERSAL ENERGY SOLUTIONS PVT. LTD. | 300 mm wide x 50mm Height | 300 mm wide x 50mm Height | RMT | 20 | 1032 | Approved
The Ramdulari | BLOCK | Ventilation |  | WO/RP/RP02/65 | UNIVERSAL ENERGY SOLUTIONS PVT. LTD. | 450 mm wide x 50mm Height | 450 mm wide x 50mm Height | RMT | 15 | 1376 | Approved
The Ramdulari | BLOCK | Ventilation |  | WO/RP/RP02/65 | UNIVERSAL ENERGY SOLUTIONS PVT. LTD. | 600 mm wide x 50mm Height | 600 mm wide x 50mm Height | RMT | 2.5 | 1718 | Approved
The Ramdulari | BLOCK | Ventilation |  | WO/RP/RP02/65 | UNIVERSAL ENERGY SOLUTIONS PVT. LTD. | 25 x 3 mm GI Earthing strip . | 25 x 3 mm GI Earthing strip . | RMT | 335 | 129 | Approved
The Ramdulari | BLOCK | Ventilation |  | WO/RP/RP02/65 | UNIVERSAL ENERGY SOLUTIONS PVT. LTD. | 8 swg GI wire for earthing . | 8 swg GI wire for earthing . | RMT | 640 | 36 | Approved
Primarc Chambers | BLOCK | Interior Work |  | WO/PCH/PC01/95 | INTERIOR SCAPE | Interior Works At Ground Floor | Interior Works At Ground Floor |  | 0 | 0 | Amended & Approved
Primarc Chambers | BLOCK | Interior Work |  | WO/PCH/PC01/95 | INTERIOR SCAPE | Making & Fixing : Reception Unit | Charges for making, fitting & fixing of Furniture- Reception Unit - Side & Front Partition (Length=5140mm,Height= 1170mm),Table(Length=2200mm,Width=750mm) ,Drawer ,Shelve (Length=2370mm,Width= 300mm) Outer Finish Veneer , Inner Finish Laminate all complete and finishes as per the specification, requirement, drawing and as directed by the EIC (Location- Reception unit).( Ply Laminate, Veneer ,Aluminium Section & L angle in Client Scope ) | Nos | 1 | 30000 | Approved
Primarc Chambers | BLOCK | Interior Work |  | WO/PCH/PC01/95 | INTERIOR SCAPE | Fitting & fixing Rippled Mirror Ply Base with laminate | Charges for making, fitting & fixing Rippled Mirror Ply Base (2400mm x 4500mm) include one side laminated, all complete and finishes as per the specification, requirement, drawing and as directed by the EIC, (Location- Reception unit).(Ply & Laminate in Client Scope) | Sq.Ft. | 122.07 | 200 | Approved
Primarc Chambers | BLOCK | Interior Work |  | WO/PCH/PC01/95 | INTERIOR SCAPE | Furniture-Seat - 1 | Charges for making, fitting & fixing of Furniture-Seat - 1 (Length=2850mm,Width=700mm) (Veneer finish)(Location- Reception unit).all complete finishes as per the specification, requirement, drawing and as directed by the EIC ( Ply & Veneer in Client Scope ) | Nos | 1 | 15500 | Approved
Primarc Chambers | BLOCK | Interior Work |  | WO/PCH/PC01/95 | INTERIOR SCAPE | Furniture-Seat - 2 | Charges for making, fitting & fixing of Furniture-Seat - 2 (Length=1800mm,Width=700mm) (Veneer finish)all complete as per the specification, requirement, drawing and as directed by the EIC (Location- Reception unit).( Ply & Veneer in Client Scope ) | Nos | 1 | 8500 | Approved
Primarc Chambers | BLOCK | Interior Work |  | WO/PCH/PC01/95 | INTERIOR SCAPE | Furniture Seat - 3-(Planter with Seating & Storage ) | Charges for making, fitting & fixing of Furniture Seat - 3 -Planter (Dimension=2500mm x 900mm) with Seating & Storage Unit(Dimension=1500mm x 1200mm & 1500mm x 860 mm) Outer Finish Veneer , Inner Finish Laminate. all complete finishes as per the specification, requirement, drawing and as directed by the EIC(Location- Reception unit)( Ply & Veneer in Client Scope ) | Nos | 1 | 42000 | Approved
Primarc Chambers | BLOCK | Interior Work |  | WO/PCH/PC01/95 | INTERIOR SCAPE | Designed Wall panel (Outer Veneer finish) | Charges for making and fixing Designed Wall panel (Outer Veneer finish) made with plywood finished as per the drawing, design requirement & specification including all materials, labours, tools & tackles, scaffolding all complete as per the direction of the EIC (Ply & Veneer in Client Scope) | Sq.Ft. | 276.5 | 500 | Approved
Primarc Chambers | BLOCK | Interior Work |  | WO/PCH/PC01/95 | INTERIOR SCAPE | Wooden Door Frame-Reception Area | Labour Charges for Making & Fixing Wooden Door Frame including supply of ss screw,nails & other necessary tools & tackles all complete as per the direction of the EIC.(Location - Reception Area).(Only Frame in Client Scope) | Nos | 4 | 800 | Approved
Primarc Chambers | BLOCK | Interior Work |  | WO/PCH/PC01/95 | INTERIOR SCAPE | Door Frame Covering Veneer fixing-Reception Area | Labour Charges for Door Frame Covering Veneer fixing, including supply of screw,nails,masking tape and gum all complete as design requirement & instruction of EIC..(Location - Reception Area) (Only Frame & Veneer in Client Scope) | Nos | 4 | 1200 | Approved
Primarc Chambers | BLOCK | Interior Work |  | WO/PCH/PC01/95 | INTERIOR SCAPE | Making & Fixing of wooden Door Shutter with glass | Making & Fixing of wooden Door Shutter with glass (Openable) including all hardware fixing all complete as per design requirements & direction of EIC. (Location - Reception Area)(Only Ply,Veneer,Aluminium Section, Hinges, L angle in Client Scope). | Sq.Ft. | 60.56 | 600 | Approved
Primarc Chambers | BLOCK | Interior Work |  | WO/PCH/PC01/95 | INTERIOR SCAPE | Providing, Making & fixing of Glass Door (Fixed) | Providing, Making & fixing of Glass Door (Fixed) of 8mm clear toughened glass.all complete as per design requirements & direction of EIC.(Location - Reception Area)(Only Ply,Veneer in Client Scope). | Sq.Ft. | 58.55 | 500 | Approved
Primarc Chambers | BLOCK | Interior Work |  | WO/PCH/PC01/95 | INTERIOR SCAPE | Making and fixing of free standing partition | Charges for making and fixing of free standing partition made with plywood over aluminium framework,outer veener finish with supply of screw,nails,masking tape,gum including all finishing at all level as per design requirement & direction of EIC. . (Location - Reception Area)(Only Ply ,Veneer,Aluminium Tube, L angle in Client Scope) | Sq.Ft. | 214.15 | 580 | Approved
Primarc Chambers | BLOCK | Interior Work |  | WO/PCH/PC01/95 | INTERIOR SCAPE | Making & fixing Wall panel -Reception Area- back of Stand Partition | Charges for making & fixing Wall panel made with plywood over necessary supporting arrangement,outer veener finish with supply of screw,nails,masking tape,gum including all finishing at all level as per design requirement & direction of EIC. (Location - Reception Area- back of Stand Partition)(Only Ply,Veneer in Client Scope). | Sq.Ft. | 199.6 | 425 | Approved
Primarc Chambers | BLOCK | Interior Work |  | WO/PCH/PC01/95 | INTERIOR SCAPE | Electrical panel Cabinet with glass shutter | Charges for making & fixing Electrical panel Cabinet with glass shutter all finishing at all level as per design requirement & direction of EIC. (Location - Reception Area- back of Stand Partition)(Only Ply,Veneer, Laminate in Client Scope). | Sq.Ft. | 81.36 | 550 | Approved
Primarc Chambers | BLOCK | Interior Work |  | WO/PCH/PC01/95 | INTERIOR SCAPE | Veneer polish | Charges for Veneer polish using laquour including supply of material, all complete as per direction of EIC. | Sq.Ft. | 1317.91 | 135 | Approved
Primarc Chambers | BLOCK | Interior Work |  | WO/PCH/PC01/95 | INTERIOR SCAPE | Veneer edge polishing | Veneer edge polishing using laquour with supply of material as per direction of EIC. | Rft | 863.55 | 60 | Approved
Primarc Chambers | BLOCK | Interior Work |  | WO/PCH/PC01/95 | INTERIOR SCAPE | Veneer Groove polish [Average 6-10mm] | Veneer Groove polish (Average 6-10mm) using laquour with supply of material as per direction of EIC. | Rft | 630.114 | 60 | Approved
Primarc Chambers | BLOCK | Interior Work |  | WO/PCH/PC01/95 | INTERIOR SCAPE | Making & Fixing Wooden Door Frame-FM Entrance Room, Baby Care Room, Pantry, Common Toilet, Facility Toilet etc. | Labour Charges for Making & Fixing Wooden Door Frame including supply of ss screw, nails & other necessary tools & tackles all complete as per direction of the EIC (Location - FM Entrance Room, Baby Care Room, Pantry, Common Toilet, Facility Toilet, Drivers Toilet, 8th Floor Merge gate, Podium-1 Drivers Toilet, Electric Panel Room, Data Room)(Only Frame & Anchor fastener in Client Scope) | Nos | 10 | 525 | Approved
Primarc Chambers | BLOCK | Interior Work |  | WO/PCH/PC01/95 | INTERIOR SCAPE | Making of Louver Shutter | Labour Charges for making of Louver Shutter with allied material(i.e nails,ss screw,masking tape and gum) including all finishing as per design requirement & direction of EIC. (Location - Data Server Room)(Only Ply & Wood in Client Scope). | Sq.Ft. | 33.11 | 700 | Approved
Primarc Chambers | BLOCK | Interior Work |  | WO/PCH/PC01/95 | INTERIOR SCAPE | Fixing of Louver Shutter | Labour Charges for fixing of Louver Shutter as per design requirement & direction of EIC (Location - Data Server Room)(Only Ply & Wood in Client Scope). | Sq.Ft. | 33.11 | 250 | Approved
Primarc Chambers | BLOCK | Interior Work |  | WO/PCH/PC01/95 | INTERIOR SCAPE | Paint on Louver Shutter & Frame both side [Location - Data Server Room] | Providing & applying two coat primer with necessary surface preparation, followed by two coat emulsion paint on Louver Shutter & Frame both side as per instruction of EIC. (Location - Data Server Room) | Sq.Ft. | 72.51 | 50 | Approved
Primarc Chambers | BLOCK | Interior Work |  | WO/PCH/PC01/95 | INTERIOR SCAPE | Making and fixing of Wall Panel-Location - Above Open Part of Data Server Room | Charges for making and fixing of Wall Panel made with plywood over aluminium framework, with supply of ss screw,nails, including all finishing at all level as per design requirement & direction of EIC .(Location - Above Open Part of Data Server Room)(Only Ply & Aluminium Tube in Client Scope) | Sq.Ft. | 13.183 | 100 | Approved
Primarc Chambers | BLOCK | Interior Work |  | WO/PCH/PC01/95 | INTERIOR SCAPE | Making & fixing Wooden Handle | Charges for making & fixing Wooden Handle, including polishing work in all surface & edges all complete as per design requirement & direction of EIC(Location - Glass Doors of Café & Room Beside Cafe)(Only Wood in Client Scope) | Nos | 4 | 1500 | Approved
Primarc Chambers | BLOCK | Interior Work |  | WO/PCH/PC01/95 | INTERIOR SCAPE | Fixing Powder coat antique gold MS patty | Labour Charges for fixing Powder coat antique gold MS patty as per design requirement & instruction of EIC.(Location - Reception table, Seating 1 &3, Design Panel wall, Free Standing Partition , Wall behind free standing Partition)(Only MS Patty in Client Scope). | Rft | 234.261 | 100 | Approved
Primarc Chambers | BLOCK | Interior Work |  | WO/PCH/PC01/95 | INTERIOR SCAPE | Making & fixing Wooden Skirting | Labour charges for making & fixing Wooden Skirting as per design requirement & instruction of EIC. (Location - Reception table, Seating 1 &3, Design Panel wall, Free Standing Partition , Wall behind free standing Partition)(Only Ply in Client Scope). | Rft | 234.261 | 100 | Approved
Primarc Chambers | BLOCK | Interior Work |  | WO/PCH/PC01/95 | INTERIOR SCAPE | Charges for loading & unloading | Charges for loading & unloading, transportation ,hire charges for material as per direction of EIC | Lump Sum | 1 | 28443 | Approved
Primarc Aahana | PRE-CONSTRUCTION PHASE | Borewell Installation |  | WO/AAH/AAH01/7 | D.S.P Pumps | Borewell Installation | Labour Charges for installation of 200 X 150mm depth 90 mtrs Tube well: i) Structural Fittings ii) Pilot Boring & Sand Cheecking iii) Boring, Sinking & Lowering iv) Fitting pipe strainer & bottom plug. v) Development with air compressor vi) Installation pump motor set vii) Gravel 3/16 size, cowdung, Bentonite powder & Transportation including viii) Electrologing charges | Lump Sum | 1 | 90000 | Approved
Primarc Aahana | PRE-CONSTRUCTION PHASE | Borewell Installation |  | WO/AAH/AAH01/7 | D.S.P Pumps | Water testing (Chemical & bacteriological) | Charges for conducting Water testing for Chemical & Bacteriological and submission of test report as per direction of Engineer-In-Charge. | Lump Sum | 1 | 5000 | Approved
Primarc Aadvika | PRE-CONSTRUCTION PHASE | Site Office | Civil and Finishing Work of Site Office | WO/HW1/PHW1/26 | Sangita Gaurisaria | Door Shutter Fixing (910 X 2090 X 32mm) | Labour charges for lifting, carrying and fixing of Wooden flush door Shutter at Site office including fixing of hardware fittings like 150mm Tower bolt, Cylindrical lock, door stopper etc, along with supply of pvc gutkha, nails and gum as necessary for entire work, cleaning the work area, shifting all the debris/wastes to a designated place, all complete at all level as per approved drawing and direction of Engineer in charge. (Wooden Flush door shutter, all hardwares as mentioned above, 4" Normal Hings & SS Screw will be supplied by client free of cost and on reconciliation basis) Screwing on Hinges must be done by machine, not manually. Location: Project Manager Room, Conference Room, Engineer's Room, Store Front Shutter Size: (910 x 2090x32) | Nos | 6 | 1000 | Approved
Primarc Aadvika | PRE-CONSTRUCTION PHASE | Site Office | Civil and Finishing Work of Site Office | WO/HW1/PHW1/26 | Sangita Gaurisaria | Door Shutter Fixing (810 X 2090 X 32mm) | Labour charges for lifting, carrying and fixing of Wooden flush door Shutter at Site office including fixing of hardwar fittings like SS HasBolt lock, door stopper, door buffer etc, along with supply of pvc gutkha, nails and gum as necessa for entire work, cleaning the work area, shifting all the debris/wastes to a designated place, all complete at all level a per approved drawing and direction of Engineer in charge. (Wooden Flush door shutter, all hardwares as mentioned above, 4" Normal Hings & SS Screw will be supplied by client free of cost and on reconciliation basis) Screwing on Hinges must be done by machine, not manually. Location: Pantry & Toilet Entrance Shutter Size: (810 x 2090x32) | Nos | 2 | 1000 | Approved
Primarc Aadvika | PRE-CONSTRUCTION PHASE | Site Office | Civil and Finishing Work of Site Office | WO/HW1/PHW1/26 | Sangita Gaurisaria | Providing & fixing charges of PVC laminate door (810x2090x32mm) | Providing & fixing charges of PVC laminate in one side of door Shutter at Pantry & Toilet locations all complete as necessary for entire work as per approved drawing and direction of Engineer in charge. Shutter Size: (810x2090x32) | Nos | 2 | 2500 | Approved
Primarc Aadvika | PRE-CONSTRUCTION PHASE | Site Office | Civil and Finishing Work of Site Office | WO/HW1/PHW1/26 | Sangita Gaurisaria | Providing & fixing charges for Door Architrave (35 X 12 mm Thk.) | Providing & fixing charges for Door Architrave (35 X 12 mm Thk.) fixing with supply of screw,pvc gutkha, nails and gum including cleaning the work area, shifting all the debris/wastes to a designated place, all complete at all level as per approved drawing and direction of Engineer in charge. Location: | Rft | 85 | 12.5 | Approved
Primarc Aadvika | PRE-CONSTRUCTION PHASE | Site Office | Civil and Finishing Work of Site Office | WO/HW1/PHW1/26 | Sangita Gaurisaria | Providing & fixing charges for Dry wall partition | Providing & fixing charges for Dry wall partition work with 75 mm width ply framing & gypsum board in one layer including lifting & Lead all materials as per approved dwg., & direction of EIC. Contractor Supply - Gypsum board. ply, Nails, jointing compound, Anchor Drop pin, Scaffolding, Tools & tackels & all to complete the Job. | Sq.Ft. | 53 | 210 | Approved
SOUTHWINDS PROJECT LLP (PHASE - III & IV) | FINISHING PHASE - IV | Window and Glazing |  | WO/SP34/FW4/40 | Annex Design Pvt. Ltd. | Providing and Labour charges for fixing of Aluminium Window at Block - 14 (Part - 1 & 2) as per B.O.Q & direction of EIC. | V (600 X 300) mm Providing & Fixing of Fixed Aluminium Louvers including all fitting and fixture at all level as per approved drawing, Sample and direction of EIC. Materials Details Specification attached in Annexure-I Location: Corridor |  | 0 | 0 | Amended & Approved
SOUTHWINDS PROJECT LLP (PHASE - III & IV) | FINISHING PHASE - IV | Window and Glazing |  | WO/SP34/FW4/40 | Annex Design Pvt. Ltd. | For Block - 14 (Part - 1) - up to 8th Floor | For Block - 14 (Part - 1) - up to 8th Floor | Sq.Ft. | 1.938 | 575 | Approved
SOUTHWINDS PROJECT LLP (PHASE - III & IV) | FINISHING PHASE - IV | Window and Glazing |  | WO/SP34/FW4/40 | Annex Design Pvt. Ltd. | Providing and Labour charges for fixing of Aluminium Window at Block - 14 (Part - 1 & 2) as per B.O.Q & direction of EIC. | V' (1000 X 300) mm Providing & Fixing of Fixed Aluminium Louvers with 2 Panel including all fitting and fixture at all level as per approved drawing, Sample and direction of EIC. Materials Details Specification attached in Annexure-I Location: Corridor |  | 0 | 0 | Amended & Approved
SOUTHWINDS PROJECT LLP (PHASE - III & IV) | FINISHING PHASE - IV | Window and Glazing |  | WO/SP34/FW4/40 | Annex Design Pvt. Ltd. | For Block - 14 (Part - 1) - up to 8th Floor | For Block - 14 (Part - 1) - up to 8th Floor | Sq.Ft. | 51.664 | 535 | Approved
SOUTHWINDS PROJECT LLP (PHASE - III & IV) | FINISHING PHASE - IV | Window and Glazing |  | WO/SP34/FW4/40 | Annex Design Pvt. Ltd. | For Block - 14 (Part - 1) - 9th Floor to 18th Floor | For Block - 14 (Part - 1) - 9th Floor to 18th Floor | Sq.Ft. | 64.58 | 535 | Approved
SOUTHWINDS PROJECT LLP (PHASE - III & IV) | FINISHING PHASE - IV | Window and Glazing |  | WO/SP34/FW4/40 | Annex Design Pvt. Ltd. | For Block - 14 (Part - 2) - up to 8th Floor | For Block - 14 (Part - 2) - up to 8th Floor | Sq.Ft. | 51.664 | 535 | Approved
SOUTHWINDS PROJECT LLP (PHASE - III & IV) | FINISHING PHASE - IV | Window and Glazing |  | WO/SP34/FW4/40 | Annex Design Pvt. Ltd. | For Block - 14 (Part - 2) - 9th Floor to 18th Floor | For Block - 14 (Part - 2) - 9th Floor to 18th Floor | Sq.Ft. | 64.58 | 535 | Approved
SOUTHWINDS PROJECT LLP (PHASE - III & IV) | FINISHING PHASE - IV | Window and Glazing |  | WO/SP34/FW4/40 | Annex Design Pvt. Ltd. | Providing and Labour charges for fixing of Aluminium Window at Block - 14 (Part - 1 & 2) as per B.O.Q & direction of EIC. | D2 (900 X 2450) mm Providing & Fixing of Single Shutter Casement Door with Glass (5 mm Clear Toughened Glass) including all fitting and fixture at all level as per approved drawing, Sample and direction of EIC. Materials Details Specification attached in Annexure-I Location: Ground Floor |  | 0 | 0 | Amended & Approved
SOUTHWINDS PROJECT LLP (PHASE - III & IV) | FINISHING PHASE - IV | Window and Glazing |  | WO/SP34/FW4/40 | Annex Design Pvt. Ltd. | For Block - 14 (Part - 1) - Ground Floor | For Block - 14 (Part - 1) - Ground Floor | Sq.Ft. | 23.735 | 680.75 | Approved
Primarc Chambers | PRE-CONSTRUCTION PHASE | Site Office |  | WO/PCH/PC02/28 | UNIVERSAL ENERGY SOLUTIONS PVT. LTD. | Charges for HVAC Works at Project Office | Charges for HVAC Works at Project Office |  | 0 | 0 | Approved
Primarc Chambers | PRE-CONSTRUCTION PHASE | Site Office |  | WO/PCH/PC02/28 | UNIVERSAL ENERGY SOLUTIONS PVT. LTD. | Installation & Commissioning charges for 1.5 TR/2.0 TR Hi-wall AC | Installation & Commissioning charges for 1.5 TR/2.0 TR Hi-wall AC | Nos | 3 | 2500 | Approved
Primarc Chambers | PRE-CONSTRUCTION PHASE | Site Office |  | WO/PCH/PC02/28 | UNIVERSAL ENERGY SOLUTIONS PVT. LTD. | Copper Refrigerant Pipe with insulation between Indoor & Outdoor Unit for 1.5TR/2.0 TR Hi-wall AC | Supply & Installation of Copper Refrigerant Pipe with insulation between Indoor & Outdoor Unit for 1.5TR/2.0 TR Hi-wall AC Unit 1: 4.5 Rmt Unit 2: 2.6 Rmt Unit 3: 2.4 Rmt | RMT | 9.5 | 1187 | Approved
Primarc Chambers | PRE-CONSTRUCTION PHASE | Site Office |  | WO/PCH/PC02/28 | UNIVERSAL ENERGY SOLUTIONS PVT. LTD. | Communication Cable between Indoor & Outdoor Unit for Hi-wall AC | Supply & Installation of Communication Cable between Indoor & Outdoor Unit for Hi-wall AC Unit 1: 6.0 Rmt Unit 2: 4.1 Rmt Unit 3: 3.9 Rmt | RMT | 14 | 240 | Approved
Primarc Chambers | PRE-CONSTRUCTION PHASE | Site Office |  | WO/PCH/PC02/28 | UNIVERSAL ENERGY SOLUTIONS PVT. LTD. | PVC Drain pipe with insulation for Condensate Water | PVC Drain pipe with insulation for Condensate Water Unit 1: 2.5 Rmt Unit 2: 2.0 Rmt Unit 3: 2.2 Rmt | RMT | 6.7 | 120 | Approved
SOUTHWINDS PROJECT LLP (PHASE - III & IV) | FINISHING PHASE - IV | Window and Glazing |  | WO/SP34/FW4/40 | Annex Design Pvt. Ltd. | Providing and Labour charges for fixing of Aluminium Window at Block - 14 (Part - 1 & 2) as per B.O.Q & direction of EIC. | W9 Ground (600 X 2050) mm Providing & Fixing of Openable Window Top Hung and Bottom Fixed with Glass (5 mm Clear Toughened Glass) including all fitting and fixture at all level as per approved drawing, Sample and direction of EIC. Materials Details Specification attached in Annexure-I Location: Ground Floor |  | 0 | 0 | Amended & Approved
SOUTHWINDS PROJECT LLP (PHASE - III & IV) | FINISHING PHASE - IV | Window and Glazing |  | WO/SP34/FW4/40 | Annex Design Pvt. Ltd. | For Block - 14 (Part - 1) - Ground Floor | For Block - 14 (Part - 1) - Ground Floor | Sq.Ft. | 13.24 | 571.1 | Approved
Primarc Chambers | PRE-CONSTRUCTION PHASE | Site Office |  | WO/PCH/PC02/28 | UNIVERSAL ENERGY SOLUTIONS PVT. LTD. | Dismantling Charges for Hi-wall AC | Dismantling Charges for Hi-wall AC from South Winds Site | Nos. | 3 | 1500 | Approved
Primarc Chambers | PRE-CONSTRUCTION PHASE | Site Office |  | WO/PCH/PC02/28 | UNIVERSAL ENERGY SOLUTIONS PVT. LTD. | Additional Refrigerant Charge R-22 | Additional Refrigerant Charge R-22 | Lot | 2 | 2200 | Approved
Primarc Chambers | PRE-CONSTRUCTION PHASE | Site Office |  | WO/PCH/PC02/28 | UNIVERSAL ENERGY SOLUTIONS PVT. LTD. | Supply, Installation of Indore Fan Motor for Hi-Wall AC. | Supply, Installation of Indore Fan Motor for Hi-Wall AC. | Nos | 1 | 2300 | Approved
Primarc Chambers | PRE-CONSTRUCTION PHASE | Site Office |  | WO/PCH/PC02/28 | UNIVERSAL ENERGY SOLUTIONS PVT. LTD. | Labour Charges for old Hi-wall AC servicing work | Labour Charges for old Hi-wall AC servicing work | Lot | 2 | 2000 | Approved
Primarc Chambers | PRE-CONSTRUCTION PHASE | Site Office |  | WO/PCH/PC02/28 | UNIVERSAL ENERGY SOLUTIONS PVT. LTD. | Charges for HVAC Works at Marketing Office | Charges for HVAC Works at Marketing Office |  | 0 | 0 | Approved
Primarc Chambers | PRE-CONSTRUCTION PHASE | Site Office |  | WO/PCH/PC02/28 | UNIVERSAL ENERGY SOLUTIONS PVT. LTD. | Installation, Testing & Commissioning of DAIKIN make VRV outdoor,8 HP Side Discharge. | Installation, Testing & Commissioning of DAIKIN make VRV outdoor,8 HP Side Discharge. | Nos | 1 | 10000 | Approved
Primarc Chambers | PRE-CONSTRUCTION PHASE | Site Office |  | WO/PCH/PC02/28 | UNIVERSAL ENERGY SOLUTIONS PVT. LTD. | Installation & Commissioning charges for 4.0 TR Ceiling Mounted Duct Type Indoor Unit | Installation & Commissioning charges for 4.0 TR Ceiling Mounted Duct Type Indoor Unit | Nos | 1 | 3200 | Approved
Primarc Chambers | PRE-CONSTRUCTION PHASE | Site Office |  | WO/PCH/PC02/28 | UNIVERSAL ENERGY SOLUTIONS PVT. LTD. | Dismantling Charges for 8HP Side Discharge DAIKIN make VRV Outdoor Unit | Dismantling Charges for 8HP Side Discharge DAIKIN make VRV Outdoor Unit | Nos | 1 | 5500 | Approved
Primarc Chambers | PRE-CONSTRUCTION PHASE | Site Office |  | WO/PCH/PC02/28 | UNIVERSAL ENERGY SOLUTIONS PVT. LTD. | Dismantling Charges for 4-way Cassette AC. | Dismantling Charges for 4-way Cassette AC. | Nos | 4 | 1500 | Approved
SOUTHWINDS PROJECT LLP (PHASE - III & IV) | FINISHING PHASE - IV | Window and Glazing |  | WO/SP34/FW4/40 | Annex Design Pvt. Ltd. | Providing and Labour charges for fixing of Aluminium Window at Multipurpose Hall of Block - 14 (Part - 1) as per B.O.Q & direction of EIC. | Providing and Labour charges for fixing of Aluminium Window at Multipurpose Hall of Block - 14 (Part - 1) as per B.O.Q & direction of EIC. |  | 0 | 0 | Approved
SOUTHWINDS PROJECT LLP (PHASE - III & IV) | FINISHING PHASE - IV | Window and Glazing |  | WO/SP34/FW4/40 | Annex Design Pvt. Ltd. | W8' (600 X 1200) mm - Toilet (Multipurpose Hall) | W8' (600 X 1200) mm Providing & Fixing of 25x50x1.3mm Tube Frame with Adjustable Glass Louver and Top one Side Fixed and Other Side Exhaust Provision (5 mm Frosted Glass) including all fitting and fixture at all level as per approved drawing, Sample and direction of EIC. Materials Details Specification attached in Annexure-I Location: Toilet (Multipurpose Hall) NB: The Exhaust fan cut out area should be cover by glass or Ply / Approved material as per direction of EIC. | Sq.Ft. | 7.75 | 333 | Approved
SOUTHWINDS PROJECT LLP (PHASE - III & IV) | FINISHING PHASE - IV | Window and Glazing |  | WO/SP34/FW4/40 | Annex Design Pvt. Ltd. | W6 (900 X 1350) mm - Pantry (Multipurpose Hall) | W6 (900 X 1350) mm Providing & Fixing of 2 Panel Side Hung Openable Window and top Middle Fixed with Chimney and Exhaust Provision at both Side Top with Glass (5 mm Clear Toughened Glass) including all fitting and fixture at all level as per approved drawing, Sample and direction of EIC. Materials Details Specification attached in Annexure-I Location: Pantry (Multipurpose Hall) NB: The Exhaust fan cut out area should be cover by glass or Ply / Approved material as per direction of EIC. | Sq.Ft. | 13.078 | 700 | Approved
SOUTHWINDS PROJECT LLP (PHASE - III & IV) | FINISHING PHASE - IV | Window and Glazing |  | WO/SP34/FW4/40 | Annex Design Pvt. Ltd. | DW5A (1000X2300+1100X2450) mm - Ground Floor (Multipurpose Hall) | DW5A (1000X2300+1100X2450) mm Providing & Fixing of One Panel top hung openable with bottom Fixed Window and others side 1 Panel Openable Door Plain Glass (5 mm Toughened Glass) including all fitting and fixture at all level as per approved drawing, Sample and direction of EIC. Materials Details Specification attached in Annexure-I Location : Ground Floor (Multipurpose Hall) | Sq.Ft. | 53.766 | 700 | Approved
SOUTHWINDS PROJECT LLP (PHASE - III & IV) | FINISHING PHASE - IV | Window and Glazing |  | WO/SP34/FW4/40 | Annex Design Pvt. Ltd. | W2 (2100 X 2300) mm - Ground Floor (Multipurpose Hall) | W2 (2100 X 2300) mm Providing & Fixing of 3 Panel with both side Hung Openable window and Bottom 3 Panel Fixed with Glass (5 mm Clear Toughened Glass) including all fitting and fixture at all level as per approved drawing, Sample and direction of EIC. Materials Details Specification attached in Annexure-I Location: Ground Floor (Multipurpose Hall) | Sq.Ft. | 51.99 | 420 | Approved
SOUTHWINDS PROJECT LLP (PHASE - III & IV) | FINISHING PHASE - IV | Window and Glazing |  | WO/SP34/FW4/39 | HINDUSTAN ALUMINIUM WORKS | Providing and Labour charges for fixing of Aluminium Window at Ground Floor other area of Block - 13 as per B.O.Q & direction of EIC. | Providing and Labour charges for fixing of Aluminium Window at Ground Floor other area of Block - 13 as per B.O.Q & direction of EIC. |  | 0 | 0 | Approved
SOUTHWINDS PROJECT LLP (PHASE - III & IV) | FINISHING PHASE - IV | Window and Glazing |  | WO/SP34/FW4/39 | HINDUSTAN ALUMINIUM WORKS | FG1 (2375 X 2850) mm - Ground Floor Others Area (Entrance Window) | FG1 (2375 X 2850) mm Providing & Fixing of Middle one Panel top Hung Openable window and others side Fixed with top and Bottom fixed including Glass (5 mm Clear Toughened Glass) including all fitting and fixture at all level as per approved drawing, Sample and direction of EIC. Materials Details Specification attached in Annexure-I Location: Ground Floor Others Area (Entrance Window) | Sq.Ft. | 70.558 | 324.09 | Approved
SOUTHWINDS PROJECT LLP (PHASE - III & IV) | FINISHING PHASE - IV | Window and Glazing |  | WO/SP34/FW4/39 | HINDUSTAN ALUMINIUM WORKS | FG2 (2375 X 2850) mm - Ground Floor Others Area (Outside Entrance Window) | FG2 (2375 X 2850) mm Providing & Fixing of Fixed Window Panel with Glass (5 mm Clear Toughened Glass) including all fitting and fixture at all level as per approved drawing, Sample and direction of EIC. Materials Details Specification attached in Annexure-I Location: Ground Floor Others Area (Outside Entrance Window) | Sq.Ft. | 70.558 | 299.11 | Approved
SOUTHWINDS PROJECT LLP (PHASE - III & IV) | FINISHING PHASE - IV | Window and Glazing |  | WO/SP34/FW4/39 | HINDUSTAN ALUMINIUM WORKS | Providing and Labour charges for fixing of Aluminium Window at Multipurpose Hall Office (Ground Floor) of Block - 13 as per B.O.Q & direction of EIC. | Providing and Labour charges for fixing of Aluminium Window at Multipurpose Hall Office (Ground Floor) of Block - 13 as per B.O.Q & direction of EIC. |  | 0 | 0 | Approved
SOUTHWINDS PROJECT LLP (PHASE - III & IV) | FINISHING PHASE - IV | Window and Glazing |  | WO/SP34/FW4/39 | HINDUSTAN ALUMINIUM WORKS | D9 (900 X 2450) mm - Ground Floor Office Area - Towers Courtyard | D9 (900 X 2450) mm Providing & Fixing of One Panel Openable Door with Plain Glass (5 mm Toughened Glass) including all fitting and fixture at all level as per approved drawing, Sample and direction of EIC. Materials Details Specification attached in Annexure-I Location : Ground Floor Office Area - Towers Courtyard | Sq.Ft. | 23.498 | 678.03 | Approved
SOUTHWINDS PROJECT LLP (PHASE - III & IV) | FINISHING PHASE - IV | Window and Glazing |  | WO/SP34/FW4/39 | HINDUSTAN ALUMINIUM WORKS | WA (3275 X 2850) mm - Ground Floor Office Area | WA (3275 X 2850) mm Providing & Fixing of Middle 3 Panel both side top hung openable window and middle Fixed with top & bottom 3 Panel Fixed Plain Glass (5 mm Toughened Glass) including all fitting and fixture at all level as per approved drawing, Sample and direction of EIC. Materials Details Specification attached in Annexure-I Location : Ground Floor Office Area | Sq.Ft. | 99.707 | 322.86 | Approved
SOUTHWINDS PROJECT LLP (PHASE - III & IV) | FINISHING PHASE - IV | Window and Glazing |  | WO/SP34/FW4/39 | HINDUSTAN ALUMINIUM WORKS | WB (3525+1800X2850) mm - Ground Floor Office Area | WB (3525+1800X2850) mm Providing & Fixing of Middle 4 Panel (2 Panel Fixed and 2 Panel top hung openable with top & bottom 4 Panel Fixed and others side 3 Panel Fixed with 1 Panel Openable Door Plain Glass (5 mm Toughened Glass) including all fitting and fixture at all level as per approved drawing, Sample and direction of EIC. Materials Details Specification attached in Annexure-I Location : Ground Floor Office Area | Sq.Ft. | 158.608 | 429.58 | Approved
SOUTHWINDS PROJECT LLP (PHASE - III & IV) | FINISHING PHASE - IV | Window and Glazing |  | WO/SP34/FW4/39 | HINDUSTAN ALUMINIUM WORKS | W3B (1450X2850) mm - Ground Floor Office Area | W3B (1450X2850) mm Providing & Fixing of Middle 2 Panel top Hung openable window with top & bottom Fixed Plain Glass (5 mm Toughened Glass) including all fitting and fixture at all level as per approved drawing, Sample and direction of EIC. Materials Details Specification attached in Annexure-I Location : Ground Floor Office Area | Sq.Ft. | 42.948 | 415.77 | Approved
SOUTHWINDS PROJECT LLP (PHASE - III & IV) | FINISHING PHASE - IV | Window and Glazing |  | WO/SP34/FW4/39 | HINDUSTAN ALUMINIUM WORKS | W8' (600X1200) mm - Ground Floor Office Area (Toilet) | W8' (600X1200) mm Providing & Fixing of 25x50x1.3mm Tube Frame with Adjustable Glass Louver and Top one Side Fixed and Other Side Exhaust Provision (5 mm Frosted Glass) including all fitting and fixture at all level as per approved drawing, Sample and direction of EIC. Materials Details Specification attached in Annexure-I Location: Ground Floor Office Area (Toilet) NB: The Exhaust fan cut out area should be cover by glass or Ply / Approved material as per direction of EIC. | Sq.Ft. | 7.75 | 298.55 | Approved
SOUTHWINDS PROJECT LLP (PHASE - III & IV) | FINISHING PHASE - IV | Window and Glazing |  | WO/SP34/FW4/39 | HINDUSTAN ALUMINIUM WORKS | W6 (800 X 1350) mm - Ground Floor Office Area (Kitchen) | W6 (800 X 1350) mm Providing & Fixing of 2 Panel Side Hung Openable Window and top Middle Fixed with Chimney and Exhaust Provision at both Side Top with Glass (5 mm Clear Toughened Glass) including all fitting and fixture at all level as per approved drawing, Sample and direction of EIC. Materials Details Specification attached in Annexure-I Location: Ground Floor Office Area (Kitchen NB: The Exhaust fan cut out area should be cover by glass or Ply / Approved material as per direction of EIC. | Sq.Ft. | 11.582 | 696.77 | Approved
Primarc Aadvika | PRE-CONSTRUCTION PHASE | Site Office | Civil and Finishing Work of Site Office | WO/HW1/PHW1/26 | Sangita Gaurisaria | Charges for Transportation & loading - unloading | Charges for loading - unloading, transportation, hire charges for machinery as per direction of Engineer-in-Charge. | Lump Sum | 1 | 1000 | Approved
Primarc Aahana | COMMON INFRASTRUCTURE | Consultancy Charges | GREEN BUILDING CONSULTANT | WO/AAH/AAH02/8 | Kamal Cogent Energy Pvt. Ltd. | Consultancy charges for IGBC Green Homes Facilitation, Day lighting analysis and Simulation, Energy Modeling and Simulation at (G+16) residential Project at Rajdanga for Gold Rating. (Area 1,07,758 Sq.ft.) | Consultancy charges for IGBC Green Homes Facilitation, Day lighting analysis and Simulation, Energy Modeling and Simulation at (G+16) residential Project at Rajdanga for Gold Rating. (Area 1,07,758 Sq.ft.) | Lump Sum | 1 | 350000 | Approved
AARANYA | EXPERIENCE CENTER | Mechanical Car Parking |  | WO/PKB/PKX/15 | Vinayak Fabtech | Car shed made with Creeper by MS Structure & Tensile fabric | Car shed made with Creeper by MS Structure & Tensile fabric |  | 0 | 0 | Amended & Approved
AARANYA | EXPERIENCE CENTER | Mechanical Car Parking |  | WO/PKB/PKX/15 | Vinayak Fabtech | MS Structure | Supply, fabrication, and erection of MS structures using MS SHS pipe of sizes 200 x 100 x 6 mm thick, MS RHS sections of 145 x 82 x 4.8 mm thick, and 60 x 40 x 3.6 mm thick,400x400x20mm Thick MS Plate & Stiffener Plate 150x75x6mm Thick all strictly in accordance with the approved drawings. The entire structure shall be properly buffed and surface-prepared before coating. The coating system will consist of two coats of epoxy primer followed by two coats of synthetic PU enamel paint Glossy Finish ( RAL 7037). The work shall also include the provision and installation of MS base plates, anchor fasteners, cutting, welding, handling of wastage, transportation, lifting, and erection at all specified locations and levels, as per the approved drawings and instructions of the Engineer-in-Charge. The MS structural materials shall be of Neozone, Apollo, or any other equivalent approved brand. The epoxy primer and synthetic PU enamel paint shall be from BergerAsian Paints, or any other approved equivalent brand. All works are to be carried out with strict adherence to quality standards, maintaining safety protocols, and under the supervision and direction of the Engineer-in-Charge. Total No of Shed 4nos. < | Kg | 2597 | 160 | Approved
AARANYA | EXPERIENCE CENTER | Mechanical Car Parking |  | WO/PKB/PKX/15 | Vinayak Fabtech | Tensile Fabric | The top surface of the structure shall be clad with Mehler (Germany) make tensile fabric, both sides PVDF-coated 902 fabric. Installation shall be carried out using nuts, bolts, and hardware in accordance with the approved drawings and the instructions of the Engineer-in-Charge (EIC). The fabric shall be tensioned and secured using a tensile mechanism, stainless steel wire ropes, aluminum strips, and self-threaded screws. | Sq.Ft. | 837 | 305 | Approved
AARANYA | EXPERIENCE CENTER | Mechanical Car Parking |  | WO/PKB/PKX/15 | Vinayak Fabtech | Wire Rope Structure for Creeper | Supply and installation of SS 316 wire rope, 3mm thick, utilizing MS stubs and purlins fabricated from CHS and SHS pipes 50x50x2.9 SHS , complete with SS clips, aluminium track sections, SS clamps, and all necessary hardware. The structure shall be finished with cladding of creeper plants. << | Sq.Ft. | 837 | 172 | Approved
AARANYA | EXPERIENCE CENTER | Mechanical Car Parking |  | WO/PKB/PKX/15 | Vinayak Fabtech | Transportation | Transportation cost for delivery of all material. | Lump Sum | 1 | 40000 | Approved
AARANYA | EXPERIENCE CENTER | Mechanical Car Parking |  | WO/PKB/PKX/15 | Vinayak Fabtech | Loading - Unloading | Charges for loading, unloading, transportation, and machinery hire, as directe Charges for loading, unloading, and machinery hire, as directed by the Engineer-in-Charge.d by the Engineer-in-Charge. | Lump Sum | 1 | 5000 | Approved
The Ramdulari | BLOCK | Painting | Internal Painting | WO/RP/RP02/66 | GAZI PAINTS PRIVATE LIMITED | PAINTING WORK AT MAIN STAIR (BASEMENT TO 26TH FLOOR) | PAINTING WORK AT MAIN STAIR (BASEMENT TO 26TH FLOOR) |  | 0 | 0 | Amended & Approved
The Ramdulari | BLOCK | Painting | Internal Painting | WO/RP/RP02/66 | GAZI PAINTS PRIVATE LIMITED | PAINTING WORK AT MAIN LIFT LOBBY(BASEMENT TO 26TH FLOOR) | PAINTING WORK AT MAIN LIFT LOBBY (BASEMENT TO 26TH FLOOR) |  | 0 | 0 | Amended & Approved
The Ramdulari | BLOCK | Painting | Internal Painting | WO/RP/RP02/66 | GAZI PAINTS PRIVATE LIMITED | PAINTING WORK AT SERVICE LLIFT LOBBY (GROUND TO 26TH FLOOR) | PAINTING WORK AT SERVICE LLIFT LOBBY (GROUND TO 26TH FLOOR) |  | 0 | 0 | Amended & Approved
The Ramdulari | BLOCK | Painting | Internal Painting | WO/RP/RP02/66 | GAZI PAINTS PRIVATE LIMITED | Main Stair Basement to 1st Floor Wall | "Providing & Applying of One Coat of oil base primer followed by 2 coat of Interior Synthetic Enamel Paint over putty surface with complete finish as per approved shade, up to the required height including all surfaces rubbed, smoothened with emery paper, thoroughly cleaned by dry mopping with cloths to make the surfaces dust free prior to application of primer, including fill cracks and holes with approved filler if required so with necessary tools, tackles & scaffolding at all levels as per direction of Engineer-in-Charge. Make:- Asian Location: Basement to 1st Floor Stair wall RAL -9002 Grey White Equivalent to Asian Paints 8435 | Sq.Ft. | 1066.358 | 13.5 | Approved
The Ramdulari | BLOCK | Painting | Internal Painting | WO/RP/RP02/66 | GAZI PAINTS PRIVATE LIMITED | Main Stair 2nd Floor to 26th Floor | "Providing and applying of one coat of interior Primer followed by two coats of Interior Acrylic Emulsion Paint over putty surface with complete finish as per approved shade, up to the required height including all surfaces rubbed, smoothened with emery paper, thoroughly cleaned by dry mopping with cloths to make the surfaces dust free prior to application of primer, including fill cracks and holes with approved filler if required so with necessary tools, tackles & scaffolding at all levels as per direction of Engineer-in-Charge. Make: Asian- Tractor/Opus- I30 Birla Location: 2nd to 26th Floor Stair wall Colour Shade for wall-Asian Paints 8435 | Sq.Ft. | 16472.161 | 11 | Approved
The Ramdulari | BLOCK | Painting | Internal Painting | WO/RP/RP02/66 | GAZI PAINTS PRIVATE LIMITED | Main Stair Ceiling Basement to 26th Floor | "Providing and applying of one coat of interior Primer followed by two coats of Interior Acrylic Emulsion Paint over putty surface with complete finish as per approved shade, up to the required height including all surfaces rubbed, smoothened with emery paper, thoroughly cleaned by dry mopping with cloths to make the surfaces dust free prior to application of primer, including fill cracks and holes with approved filler if required so with necessary tools, tackles & scaffolding at all levels as per direction of Engineer-in-Charge. Make: Asian- Tractor/Opus- I30 Birla Location: Basement to 26th Floor Stair Ceiling Colour Shade for Ceiling - WHITE COLOUR | Sq.Ft. | 5910.673 | 11 | Approved
The Ramdulari | BLOCK | Painting | Internal Painting | WO/RP/RP02/66 | GAZI PAINTS PRIVATE LIMITED | Main Llift Lobby Wall | "Providing and applying of one coat of interior Primer followed by two coats of Interior Acrylic Emulsion Paint over putty surface with complete finish as per approved shade, up to the required height including all surfaces rubbed, smoothened with emery paper, thoroughly cleaned by dry mopping with cloths to make the surfaces dust free prior to application of primer, including fill cracks and holes with approved filler if required so with necessary tools, tackles & scaffolding at all levels as per direction of Engineer-in-Charge. Note: Material shall be applied after approval of Engineer-in-Charge. Make: Asian Paint Premium Apcolite Location: Lift Lobby Wall Colour Shade for wall- Asian Paints 8435 | Sq.Ft. | 8777.357 | 19 | Approved
The Ramdulari | BLOCK | Painting | Internal Painting | WO/RP/RP02/66 | GAZI PAINTS PRIVATE LIMITED | Main Lift Lobby Ceiling | "Providing and applying of one coat of interior Primer followed by two coats of Interior Acrylic Emulsion Paint over putty surface with complete finish as per approved shade, up to the required height including all surfaces rubbed, smoothened with emery paper, thoroughly cleaned by dry mopping with cloths to make the surfaces dust free prior to application of primer, including fill cracks and holes with approved filler if required so with necessary tools, tackles & scaffolding at all levels as per direction of Engineer-in-Charge.Note: Material shall be applied after approval of Engineer-in-Charge. Make: Asian Paint Premium Apcolite Location: Lift Lobby Ceiling Colour Shade for Ceiling- TELEGREY-2 -7046 | Sq.Ft. | 3227.908 | 19 | Approved
The Ramdulari | BLOCK | Painting | Internal Painting | WO/RP/RP02/66 | GAZI PAINTS PRIVATE LIMITED | Serviice lift Lobby Wall | "Providing and applying of one coat of interior Primer followed by two coats of Interior Acrylic Emulsion Paint over putty surface with complete finish as per approved shade, up to the required height including all surfaces rubbed, smoothened with emery paper, thoroughly cleaned by dry mopping with cloths to make the surfaces dust free prior to application of primer, including fill cracks and holes with approved filler if required so with necessary tools, tackles & scaffolding at all levels as per direction of Engineer-in-Charge. Make: Asian- Tractor/Opus- I30 Birla Location: Lift Lobby Wall Colour Shade for wall- Asian Paints 8435 | Sq.Ft. | 6557.751 | 11 | Approved
The Ramdulari | BLOCK | Painting | Internal Painting | WO/RP/RP02/66 | GAZI PAINTS PRIVATE LIMITED | Service Lift Lobby Ceiling | "Providing and applying of one coat of interior Primer followed by two coats of Interior Acrylic Emulsion Paint over putty surface with complete finish as per approved shade, up to the required height including all surfaces rubbed, smoothened with emery paper, thoroughly cleaned by dry mopping with cloths to make the surfaces dust free prior to application of primer, including fill cracks and holes with approved filler if required so with necessary tools, tackles & scaffolding at all levels as per direction of Engineer-in-Charge. Make: Asian- Tractor/Opus- I30 Birla Location: Lift Lobby Ceiling Colour Shade for Ceiling -White | Sq.Ft. | 2638.988 | 11 | Approved
The Ramdulari | BLOCK | Flooring Work |  | WO/RP/RP02/46 | SHAQUIB ENTERPRISES | Lift Facia Service Lift Lobby | Lift Facia Service Lift Lobby |  | 0 | 0 | Approved
The Ramdulari | BLOCK | Flooring Work |  | WO/RP/RP02/46 | SHAQUIB ENTERPRISES | Lift Facia | Providing & Fixing Charges of Granite at Lift Facia,100mm to 300mm patty for all levels over a bed of 35-45 mm thick cement mortar (1:4) , including all finishing & Cleaning as per drawing and direction of Engineer-In-Charge. Granite, Cement will be supplied by Client - Location Service lift Lobby Basement to Roof | Rft | 1190.609 | 60 | Approved
The Ramdulari | BLOCK | Flooring Work |  | WO/RP/RP02/46 | SHAQUIB ENTERPRISES | V Grrove | Labour Charges Making 6mm V Groove line at any floor and level as per drawing and direction of Engineer-in-Charge. | Rft | 1103.794 | 33 | Approved
The Ramdulari | BLOCK | Flooring Work |  | WO/RP/RP02/46 | SHAQUIB ENTERPRISES | FIRE REFUGE AREA FLOORING | FIRE REFUGE AREA FLOORING |  | 0 | 0 | Approved
The Ramdulari | BLOCK | Flooring Work |  | WO/RP/RP02/46 | SHAQUIB ENTERPRISES | Flooring | Fixing charges of Kota Stone at Floor at Fire Refuge Platform for all levels over a bed of 20-30 mm thick cement mortar (1:4) joints filled with white cement slurry pigmented to match including polishing of Stair Kota Stone (if req.) in all levels , include finishing & Cleaning all complete as per drawing and direction of Engineer-In-Charge. (Only Kota & Cement will be supplied by the Client but subject to reconciliation.) (Rate including all required materials, labours, tools & tackles and necessary arrangements for the work. (Shifting & Lifting of all materials & machineries are in contractor's scope) Location: Fire Refuge Platform | Sq.Ft. | 799.227 | 50 | Approved
The Ramdulari | BLOCK | Flooring Work |  | WO/RP/RP02/46 | SHAQUIB ENTERPRISES | Skirting | Fixing charges of Kota Stone Skirting at Fire Refuge Platform for all levels over a bed of 20-30 mm thick cement mortar (1:4) joints filled with white cement slurry pigmented to match after including polishing of Stair Kota (if req.), stone cutting, finishing & cleaning all complete as per drawing and direction of Engineer-In-Charge. (Only Kota & Cement will be supplied by the Client but subject to reconciliation.) (Rate including all required materials, labours, tools & tackles and necessary arrangements for the work. (Shifting & Lifting of all materials & machineries are in contractor's scope) Location: Fire Refuge Platform | Rft | 305.5 | 40 | Approved
The Ramdulari | BLOCK | Flooring Work |  | WO/RP/RP02/46 | SHAQUIB ENTERPRISES | Dado | Charges for Providing and Fixing charges for Granite Stone Fire Refuge Platform Dado work with average 40-50mm thck Sand thick cement mortar (1:4), in proper line, level & plumb. The joints will be filled with matching pigment araldite including all finishing & Cleaning as per drawing and direction of Engineer-In-Charge. (Only Granite Stone and Cement will be supplied by Client Subject to reconciliation.) (Rate including all required materials, labours, tools & tackles and necessary arrangements for the work. (Shifting & Lifting of all materials & machineries are in contractor's scope) Location: Fire Refuge Platform | Sq.Ft. | 762.608 | 57 | Approved
The Ramdulari | BLOCK | Flooring Work |  | WO/RP/RP02/46 | SHAQUIB ENTERPRISES | Floor Protection | Providing, Installation & Removing of floor protection sheet material, labor, and finishing as per specifications.(Protection Sheet Supplied by Client) Location:- Main Stair Only Trade & Landing Area | Sq.Ft. | 5589.503 | 5 | Approved
The Ramdulari | BLOCK | Civil | Sub & Super Structure Work | WO/RP/RP02/59 | M/S MALENA DISTRIBUTORS LLP | Transportation Cost | Transportation Charges for Supply of Materials | Lump Sum | 1 | 19520 | Approved
BHOPAL - COMMERCIAL | MARKETING | Marketing Office | Civil and Finishing Work of Marketing Office | WO/BPC/BPC4/7 | A W CONSTRUCTIONS PRIVATE LIMITED | Civil Works for Marketing Office Area Miscellaneous Work | Civil Works for Main Gate side Boundary wall , Septic Tank, Canopy, DG Foundation, Retaining Wall & other development work for Marketing Office area As per drawing and direction of Engineer-in-Charge |  | 0 | 0 | Amended & Approved
BHOPAL - COMMERCIAL | MARKETING | Marketing Office | Civil and Finishing Work of Marketing Office | WO/BPC/BPC4/7 | A W CONSTRUCTIONS PRIVATE LIMITED | Excavation | All Charges for doing excavation in required profile by mechanical means (hydraulic excavator)/ manual in all type of soils in dry and wet condition for foundation or any other foundation of the proposed structure as per drawings or direction EIC including dismantling of foundation (if any) made with brick, PCC, RCC, dressing of side, bottom, ramming of bottom, dewatering, shoring, strutting, diverting underground sewer line, water line, electrical line (if any) barricading the area providing caution board maintaining required slopes including all labour, materials, machinery, tools & tackles for all lead & lift as per drawing and direction of Engineer-in-Charge. | Cum. | 355.18 | 325 | Approved
BHOPAL - COMMERCIAL | MARKETING | Marketing Office | Civil and Finishing Work of Marketing Office | WO/BPC/BPC4/7 | A W CONSTRUCTIONS PRIVATE LIMITED | Backfilling | All Charges for doing backfilling of excavated pit, trench etc. with excavated earth in layer not exceeding 150mm in depth including watering, ramming, compaction and transportation of sand, all labour, materials, machinery, tools & tackles etc. for all lead & lift as per drawing and direction of Engineer-in-Charge | Cum. | 267.36 | 125 | Approved
BHOPAL - COMMERCIAL | MARKETING | Marketing Office | Civil and Finishing Work of Marketing Office | WO/BPC/BPC4/7 | A W CONSTRUCTIONS PRIVATE LIMITED | Earth filling with earth (hard murrum) brought from outside | Earth filling with earth (hard murrum) brought from outside in foundation / plinth, sides of foundation retaining wall, trenches, lift pits, above existing ground level and under floors with selected earth in layers not exceeding 150 mm thick including watering, ramming, consolidation etc. as directed. The rates are inclusive of all labours, tools/tackles, pumps, vibratory roller/earth compactor temporary works, etc.complete (measurement of net compacted volume after consolidation/ completion will be paid) | Cum. | 0 | 500 | Approved
BHOPAL - COMMERCIAL | MARKETING | Marketing Office | Civil and Finishing Work of Marketing Office | WO/BPC/BPC4/7 | A W CONSTRUCTIONS PRIVATE LIMITED | Providing & laying PCC M15 (1:2:4) | All charges for providing & laying M15 (1:2:4) plain cement concrete (PCC) of required thickness at all levels using 20 mm nominal size well-graded approved quality aggregate including vibrating / compacting, scaffolding as required establishing curing complete as per drawing and direction of Engineer-in-Charge. | Cum. | 10.95 | 5650 | Approved
BHOPAL - COMMERCIAL | MARKETING | Marketing Office | Civil and Finishing Work of Marketing Office | WO/BPC/BPC4/7 | A W CONSTRUCTIONS PRIVATE LIMITED | Providing & laying RCC M25 | All Charges for providing, mixing & laying M25 grade reinforced cement concrete (excluding cost of shuttering & reinforcement) for all leads and for all items e.g. columns, beams, slabs, lintels, staircase, foundation, etc. of all profile coming from both sub & superstructure at all level using 20 mm nominal size & down graded good quality aggregate as per design mix approved by PMC/Consultant/EIC including vibrating/compacting, curing, scaffolding as required establishing dewatering system by pumping / bailing out water, cleaning, preparing surfaces, junctions etc. including curing complete as per drawing and direction of Engineer-in-Charge. Cement concrete should have an ultimate crushing strength of not less than 250 Kg/sq.cm for Grade M25 on 15cm X 15cm X 15cm cube at 28 days and source of concrete will be Site Mix. Special conditions:- Rates are quoted for all levels & heights | Cum. | 80.93 | 6300 | Approved
BHOPAL - COMMERCIAL | MARKETING | Marketing Office | Civil and Finishing Work of Marketing Office | WO/BPC/BPC4/7 | A W CONSTRUCTIONS PRIVATE LIMITED | Centering and shuttering | All Charges for providing, fabricating, erecting and fixing in position plained timber, plywood centering and shuttering true to line and level, including steel propping, staging, shuttering removal, applying shuttering oil, including required bracing, chamfering corners (of exposed edges) of beams, columns, walls etc. complete as per drawing and direction of Engineer-in-Charge. Rate shall also include removal and dismantling the aforesaid assembly after specified period complete at all depths and leads for all items, all profile and both sub & superstructure level all complete. | Sq.Mtr. | 480.28 | 420 | Approved
BHOPAL - COMMERCIAL | MARKETING | Marketing Office | Civil and Finishing Work of Marketing Office | WO/BPC/BPC4/7 | A W CONSTRUCTIONS PRIVATE LIMITED | Charges for fixing steel reinforcement | All Charges for supply & fixing steel reinforcement (Tor Steel as per IS-1786, Fe 500) for RCC work including transporting, decoiling, straightening, removing loose rust, cutting, bending and placing for all profile and for all lead & lift at both sub & superstructure level and binding with 18 gauge annealed wire as per drawing and direction of Engineer-in-Charge. Payment of steel shall be made as per drawing and approved bar bending schedule with permissible laps and paid on the basis of the sectional weights of bar as per relevant I.S. Code. The rate shall include cost of binding wire, chairs, spacers, pins, cover blocks which will not be measured separately for payment. (Make: Goel, Kamdhenu, Moira) | MT | 5.89 | 66000 | Approved
BHOPAL - COMMERCIAL | MARKETING | Marketing Office | Civil and Finishing Work of Marketing Office | WO/BPC/BPC4/7 | A W CONSTRUCTIONS PRIVATE LIMITED | Laying 250mm thick brick masonry with clay bricks | All Charges for providing and laying 250mm thick brick masonry with clay bricks in cement mortar 1:6 adequately soaked in water before use etc., for foundation to plinth level including the cost of all labour, tools, tackles, scaffolding, curing etc. complete as per direction of Engineer-in-Charge and technical specification. | Cum. | 4.35 | 7400 | Approved
Primarc Aahana | PRE-CONSTRUCTION PHASE | Electrical | Infrastructure - Electrical & construction power | WO/AAH/AAH01/8 | M.A. ENTERPRISE | Light Fittings & Connection | Light Fittings & Connection |  | 0 | 0 | Approved
Primarc Aahana | PRE-CONSTRUCTION PHASE | Electrical | Infrastructure - Electrical & construction power | WO/AAH/AAH01/8 | M.A. ENTERPRISE | Installation, Testing. Commissioning of following type of light fixture with lamp including supply of all consumable materials like anchor fastner, nut, Bolt, Screw, Waterproof Tape, PVC tape, etc by the contractor, as per drawing and direction of En | Installation, Testing. Commissioning of following type of light fixture with lamp including supply of all consumable materials like anchor fastner, nut, Bolt, Screw, Waterproof Tape, PVC tape, etc by the contractor, as per drawing and direction of Engineer in-charge as required to complete in all respect |  | 0 | 0 | Approved
Primarc Aahana | PRE-CONSTRUCTION PHASE | Electrical | Infrastructure - Electrical & construction power | WO/AAH/AAH01/8 | M.A. ENTERPRISE | DB/MCB BOX FITTINGS & DRESSING | DB/MCB BOX FITTINGS & DRESSING: Installation, Testing, Commissioning of following sizes of single pole / three pole and neutral, double door MCB Distribution Board in sheet steel, 240/415 V, on surface/recess, complete with tinned copper bus bar, neutral bus bar, earth bar, din bar, interconnections including dressing, earthing etc. to complete all respect as required. |  | 0 | 0 | Approved
Primarc Aahana | PRE-CONSTRUCTION PHASE | Electrical | Infrastructure - Electrical & construction power | WO/AAH/AAH01/8 | M.A. ENTERPRISE | CABLE & WIRES LAYING & TERMINATION | CABLE & WIRES LAYING & TERMINATION: Receiving & Laying of following size of 1.1 KV grade PVC/XLPE insulated and sheathed armoured/unarmoured power cable in existing trench/undergroud/pipe/conduit etc. as required to complete in all respect. |  | 0 | 0 | Approved
Primarc Aahana | PRE-CONSTRUCTION PHASE | Electrical | Infrastructure - Electrical & construction power | WO/AAH/AAH01/8 | M.A. ENTERPRISE | EARTHING GI PIPE & SPIKE FIXING | EARTHING GI PIPE & SPIKE FIXING |  | 0 | 0 | Approved
Primarc Aahana | PRE-CONSTRUCTION PHASE | Electrical | Infrastructure - Electrical & construction power | WO/AAH/AAH01/8 | M.A. ENTERPRISE | Providing and installation of Light point wiring at Security & Meter Room including supply of PVC conduit & accessories as per drawing and direction of Engineer in-charge. Light, wire/cable, switches and Modular Box will be supplied by client. | Providing and installation of Light point wiring at Security & Meter Room including supply of PVC conduit & accessories as per drawing and direction of Engineer in-charge. Light, wire/cable, switches and Modular Box will be supplied by client. | Nos | 6 | 300 | Approved
Primarc Aahana | PRE-CONSTRUCTION PHASE | Electrical | Infrastructure - Electrical & construction power | WO/AAH/AAH01/8 | M.A. ENTERPRISE | Providing and installation of 6A/16A socket point wiring at Security & Meter Room including supply of PVC conduit & accessories as per drawing and direction of Engineer in-charge.wire/cable, switches and Modular Box will be supplied by client. | Providing and installation of 6A/16A socket point wiring at Security & Meter Room including supply of PVC conduit & accessories as per drawing and direction of Engineer in-charge.wire/cable, switches and Modular Box will be supplied by client. | Nos | 4 | 300 | Approved
Primarc Aahana | PRE-CONSTRUCTION PHASE | Electrical | Infrastructure - Electrical & construction power | WO/AAH/AAH01/8 | M.A. ENTERPRISE | Flood Light-150 Watt for Site Illumination | Flood Light-150 Watt for Site Illumination | Nos | 5 | 500 | Approved
Primarc Aahana | PRE-CONSTRUCTION PHASE | Electrical | Infrastructure - Electrical & construction power | WO/AAH/AAH01/8 | M.A. ENTERPRISE | Bulkhead Light (Outside of Security & Meter Room) | Bulkhead Light (Outside of Security & Meter Room) | Nos | 2 | 100 | Approved
Primarc Aahana | PRE-CONSTRUCTION PHASE | Electrical | Infrastructure - Electrical & construction power | WO/AAH/AAH01/8 | M.A. ENTERPRISE | 4ft LED Tube Light Set (inside of Security & Meter Room) | 4ft LED Tube Light Set (inside of Security & Meter Room) | Nos | 3 | 100 | Approved
Primarc Aahana | PRE-CONSTRUCTION PHASE | Electrical | Infrastructure - Electrical & construction power | WO/AAH/AAH01/8 | M.A. ENTERPRISE | 100 Amp Main Switch (Inside Meter Room) inculding supply of ply board | 100 Amp Main Switch (Inside Meter Room) inculding supply of ply board | Nos | 1 | 1000 | Approved
Primarc Aahana | PRE-CONSTRUCTION PHASE | Electrical | Infrastructure - Electrical & construction power | WO/AAH/AAH01/8 | M.A. ENTERPRISE | 100 Amp Busbar (Inside Meter Room) inculding supply of ply board | 100 Amp Busbar (Inside Meter Room) inculding supply of ply board | Nos | 1 | 1000 | Approved
Primarc Aahana | PRE-CONSTRUCTION PHASE | Electrical | Infrastructure - Electrical & construction power | WO/AAH/AAH01/8 | M.A. ENTERPRISE | 6Way VTPN DB for Circuit Distribution (Inside Meter Room) | 6Way VTPN DB for Circuit Distribution (Inside Meter Room) | Nos | 1 | 400 | Approved
Primarc Aahana | PRE-CONSTRUCTION PHASE | Electrical | Infrastructure - Electrical & construction power | WO/AAH/AAH01/8 | M.A. ENTERPRISE | 4Way VTPN DB for Signage Controlling (Inside Security Room) | 4Way VTPN DB for Signage Controlling (Inside Security Room) | Nos | 1 | 400 | Approved
Primarc Aahana | PRE-CONSTRUCTION PHASE | Electrical | Infrastructure - Electrical & construction power | WO/AAH/AAH01/8 | M.A. ENTERPRISE | Outddar JB Box for (Pole Light Loop Coonection) | Outddar JB Box for (Pole Light Loop Coonection) | Nos | 4 | 100 | Approved
Primarc Aahana | PRE-CONSTRUCTION PHASE | Electrical | Infrastructure - Electrical & construction power | WO/AAH/AAH01/8 | M.A. ENTERPRISE | 4C x 2.5 sq.mm. Copper Armoured Cable | 4C x 2.5 sq.mm. Copper Armoured Cable | Mtrs. | 238 | 12 | Approved
Primarc Aahana | PRE-CONSTRUCTION PHASE | Electrical | Infrastructure - Electrical & construction power | WO/AAH/AAH01/8 | M.A. ENTERPRISE | 3C x 1.5 sq.mm. Copper Flexibale Cable | 3C x 1.5 sq.mm. Copper Flexibale Cable | Mtrs. | 20 | 12 | Approved
Primarc Aahana | PRE-CONSTRUCTION PHASE | Electrical | Infrastructure - Electrical & construction power | WO/AAH/AAH01/8 | M.A. ENTERPRISE | 3.5C x 50.0 sq.mm. Aluminium Armoured Cable | 3.5C x 50.0 sq.mm. Aluminium Armoured Cable | Mtrs. | 38 | 30 | Approved
Primarc Aahana | PRE-CONSTRUCTION PHASE | Electrical | Infrastructure - Electrical & construction power | WO/AAH/AAH01/8 | M.A. ENTERPRISE | Receiving & Installation of G.I. Earth Pipe of 50 mm dia 3 mtrs. Long with supply of salt charcoal /Enhancing Compound and wither Construction of pit chamber for (CESC Meter room Body | Receiving & Installation of G.I. Earth Pipe of 50 mm dia 3 mtrs. Long with supply of salt charcoal /Enhancing Compound and wither Construction of pit chamber for (CESC Meter room Body | Nos | 2 | 2500 | Approved
Primarc Aahana | PRE-CONSTRUCTION PHASE | Electrical | Infrastructure - Electrical & construction power | WO/AAH/AAH01/8 | M.A. ENTERPRISE | Supply and installation of 12mm dia 1.2 mtr Gl earth spike including supply of 8 SWG GI earth wire, Nut, bolt, washer etc for pole light earthing to comple in all respect as for (MS Pole & Security Room DB Body Earth) | Supply and installation of 12mm dia 1.2 mtr Gl earth spike including supply of 8 SWG GI earth wire, Nut, bolt, washer etc for pole light earthing to comple in all respect as for (MS Pole & Security Room DB Body Earth) | Nos | 7 | 300 | Approved
Primarc Aahana | PRE-CONSTRUCTION PHASE | Electrical | Infrastructure - Electrical & construction power | WO/AAH/AAH01/8 | M.A. ENTERPRISE | Receiving & Laying of 25×3 G.I. strip for Body Earth Connection | Receiving & Laying of 25×3 G.I. strip for Body Earth Connection | Mtrs. | 15 | 50 | Approved
Primarc Aahana | PRE-CONSTRUCTION PHASE | Electrical | Infrastructure - Electrical & construction power | WO/AAH/AAH01/8 | M.A. ENTERPRISE | Receiving & Laying of 6 No SWG wire for Body Earth Connection of Pole & DB Box | Receiving & Laying of 6 No SWG wire for Body Earth Connection of Pole & DB Box | Mtrs. | 70 | 10 | Approved
SOUTHWINDS PROJECT LLP (PHASE - III & IV) | HARDSCAPE & LANDSCAPE PHASE - IV | Road Works |  | WO/SP34/HL4/2 | SHAHBAZ CONSTRUCTION | Charges for laying 35mm thick PVC Grasscrete | Charges for laying 35mm thick PVC Grasscrete of specified sizes over 75mm depth of silver sand bed & filling of silver sand into the holes to the same thickness of Pavers, watering in stages to make it consolidated naturally maintaining all line,levels and slopes, according to approved sample done at site including necessary tools and tackles, shifting materials from stack yard, cleaning the paver surfaces with broom, removing the excess earth & stone dust to designated place etc complete as per drawing and as directed by EIC. (Measurements will be as per plan dimensions of the PVC paver surface) (PVC pavers will be supplied by client on reconciliation basis, rest will be under scope of the contractor including silver sand for base & hole filling both) | Sq.Mtr. | 485.416 | 150 | Approved
The Ramdulari | CLUB | Civil | Sub & Super Structure Work |  |  | AAC Block Filling in 26th Floor | AAC Block Filling in 26th Floor |  |  |  | Approved
The Ramdulari | CLUB | Civil | Sub & Super Structure Work |  |  | AAC Block Filling | Labour charges for AAC block filling with 200mm, 150mm & 125mm thick AAC blocks including laying in position, filling joints with 1:6 cement mortar mixed with polymer-based waterproofing compound (SIKA LATEX) , complete as per BOQ and direction of EIC. (AAC blocks, cement & Polymer Based Waterproofing compound to be supplied by Client; subject to reconciliation). Rate inclusive of lifting charges to all heights. | Cum. |  |  | Approved
The Ramdulari | CLUB | Civil | Sub & Super Structure Work |  |  | Reinforcement Work | Labour charges for fixing/stitching reinforcement of 8mm dia @ 200mm c/c both ways over AAC blockwork, including joint treatment with epoxy-based bonding agent. Scope includes straightening, rust removal (if required), cutting, bending, hooking, placing in position, binding with 16 gauge black annealed wire — complete as per drawings, IS codes, specifications, and direction of EIC. (Steel & Epoxy Bonding Agent to be supplied by Client, subject to reconciliation.).Rate inclusive of lifting charges to all heights. | MT |  |  | Approved
The Ramdulari | CLUB | Hardscape |  | WO/RP/RP06/5 | MATUR ENTERPRISE | AAC Block Filling in 26th Floor | AAC Block Filling in 26th Floor |  | 0 | 0 | Approved
The Ramdulari | CLUB | Hardscape |  | WO/RP/RP06/5 | MATUR ENTERPRISE | AAC Block Filling | Labour charges for AAC block filling with 200mm, 150mm & 125mm thick AAC blocks including laying in position, filling joints with 1:6 cement mortar mixed with polymer-based waterproofing compound (SIKA LATEX) , complete as per BOQ and direction of EIC. (AAC blocks, cement & Polymer Based Waterproofing compound to be supplied by Client; subject to reconciliation). Rate inclusive of lifting charges to all heights. | Cum. | 133 | 2700 | Approved
The Ramdulari | CLUB | Hardscape |  | WO/RP/RP06/5 | MATUR ENTERPRISE | Reinforcement Work | Labour charges for fixing/stitching reinforcement of 8mm dia @ 200mm c/c both ways over AAC blockwork, including joint treatment with epoxy-based bonding agent. Scope includes straightening, rust removal (if required), cutting, bending, hooking, placing in position, binding with 16 gauge black annealed wire — complete as per drawings, IS codes, specifications, and direction of EIC. (Steel & Epoxy Bonding Agent to be supplied by Client, subject to reconciliation.).Rate inclusive of lifting charges to all heights. | MT | 1.5 | 11000 | Approved
The Ramdulari | CLUB | Canopy |  | WO/RP/RP06/4 | Vinayak Fabtech | Loading Unloading | Charges for loading, unloading, and machinery hire, as directed by the Engineer-in-Charge. | Lump Sum | 1 | 4500 | Approved
Primarc Aadvika | EXPERIENCE CENTER | HVAC Works |  | WO/HW1/PHW3/4 | UNIVERSAL ENERGY SOLUTIONS PVT. LTD. | Toilet Ventilation Work | Toilet Ventilation Work |  | 0 | 0 | Approved
Primarc Aadvika | EXPERIENCE CENTER | HVAC Works |  | WO/HW1/PHW3/4 | UNIVERSAL ENERGY SOLUTIONS PVT. LTD. | Supply & Installation of ceiling mounted exhaust fan | Supply & Installation of ceiling mounted exhaust fan | Nos | 1 | 6610 | Approved
Primarc Aadvika | EXPERIENCE CENTER | HVAC Works |  | WO/HW1/PHW3/4 | UNIVERSAL ENERGY SOLUTIONS PVT. LTD. | Supply & Installation of Flexible round duct | Supply & Installation of Flexible round duct | RMT | 5 | 870 | Approved
AARANYA | EXPERIENCE CENTER | HVAC Works |  | WO/PKB/PKX/14 | ASP Air Conditioners Pvt. Ltd. | Electrical Cable | Electrical Cable | Ft | 53 | 48 | Approved
BHOPAL - COMMERCIAL | MARKETING | Marketing Office | Civil and Finishing Work of Marketing Office | WO/BPC/BPC4/1 | PRESTAR INFRASTRUCTURE PROJECTS LTD | Transportation Charges | Transportation Charges | Lump Sum | 1 | 200000 | Approved
The Ramdulari | BLOCK | Elevation Work |  | WO/RP/RP02/68 | DIAMOND PROJECTS | Supply & Fixing of Facade strip light on External Wall | Supply & Fixing of Facade strip light on External Wall |  | 0 | 0 | Approved
The Ramdulari | BLOCK | Elevation Work |  | WO/RP/RP02/68 | DIAMOND PROJECTS | SUPPLY AND FIXING OF 25 MM DIA PVC MMS STRAIGHT RIGID CONDUIT ON WALL 1 WITH ALL ACCESSORIES (PVC CIRCULAR, BEND, COUPLER etc.) AND ALL FIXING ARRANGEMENT WITH PVC SHADDLE, SCREW etc. | SUPPLY AND FIXING OF 25 MM DIA PVC MMS STRAIGHT RIGID CONDUIT ON WALL 1 WITH ALL ACCESSORIES (PVC CIRCULAR, BEND, COUPLER etc.) AND ALL FIXING ARRANGEMENT WITH PVC SHADDLE, SCREW etc. | Mtrs. | 1200 | 57 | Approved
The Ramdulari | BLOCK | Elevation Work |  | WO/RP/RP02/68 | DIAMOND PROJECTS | SUPPLY AND FIXING OF 20 MM DIA PVC MMS STRAIGHT RIGID CONDUIT ON WALL WITH ALL FIXING ARRANGEMENT WITH PVC SHADDLE, SCREW etc. | SUPPLY AND FIXING OF 20 MM DIA PVC MMS STRAIGHT RIGID CONDUIT ON WALL WITH ALL FIXING ARRANGEMENT WITH PVC SHADDLE, SCREW etc. | Mtrs. | 100 | 38 | Approved
The Ramdulari | BLOCK | Elevation Work |  | WO/RP/RP02/68 | DIAMOND PROJECTS | SPECIAL CHASE CUTTING AND BACKFILLING FROM 2nd FL TO 26th FL. | SPECIAL CHASE CUTTING AND BACKFILLING FROM 2nd FL TO 26th FL. | Mtrs. | 83 | 94 | Approved
The Ramdulari | BLOCK | Elevation Work |  | WO/RP/RP02/68 | DIAMOND PROJECTS | LAYING/FIXING OF 20x2.5 SQ.MM. COPPER UR./UN.AR. COPPER CABLE IN EXISTING PIPE, TRENCH etc. | LAYING/FIXING OF 20x2.5 SQ.MM. COPPER UR./UN.AR. COPPER CABLE IN EXISTING PIPE, TRENCH etc. | Mtrs. | 1100 | 14 | Approved
The Ramdulari | BLOCK | Elevation Work |  | WO/RP/RP02/68 | DIAMOND PROJECTS | LAYING/FIXING OF 3Cx2.5 SQ.MM. COPPER UR./UN.AR. COPPER CABLE IN EXISTING PIPE, TRENCH etc. | LAYING/FIXING OF 3Cx2.5 SQ.MM. COPPER UR./UN.AR. COPPER CABLE IN EXISTING PIPE, TRENCH etc. | Mtrs. | 620 | 16 | Approved
The Ramdulari | BLOCK | Elevation Work |  | WO/RP/RP02/68 | DIAMOND PROJECTS | SUPPLY AND MAKING OF CABLE END TERMINATION WITH NECESSARY COPPER 6 LUGS, CONSUMABLES REQUIRED etc. TO COMPLETE IN ALL RESPECT OF 3C/2C x 2.5 SQ.MM CABLE | SUPPLY AND MAKING OF CABLE END TERMINATION WITH NECESSARY COPPER 6 LUGS, CONSUMABLES REQUIRED etc. TO COMPLETE IN ALL RESPECT OF 3C/2C x 2.5 SQ.MM CABLE | Nos | 20 | 30 | Approved
The Ramdulari | BLOCK | Elevation Work |  | WO/RP/RP02/68 | DIAMOND PROJECTS | FIXING OF LED LINEAR LIGHT WITH SPECIAL FIXING ARRANGEMENT ON WALL. | FIXING OF LED LINEAR LIGHT WITH SPECIAL FIXING ARRANGEMENT ON WALL. | Nos | 87 | 350 | Approved
The Ramdulari | BLOCK | Elevation Work |  | WO/RP/RP02/68 | DIAMOND PROJECTS | SUPPLY & FIXING OF PVC SURFACE MOUNTED JUNCTION BOX AT DIFFERENT LOCATION AS NEEDED | SUPPLY & FIXING OF PVC SURFACE MOUNTED JUNCTION BOX AT DIFFERENT LOCATION AS NEEDED | Nos | 10 | 300 | Approved
SOUTHWINDS PROJECT LLP (PHASE - III & IV) | FINISHING PHASE - IV | Window and Glazing |  | WO/SP34/FW4/67 | HINDUSTAN ALUMINIUM WORKS | Providing and Labour charges for fixing of Aluminium Window at Multipurpose Hall (Ground Floor) of Block - 15 as per B.O.Q & direction of EIC. | Providing and Labour charges for fixing of Aluminium Window at Multipurpose Hall (Ground Floor) of Block - 15 as per B.O.Q & direction of EIC. |  | 0 | 0 | Approved
SOUTHWINDS PROJECT LLP (PHASE - III & IV) | FINISHING PHASE - IV | Window and Glazing |  | WO/SP34/FW4/67 | HINDUSTAN ALUMINIUM WORKS | DA (1800 X 2450) mm - Multipurpose Hall (Ground Floor) | DA (1800 X 2450) mm Providing & Fixing of Double Casement Openable Door with Glass (5 mm Clear Toughened Glass) including all fitting and fixture at all level as per approved drawing, Sample and direction of EIC. Materials Details Specification attached in Annexure-I Location: Multipurpose Hall (Ground Floor) | Sq.Ft. | 47.469 | 631.14 | Approved
SOUTHWINDS PROJECT LLP (PHASE - III & IV) | FINISHING PHASE - IV | Window and Glazing |  | WO/SP34/FW4/67 | HINDUSTAN ALUMINIUM WORKS | DA1 (1500 X 2450) mm - Multipurpose Hall (Ground Floor) | DA1 (1500 X 2450) mm Providing & Fixing of Double Casement Openable Door with Glass (5 mm Clear Toughened Glass) including all fitting and fixture at all level as per approved drawing, Sample and direction of EIC. Materials Details Specification attached in Annexure-I Location: Multipurpose Hall (Ground Floor) | Sq.Ft. | 39.558 | 713.71 | Approved
SOUTHWINDS PROJECT LLP (PHASE - III & IV) | FINISHING PHASE - IV | Window and Glazing |  | WO/SP34/FW4/67 | HINDUSTAN ALUMINIUM WORKS | W2A (1500 X 2300) mm - Multipurpose Hall (Ground Floor) | W2A (1500 X 2300) mm Providing & Fixing of 2 Panel Top Hung Openable Window and bottom 2 Panel Fixed with Glass (5 mm Clear Toughened Glass) including all fitting and fixture at all level as per approved drawing, Sample and direction of EIC. Materials Details Specification attached in Annexure-I Location: Multipurpose Hall (Ground Floor) | Sq.Ft. | 74.272 | 420.13 | Approved
SOUTHWINDS PROJECT LLP (PHASE - III & IV) | FINISHING PHASE - IV | Window and Glazing |  | WO/SP34/FW4/67 | HINDUSTAN ALUMINIUM WORKS | W6 (900 X 1350) mm - Multipurpose Hall - Pantry | W6 (900 X 1350) mm Providing & Fixing of 2 Panel Side Hung Openable Window and top Middle Fixed with Chimney and Exhaust Provision at both Side Top with Glass (5 mm Clear Toughened Glass) including all fitting and fixture at all level as per approved drawing, Sample and direction of EIC. Materials Details Specification attached in Annexure-I Location: Multipurpose Hall - Pantry NB: The Exhaust fan cut out area should be cover by glass or Ply / Approved material as per direction of EIC. | Sq.Ft. | 13.078 | 654.14 | Approved
SOUTHWINDS PROJECT LLP (PHASE - III & IV) | FINISHING PHASE - IV | Window and Glazing |  | WO/SP34/FW4/67 | HINDUSTAN ALUMINIUM WORKS | W8' (600 X 1200) mm - Multipurpose Hall - Toilet | W8' (600 X 1200) mm Providing & Fixing of 25x50x1.3mm Tube Frame with Adjustable Glass Louver and Top one Side Fixed and Other Side Exhaust Provision (5 mm Frosted Glass) including all fitting and fixture at all level as per approved drawing, Sample and direction of EIC. Materials Details Specification attached in Annexure-I Location: Multipurpose Hall - Toilet NB: The Exhaust fan cut out area should be cover by glass or Ply / Approved material as per direction of EIC. | Sq.Ft. | 7.75 | 298.55 | Approved
SOUTHWINDS PROJECT LLP (PHASE - III & IV) | FINISHING PHASE - IV | Grill / Steel Work |  | WO/SP34/FW4/68 | PROTECH ENGINEERS | Vent shaft fencing ( Gate) at Block - 13, 14(2) & 16 | Providing, fabricating and installation of PVC Chain Link Fencing Fencing will be made of, PVC chain link, including frame work with MS Angle-ISA- 50x50x6mm as main structure; in the intermediate section M.S Flat- 40x6mm and Clit made with M.S. Flat 40x3 mm including One Coat of Red Oxide Primer with 2 Coat Synthetic Enamel Paint of approved manufacture at all MS section, Gas Set, Welding set all Machinery, all tools & tackles and lifting, loading -unloading charges as per direction of Engineer-in-charge. Bottle Hinge & Lock arrangement are in contractor scope. at Block - 13, 14(2) & 16 . Opening Size 1.2000X2100-01 No 2. 2000x2100-01No 3.1200x2100-01 No " | Sq.Ft. | 115 | 285 | Approved
SOUTHWINDS PROJECT LLP (PHASE - III & IV) | CLUB PHASE - III & IV | External Plumbing |  | WO/SP34/CW34/20 | Satya Agro Irrigation Co. (ARJPS5167N) | Drip Irrigation and Accessories | Supply of Drip Irrigation Materials and Accessories as per the requirement & specifications & as directed by EIC. |  | 0 | 0 | Approved
SOUTHWINDS PROJECT LLP (PHASE - III & IV) | CLUB PHASE - III & IV | External Plumbing |  | WO/SP34/CW34/20 | Satya Agro Irrigation Co. (ARJPS5167N) | Landscape brown Inline Dripline 30cm, 2.1 lph, 1.2mm wall thickness | Landscape brown Inline Dripline 30cm, 2.1 lph, 1.2mm wall thickness Make : Smartflow/ Irritime | Mtrs. | 555 | 35 | Approved
SOUTHWINDS PROJECT LLP (PHASE - III & IV) | CLUB PHASE - III & IV | External Plumbing |  | WO/SP34/CW34/20 | Satya Agro Irrigation Co. (ARJPS5167N) | Landscape brownOnline Drip pipe Blank tubing dual layered | Landscape brownOnline Drip pipe Blank tubing dual layered Make : Rain Bird (USA) | Mtrs. | 0 | 52 | Approved
SOUTHWINDS PROJECT LLP (PHASE - III & IV) | CLUB PHASE - III & IV | External Plumbing |  | WO/SP34/CW34/20 | Satya Agro Irrigation Co. (ARJPS5167N) | .05 GPH EMITTER blue coloured with inbuilt PCJ diphgram special nozzles for Large Plantation above 2 ft | .05 GPH EMITTER blue coloured with inbuilt PCJ diphgram special nozzles for Large Plantation above 2 ft Make : Rain Bird (USA) | Nos | 0 | 20 | Approved
SOUTHWINDS PROJECT LLP (PHASE - III & IV) | CLUB PHASE - III & IV | External Plumbing |  | WO/SP34/CW34/20 | Satya Agro Irrigation Co. (ARJPS5167N) | Take Off Connection (Clamp Saddle + PVC Riser + Threaded Tee) | Take Off Connection (Clamp Saddle + PVC Riser + Threaded Tee) Make : Rain Bird + Astore | Nos | 25 | 550 | Approved
SOUTHWINDS PROJECT LLP (PHASE - III & IV) | CLUB PHASE - III & IV | External Plumbing |  | WO/SP34/CW34/20 | Satya Agro Irrigation Co. (ARJPS5167N) | 9" Long Lateral Hold Stake for holding dripline | 9" Long Lateral Hold Stake for holding dripline Make : FIL/ IMPORTED | Nos | 250 | 16 | Approved
SOUTHWINDS PROJECT LLP (PHASE - III & IV) | CLUB PHASE - III & IV | External Plumbing |  | WO/SP34/CW34/20 | Satya Agro Irrigation Co. (ARJPS5167N) | Air relief valve 1/2" with 6" valve Box | Air relief valve 1/2" with 6" valve Box make : Rain Bird (USA) | Nos | 2 | 950 | Approved
SOUTHWINDS PROJECT LLP (PHASE - III & IV) | CLUB PHASE - III & IV | External Plumbing |  | WO/SP34/CW34/20 | Satya Agro Irrigation Co. (ARJPS5167N) | Pressure Gauge with Pocket Pincher flexi connector with valve box | Pressure Gauge with Pocket Pincher flexi connector with valve box Make : Satya | Nos | 2 | 1550 | Approved
SOUTHWINDS PROJECT LLP (PHASE - III & IV) | CLUB PHASE - III & IV | External Plumbing |  | WO/SP34/CW34/20 | Satya Agro Irrigation Co. (ARJPS5167N) | Flush Valve 40mm/ 50mm | Flush Valve 40mm/ 50mm Make : FIL/SATYA | Nos | 2 | 330 | Approved
SOUTHWINDS PROJECT LLP (PHASE - III & IV) | CLUB PHASE - III & IV | External Plumbing |  | WO/SP34/CW34/20 | Satya Agro Irrigation Co. (ARJPS5167N) | Inline Disc Filter 1.00" (10m3/hr) | Inline Disc Filter 1.00" (10m3/hr) Make : Xeritech/ IRRITI | Nos | 2 | 2800 | Approved
SOUTHWINDS PROJECT LLP (PHASE - III & IV) | CLUB PHASE - III & IV | External Plumbing |  | WO/SP34/CW34/20 | Satya Agro Irrigation Co. (ARJPS5167N) | Valves and Filtration Unit | Supply of Valves and Filtration Unit as per the requirement & specifications & as directed by EIC |  | 0 | 0 | Amended & Approved
SOUTHWINDS PROJECT LLP (PHASE - III & IV) | CLUB PHASE - III & IV | External Plumbing |  | WO/SP34/CW34/20 | Satya Agro Irrigation Co. (ARJPS5167N) | Lateral line UPVC Ball Valve 25mm/ 1" | Lateral line UPVC Ball Valve 25mm/ 1" Make : FIL | Nos | 0 | 950 | Approved
SOUTHWINDS PROJECT LLP (PHASE - III & IV) | CLUB PHASE - III & IV | External Plumbing |  | WO/SP34/CW34/20 | Satya Agro Irrigation Co. (ARJPS5167N) | 10" Round Valve Box with cover | 10" Round Valve Box with cover Make : Rain Bird (USA) | Nos | 0 | 1400 | Approved
SOUTHWINDS PROJECT LLP (PHASE - III & IV) | CLUB PHASE - III & IV | External Plumbing |  | WO/SP34/CW34/20 | Satya Agro Irrigation Co. (ARJPS5167N) | Automation Unit | Supply of Automation Unit as per the requirement & specifications & as directed by EIC |  | 0 | 0 | Approved
SOUTHWINDS PROJECT LLP (PHASE - III & IV) | CLUB PHASE - III & IV | External Plumbing |  | WO/SP34/CW34/20 | Satya Agro Irrigation Co. (ARJPS5167N) | Solenoid Valve (1") BATTERY OPERATED WITH BTT | Solenoid Valve (1") BATTERY OPERATED WITH BTT Make : Bermad/ EQV | Nos | 8 | 12000 | Approved
SOUTHWINDS PROJECT LLP (PHASE - III & IV) | CLUB PHASE - III & IV | External Plumbing |  | WO/SP34/CW34/20 | Satya Agro Irrigation Co. (ARJPS5167N) | Providing Pressure pump with Easy press automatic operation of pump Including header pipes & fittings at tank level to terrace level. | Providing Pressure pump with Easy press automatic operation of pump Including header pipes & fittings at tank level to terrace level. Make : Pedrollo | Nos | 0 | 36000 | Approved
SOUTHWINDS PROJECT LLP (PHASE - III & IV) | CLUB PHASE - III & IV | External Plumbing |  | WO/SP34/CW34/20 | Satya Agro Irrigation Co. (ARJPS5167N) | Suction assy with Ball valve with reducers & flange with b-nuts | Suction assy with Ball valve with reducers & flange with b-nuts Make : Astral +++ | Lump Sum | 0 | 5000 | Approved
SOUTHWINDS PROJECT LLP (PHASE - III & IV) | CLUB PHASE - III & IV | External Plumbing |  | WO/SP34/CW34/21 | Satya Agro Irrigation Co. (ARJPS5167N) | Installation of Drip Irrigation | Installation Charges for Piping Network and other equipment as per the requirement and specifications including all labours, tools & tackles all finishes and complete as per the direction of the EIC. | Lump Sum | 1 | 21586 | Approved
The Ramdulari | BLOCK | Plumbing/Sanitory | External Plumbing | WO/RP/RP02/70 | D.S.P Pumps | 2 No. recharge bore well of 70mtrs depth | 2 No. recharge bore well of 70mtrs depth |  | 0 | 0 | Amended & Approved
The Ramdulari | BLOCK | Plumbing/Sanitory | External Plumbing | WO/RP/RP02/70 | D.S.P Pumps | For bore well upto 21 mtrs depth | Recharge Pit: Labour charges for Sinking of a 6"X6" Dia. PVC Borewell of 21m Depth as per direction of EIC which includes: 1. Pipe and Strainer cutting & Gravel Filling in Recharge Well (Contractor Supply: Coarse Sand 20 Bags, 20 MM Gravel 50 Bags and 40mm Gravel 60 Bags / As per requirement to complete the Job including delivery charges 1 Bag=1.2 CFT (Approx)) 2. Recharge well Earth Cutting and 1200 mm Dia. Concrete rings laying upto 3 Mtr. Depth including Supply of concrete rings NB: Flow of Water discharge testing in Contractor Scope. | Lump Sum | 2 | 70000 | Approved
The Ramdulari | BLOCK | Plumbing/Sanitory | External Plumbing | WO/RP/RP02/70 | D.S.P Pumps | Beyond 21 mtrs depth | abour charges for beyond 21 mtrs depth of 6'' X 6'' Dia PVC borewell, and other conditions same as BOQ Item No-1. | Mtrs. | 124 | 800 | Approved
SOUTHWINDS PROJECT LLP (PHASE - III & IV) | FINISHING PHASE - IV | Flooring Work |  | WO/SP34/FW4/16 | SHAQUIB ENTERPRISES | Flooring work at Multipurpose Halls area of Block- 14 (1) as per BOQ ,dwg and direction of EIC. | Flooring work at Multipurpose Halls area of Block- 14 (1) as per BOQ ,dwg and direction of EIC. |  | 0 | 0 | Approved
SOUTHWINDS PROJECT LLP (PHASE - III & IV) | FINISHING PHASE - IV | Flooring Work |  | WO/SP34/FW4/16 | SHAQUIB ENTERPRISES | Vitrified Tiles at Multipurpose Hall - (Size : 600mm X 1200mm) | Providing & Fixing Charges for of Floor Vitrified Tiles at Multipurpose Hall for all levels over a bed of 35-45 mm thick cement mortar (1:4) , joints filled with polymer based grout pigmented to match after acid washing including all finishing & Cleaning as per drawing and direction of Engineer-In-Charge. Tiles, Cement will be supplied by Client. (Size : 600mm X 1200mm) | Sq.Ft. | 649.069 | 34.75 | Approved
SOUTHWINDS PROJECT LLP (PHASE - III & IV) | FINISHING PHASE - IV | Flooring Work |  | WO/SP34/FW4/16 | SHAQUIB ENTERPRISES | Tiles ( Vitrified/Antiskid Ceramic) at Skirting/Windowsill of Multipurpose Hall | Providing & Fixing Charges for of Tiles ( Vitrified/Antiskid Ceramic) at Skirting/Windowsill of Multipurpose Hall for all levels over a bed of 35-45 mm thick cement mortar (1:4) , joints filled with polymer based grout pigmented to match after acid washing including all finishing & Cleaning as per drawing and direction of Engineer-In-Charge. Tiles , Cement will be supplied by Client. | Rft | 99.384 | 27.5 | Approved
SOUTHWINDS PROJECT LLP (PHASE - III & IV) | FINISHING PHASE - IV | Flooring Work |  | WO/SP34/FW4/16 | SHAQUIB ENTERPRISES | Floor (Vitrified/Antiskid Ceramic) Tiles at Toilet and Kitchen - (Size : 200mm X 200mm) | Providing & Fixing Charges for of Floor (Vitrified/Antiskid Ceramic) Tiles at Toilet and Kitchen for all levels over a bed of 35-45 mm thick cement mortar (1:4) , joints filled with Polymer based grout pigmented to match after acid washing including all finishing & Cleaning as per drawing and direction of Engineer-In-Charge. Tiles , Cement will be supplied by Client. (Size : 200mm X 200mm) | Sq.Ft. | 100.095 | 40 | Approved
SOUTHWINDS PROJECT LLP (PHASE - III & IV) | FINISHING PHASE - IV | Flooring Work |  | WO/SP34/FW4/16 | SHAQUIB ENTERPRISES | Tiles at Toilet Wall/Dado - (Size : 200mm X 200mm) | Providing & Fixing Charges for of (Vitrified/Antiskid Ceramic) Tiles at Toilet Wall/Dado for all levels over a bed of35-45 mm thick cement mortar (1:6) , joints filled with Polymer based grout pigmented to match after acid washing including all finishing & Cleaning as per drawing and direction of Engineer-In-Charge. Tiles, Cement will be supplied by Client. (Size : 200mm X 200mm) | Sq.Ft. | 234.989 | 45 | Approved
SOUTHWINDS PROJECT LLP (PHASE - III & IV) | FINISHING PHASE - IV | Flooring Work |  | WO/SP34/FW4/16 | SHAQUIB ENTERPRISES | Tiles at Kitchen Wall/Dado - (Size : 60mm X 250mm) | Providing & Fixing Charges for of (Vitrified/Antiskid Ceramic) Tiles at Kitchen Wall/Dado for all levels over a bed of35-45 mm thick cement mortar (1:6) , joints filled with Polymer based grout pigmented to match after acid washing including all finishing & Cleaning as per drawing and direction of Engineer-In-Charge. Tiles, Cement will be supplied by Client. (Size : 60mm X 250mm) | Sq.Ft. | 158.435 | 55 | Approved
SOUTHWINDS PROJECT LLP (PHASE - III & IV) | FINISHING PHASE - IV | Flooring Work |  | WO/SP34/FW4/16 | SHAQUIB ENTERPRISES | Granite Slab on Counter Top | Providing & Fixing Charges for of Fixing of Granite Slab on Counter Top as per showing in the drawing & joints filled with Polymer based grout pigmented to match including TINEX,ARALDITE,OXIDE,PUTTY all finishing & Cleaning as per drawing and direction of Engineer-In-Charge. Granite Slab , Cement will be supplied by Client. | Sq.Ft. | 24.79 | 52 | Approved
SOUTHWINDS PROJECT LLP (PHASE - III & IV) | FINISHING PHASE - IV | Flooring Work |  | WO/SP34/FW4/16 | SHAQUIB ENTERPRISES | Moulding & Polishing of Counter(s) | Labour Charges for Moulding & Polishing of Counter(s) for all levels as per drawing and direction of Engineer-In-Charge | Rft | 65.338 | 33 | Approved
SOUTHWINDS PROJECT LLP (PHASE - III & IV) | FINISHING PHASE - IV | Flooring Work |  | WO/SP34/FW4/16 | SHAQUIB ENTERPRISES | Kitchen counter Granite Patty/Facia | "Fixing of Kitchen counter Granite Patty/Facia" Providing & Fixing Charges of Granite Patty at Kitchen Counter Over a bed of 35-40 mm thick cement mortar(1:4),joints filled with Polymer based grout pigmented to match after acid washing including all finishing & cleaning as per Cleaning as per drawing and direction of Engineer-In-Charge.{Granite,Cement will be supplied by Client} | Rft | 21.91 | 49.55 | Approved
SOUTHWINDS PROJECT LLP (PHASE - III & IV) | FINISHING PHASE - IV | Flooring Work |  | WO/SP34/FW4/16 | SHAQUIB ENTERPRISES | Black stone at support & partition of Granite counter | "Fixing of Black stone at support & partition of Granite counter" Providing & Fixing charges for of Fixing of Black Stone for support & partition of Granite Counter Top at Kitchen including skirting at partition wall and brick wall cutting for groove making for all levels as per drawing and direction of Engineer-In-Charge. {Black stone,cement will be supplied by Client} | Sq.Ft. | 44.778 | 42 | Approved
SOUTHWINDS PROJECT LLP (PHASE - III & IV) | FINISHING PHASE - IV | Flooring Work |  | WO/SP34/FW4/16 | SHAQUIB ENTERPRISES | V-Groove making of at Wall Tiles | Labour Charges of V-Groove making of at Wall Tiles for all levels as per drawing and direction of Engineer-In-Charge. | Rft | 43.854 | 15 | Approved
SOUTHWINDS PROJECT LLP (PHASE - III & IV) | FINISHING PHASE - IV | Flooring Work |  | WO/SP34/FW4/16 | SHAQUIB ENTERPRISES | Chipping work | Labour Charges for Chipping work in floor for fixing of Tiles, Marble and Granite at all levels as per drawing and direction of Engineer-In-Charge. | Sq.Ft. | 699.929 | 1.5 | Approved
SOUTHWINDS PROJECT LLP (PHASE - III & IV) | FINISHING PHASE - IV | Flooring Work |  | WO/SP34/FW4/16 | SHAQUIB ENTERPRISES | Sink Cutting at kitchen & Gas Hole Cutting at Kitchen Slab | "Sink Cutting at kitchen & Gas Hole Cutting at Kitchen Slab" Charges for Sink & Gas Hole Cutting Granite counter Top as per Drawing & Direction of EIC. | Nos | 0 | 325 | Approved
Primarc Aadvika | OVERHEAD | Security Expense |  | WO/HW1/PHW4/8 | NIS MANAGEMENT LIMITED | Providing Security Personnel | Providing Security Guard @12 hrs. daily basis for full month including reliever, NH & management fees, from 1st Jun'2025 to 30th Jun'2025, Total Manpower = 2 nos. | Head | 4 | 22822 | Approved
AARANYA | OVERHEAD | In-house labour |  | WO/PKB/PKB3/7 | Balaji Enterprise | Unskilled labour | Charges of Unskilled labour for misc work as per direction of EIC. |  | 0 | 0 | Approved
AARANYA | OVERHEAD | In-house labour |  | WO/PKB/PKB3/7 | Balaji Enterprise | Unskilled labour | Charges of Unskilled Labour for misc work at Site as per requirement & direction of EIC. Daily Time Schedule-6AM-6PM (12Hrs) 10:15 hours working time & 1hr 45mins of break time (Breakfast- 8AM-8.45AM & Lunch-1PM-2PM) | Nos | 346 | 480 | Approved
AARANYA | OVERHEAD | In-house labour |  | WO/PKB/PKB3/7 | Balaji Enterprise | loading - unloading | Charges for loading - unloading, transportation, hire charges for machinery work as per direction of Engineer-in-Charge. | Nos | 346 | 19.2 | Approved
AARANYA | OVERHEAD | In-house labour |  | WO/PKB/PKB3/7 | Balaji Enterprise | Mason | Charges of Mason for misc work as per direction of EIC. |  | 0 | 0 | Approved
AARANYA | OVERHEAD | In-house labour |  | WO/PKB/PKB3/7 | Balaji Enterprise | Mason | Charges of Mason for misc work at Site as per requirement & direction of EIC. Daily Time Schedule-6AM-6PM (12Hrs) 10:15 hours working time & 1hr 45mins of break time (Breakfast-8AM-8.45AM & Lunch-1PM-2PM) | Nos | 54 | 790 | Approved
AARANYA | OVERHEAD | In-house labour |  | WO/PKB/PKB3/7 | Balaji Enterprise | loading - unloading | Charges for loading - unloading, transportation, hire charges for machinery work as per direction of Engineer-in-Charge. | Nos | 54 | 31.6 | Approved
AARANYA | OVERHEAD | In-house labour |  | WO/PKB/PKB3/7 | Balaji Enterprise | Chipper | Charges of Chipper for misc work as per direction of EIC. |  | 0 | 0 | Approved
AARANYA | OVERHEAD | In-house labour |  | WO/PKB/PKB3/7 | Balaji Enterprise | Chipper | Charges of Chipper for misc work at Site as per requirement & direction of EIC. Daily Time Schedule-6AM-6PM (12Hrs) 10:15 hours working time & 1hr 45mins of break time (Breakfast-8AM-8.45AM & Lunch-1PM-2PM) | Nos | 15 | 825 | Approved
AARANYA | OVERHEAD | In-house labour |  | WO/PKB/PKB3/7 | Balaji Enterprise | loading - unloading | Charges for loading - unloading, transportation, hire charges for machinery work as per direction of Engineer-in-Charge. | Nos | 15 | 33 | Approved
AARANYA | OVERHEAD | In-house labour |  | WO/PKB/PKB3/7 | Balaji Enterprise | Mason Helper | Charges of Mason Helper for misc work as per direction of EIC. |  | 0 | 0 | Approved
AARANYA | OVERHEAD | In-house labour |  | WO/PKB/PKB3/7 | Balaji Enterprise | Mason Helper | Charges of Mason helper for misc work at Site as per requirement & direction of EIC. Daily Time Schedule-6AM-6PM(12Hrs) 10:15 hours working time & 1hr 45mins of break time (Breakfast- 8AM-8.45AM & Lunch-1PM-2PM) | Nos | 54 | 600 | Approved
AARANYA | OVERHEAD | In-house labour |  | WO/PKB/PKB3/7 | Balaji Enterprise | loading - unloading | Charges for loading - unloading, transportation, hire charges for machinery work as per direction of Engineer-in-Charge. | Nos | 54 | 24 | Approved
Primarc Aadvika | EXPERIENCE CENTER | Window and Glazing |  | WO/HW1/PHW3/3 | HINDUSTAN ALUMINIUM WORKS | Ground Floor Semi Covered Service Area | Window at Ground Floor semi covered service area : (1758X1972)- 1Nos | Sq.Ft. | 37.316 | 675 | Approved
Primarc Aadvika | EXPERIENCE CENTER | Window and Glazing |  | WO/HW1/PHW3/3 | HINDUSTAN ALUMINIUM WORKS | Window at 1st Floor Lounge area | Window at 1st Floor Lounge area : (2975X2565)- 1nos | Sq.Ft. | 82.139 | 642.47 | Approved
The Ramdulari | PRE-CONSTRUCTION PHASE | Labour Hutment |  | WO/RP/RP01/55 | SHIBNATH NANDI | Dismantling & Remaking of Labour Hutment . | Dismantling & Remaking of Labour Hutment . |  | 0 | 0 | Amended & Approved
The Ramdulari | PRE-CONSTRUCTION PHASE | Labour Hutment |  | WO/RP/RP01/55 | SHIBNATH NANDI | Dismantle | Labour Charges for Hutment Dismantling and Stacking of material as per direction of EIC Scope of Work : 1. Sheet Opening and stacking 2. MS Pipe, Bar opening and stacking This rate is including the cost of all required tool & tackles and sundry material for complete the work Mode of Measurement: Roof Plan Area | Sq.Ft. | 2986 | 7 | Approved
The Ramdulari | PRE-CONSTRUCTION PHASE | Labour Hutment |  | WO/RP/RP01/55 | SHIBNATH NANDI | Making Labour hutment | "Labour Charges for making of Labour Kitchen 7 Store with MS Hollow section , CGI sheet , self screw etc. as direction of EIC Client Supply: 1. Old / new MS Hollow section 2. Old/New CGI Sheet Mode of Measurement: Wall Area " | Sq.Ft. | 4226 | 18 | Approved
SOUTHWINDS PROJECT LLP (PHASE - III & IV) | FINISHING PHASE - IV | Flooring Work |  | WO/SP34/FW4/22 | JYOTI TILES LLP | Flooring work at Multipurpose Halls area of Block- 15 as per BOQ ,dwg and direction of EIC. | Flooring work at Multipurpose Halls area of Block- 15 as per BOQ ,dwg and direction of EIC. |  | 0 | 0 | Approved
SOUTHWINDS PROJECT LLP (PHASE - III & IV) | FINISHING PHASE - IV | Flooring Work |  | WO/SP34/FW4/22 | JYOTI TILES LLP | Floor Vitrified Tiles at Multipurpose Hall - (Size : 600mm X 1200mm) | Providing & Fixing Charges for of Floor Vitrified Tiles at Multipurpose Hall for all levels over a bed of 35-45 mm thick cement mortar (1:4) , joints filled with polymer based grout pigmented to match after acid washing including all finishing & Cleaning as per drawing and direction of Engineer-In-Charge. Tiles, Cement will be supplied by Client. (Size : 600mm X 1200mm) | Sq.Ft. | 666.49 | 33.3 | Approved
SOUTHWINDS PROJECT LLP (PHASE - III & IV) | FINISHING PHASE - IV | Flooring Work |  | WO/SP34/FW4/22 | JYOTI TILES LLP | Tiles ( Vitrified/Antiskid Ceramic) at Skirting/Windowsill of Multipurpose Hall | Providing & Fixing Charges for of Tiles ( Vitrified/Antiskid Ceramic) at Skirting/Windowsill of Multipurpose Hall for all levels over a bed of 35-45 mm thick cement mortar (1:4) , joints filled with polymer based grout pigmented to match after acid washing including all finishing & Cleaning as per drawing and direction of Engineer-In-Charge. Tiles , Cement will be supplied by Client. | Rft | 117.1 | 27.25 | Approved
SOUTHWINDS PROJECT LLP (PHASE - III & IV) | FINISHING PHASE - IV | Flooring Work |  | WO/SP34/FW4/22 | JYOTI TILES LLP | Tiles at Toilet and Kitchen - (Size : 200mm X 200mm) | Providing & Fixing Charges for of Floor (Vitrified/Antiskid Ceramic) Tiles at Toilet and Kitchen for all levels over a bed of 35-45 mm thick cement mortar (1:4) , joints filled with Polymer based grout pigmented to match after acid washing including all finishing & Cleaning as per drawing and direction of Engineer-In-Charge. Tiles , Cement will be supplied by Client. (Size : 200mm X 200mm) | Sq.Ft. | 78.13 | 40 | Approved
SOUTHWINDS PROJECT LLP (PHASE - III & IV) | FINISHING PHASE - IV | Flooring Work |  | WO/SP34/FW4/22 | JYOTI TILES LLP | Tiles at Toilet Wall/Dado - (Size : 200mm X 200mm) | Providing & Fixing Charges for of (Vitrified/Antiskid Ceramic) Tiles at Toilet Wall/Dado for all levels over a bed of35-45 mm thick cement mortar (1:6) , joints filled with Polymer based grout pigmented to match after acid washing including all finishing & Cleaning as per drawing and direction of Engineer-In-Charge. Tiles, Cement will be supplied by Client. (Size : 200mm X 200mm) | Sq.Ft. | 197.48 | 40 | Approved
SOUTHWINDS PROJECT LLP (PHASE - III & IV) | FINISHING PHASE - IV | Flooring Work |  | WO/SP34/FW4/22 | JYOTI TILES LLP | Tiles at Kitchen Wall/Dado - (Size : 60mm X 250mm) | Providing & Fixing Charges for of (Vitrified/Antiskid Ceramic) Tiles at Kitchen Wall/Dado for all levels over a bed of35-45 mm thick cement mortar (1:6) , joints filled with Polymer based grout pigmented to match after acid washing including all finishing & Cleaning as per drawing and direction of Engineer-In-Charge. Tiles, Cement will be supplied by Client. (Size : 60mm X 250mm) | Sq.Ft. | 160.11 | 60 | Approved
SOUTHWINDS PROJECT LLP (PHASE - III & IV) | FINISHING PHASE - IV | Flooring Work |  | WO/SP34/FW4/22 | JYOTI TILES LLP | Granite Slab on Counter Top | Providing & Fixing Charges for of Fixing of Granite Slab on Counter Top as per showing in the drawing & joints filled with Polymer based grout pigmented to match including TINEX,ARALDITE,OXIDE,PUTTY all finishing & Cleaning as per drawing and direction of Engineer-In-Charge. Granite Slab , Cement will be supplied by Client | Sq.Ft. | 17.69 | 54 | Approved
SOUTHWINDS PROJECT LLP (PHASE - III & IV) | FINISHING PHASE - IV | Flooring Work |  | WO/SP34/FW4/22 | JYOTI TILES LLP | Moulding & Polishing of Counter(s) | Labour Charges for Moulding & Polishing of Counter(s) for all levels as per drawing and direction of Engineer-In-Charge | Rft | 11.08 | 33 | Approved
SOUTHWINDS PROJECT LLP (PHASE - III & IV) | FINISHING PHASE - IV | Flooring Work |  | WO/SP34/FW4/22 | JYOTI TILES LLP | Kitchen counter Granite Patty/Facia | "Fixing of Kitchen counter Granite Patty/Facia" Providing & Fixing Charges of Granite Patty at Kitchen Counter Over a bed of 35-40 mm thick cement mortar(1:4),joints filled with Polymer based grout pigmented to match after acid washing including all finishing & cleaning as per Cleaning as per drawing and direction of Engineer-In-Charge. {Granite,Cement will be supplied by Client} | Rft | 28.2 | 50 | Approved
SOUTHWINDS PROJECT LLP (PHASE - III & IV) | FINISHING PHASE - IV | Flooring Work |  | WO/SP34/FW4/22 | JYOTI TILES LLP | Black stone at support & partition of Granite counter | "Fixing of Black stone at support & partition of Granite counter" Providing & Fixing charges for of Fixing of Black Stone for support & partition of Granite Counter Top at Kitchen including skirting at partition wall and brick wall cutting for groove making for all levels as per drawing and direction of Engineer-In-Charge. {Black stone,cement will be supplied by Client} | Sq.Ft. | 39.39 | 43 | Approved
SOUTHWINDS PROJECT LLP (PHASE - III & IV) | FINISHING PHASE - IV | Flooring Work |  | WO/SP34/FW4/22 | JYOTI TILES LLP | V-Groove making of at Wall Tiles | Labour Charges of V-Groove making of at Wall Tiles for all levels as per drawing and direction of Engineer-In-Charge. | Rft | 87.33 | 15 | Approved
SOUTHWINDS PROJECT LLP (PHASE - III & IV) | FINISHING PHASE - IV | Flooring Work |  | WO/SP34/FW4/22 | JYOTI TILES LLP | Chipping work | Labour Charges for Chipping work in floor for fixing of Tiles, Marble and Granite at all levels as per drawing and direction of Engineer-In-Charge. | Sq.Ft. | 709.93 | 1.75 | Approved
SOUTHWINDS PROJECT LLP (PHASE - III & IV) | FINISHING PHASE - IV | Flooring Work |  | WO/SP34/FW4/22 | JYOTI TILES LLP | Sink Cutting at kitchen & Gas Hole Cutting at Kitchen Slab | "Sink Cutting at kitchen & Gas Hole Cutting at Kitchen Slab" Charges for Sink & Gas Hole Cutting Granite counter Top as per Drawing & Direction of EIC. | Nos | 1 | 375 | Approved
SOUTHWINDS PROJECT LLP (PHASE - III & IV) | FINISHING PHASE - IV | Flooring Work |  | WO/SP34/FW4/22 | JYOTI TILES LLP | Granite at Stair Tread & riser | Fixing Granite at Stair Tread & riser" (Including all upto finish) Providing & Fixing Charges for of Granite at Tread & riser (Including all upto finish) for all levels over a bed of 35-45 mm thick cement mortar(1:4),joints filled with polymer based grout pigmented to match after acid washing including all finishing & cleaning as per drawing and direction of Engineer-In-Charge.{Granite, Cement will be Supplied by Client} | Sq.Ft. | 0 | 55 | Approved
The Ramdulari | PRE-CONSTRUCTION PHASE | Labour Hutment |  | WO/RP/RP01/55 | SHIBNATH NANDI | Loading & Unloading | Charges for loading unloading, transportation and hire charges for machinery as per direction of EIC | Lump Sum | 1.939 | 1500 | Approved
Primarc Chambers | BLOCK | Wood Work |  | WO/PCH/PC01/89 | B. S. Furniture | Mirror installation in all toilet areas | Charges for the supply and installation of mirrors on plywood-framed surface, with side edges covered and moulded with teakwood, finished and polished all complete as per dwg. & direction of the EIC/Architect. (Shifting & lifting of all materials & machineries and scaffolding (if required) are in contractor's scope); (Only Plywood will be in client scope) Location- Ground Floor-Facility Toilet, Drivers Toilet & Common Toilet 5th to 14th floor -Inside Of Handicapped Toilet At Gents Toilet, 15th floor- Business Center Toilet-1,Toilet-2 & Common Toilet area. | Lump Sum | 1 | 40702 | Approved
AARANYA | EXPERIENCE CENTER | In-house labour |  | WO/PKB/PKX/16 | Balaji Enterprise | Unskilled labour | Charges of Unskilled labour for misc work as per direction of EIC. |  | 0 | 0 | Amended & Approved
AARANYA | EXPERIENCE CENTER | In-house labour |  | WO/PKB/PKX/16 | Balaji Enterprise | Mason | Charges of Mason for misc work as per direction of EIC. |  | 0 | 0 | Approved
AARANYA | EXPERIENCE CENTER | In-house labour |  | WO/PKB/PKX/16 | Balaji Enterprise | Mason Helper | Charges of Mason Helper for misc work as per direction of EIC. |  | 0 | 0 | Approved
AARANYA | EXPERIENCE CENTER | In-house labour |  | WO/PKB/PKX/16 | Balaji Enterprise | Chipper | Charges of Chipper for misc work as per direction of EIC. |  | 0 | 0 | Approved
AARANYA | EXPERIENCE CENTER | In-house labour |  | WO/PKB/PKX/16 | Balaji Enterprise | Unskilled labour (Upto Sep'25) | Charges of Unskilled Labour for misc work at Site as per requirement & direction of EIC. Daily Time Schedule-6AM-6PM (12Hrs) 10:15 hours working time & 1hr 45mins of break time (Breakfast- 8AM-8.45AM & Lunch-1PM-2PM) Upto Sep'25 | Nos | 601 | 480 | Approved
AARANYA | EXPERIENCE CENTER | In-house labour |  | WO/PKB/PKX/16 | Balaji Enterprise | Loading - Unloading (Upto Sep'25) | Charges for loading - unloading, transportation, hire charges for machinery work as per direction of Engineer-in-Charge. Upto Sep'25 | Nos | 601 | 19.2 | Approved
AARANYA | EXPERIENCE CENTER | In-house labour |  | WO/PKB/PKX/16 | Balaji Enterprise | Mason | Charges of Mason for misc work at Site as per requirement & direction of EIC. Daily Time Schedule-6AM-6PM (12Hrs) 10:15 hours working time & 1hr 45mins of break time (Breakfast-8AM-8.45AM & Lunch-1PM-2PM) | Nos | 97 | 790 | Approved
AARANYA | EXPERIENCE CENTER | In-house labour |  | WO/PKB/PKX/16 | Balaji Enterprise | loading - unloading | Charges for loading - unloading, transportation, hire charges for machinery work as per direction of Engineer-in-Charge. | Nos | 97 | 31.6 | Approved
AARANYA | EXPERIENCE CENTER | In-house labour |  | WO/PKB/PKX/16 | Balaji Enterprise | Mason Helper | Charges of Mason helper for misc work at Site as per requirement & direction of EIC. Daily Time Schedule-6AM-6PM(12Hrs) 10:15 hours working time & 1hr 45mins of break time (Breakfast- 8AM-8.45AM & Lunch-1PM-2PM) | Nos | 97 | 600 | Approved
AARANYA | EXPERIENCE CENTER | In-house labour |  | WO/PKB/PKX/16 | Balaji Enterprise | loading - unloading | Charges for loading - unloading, transportation, hire charges for machinery work as per direction of Engineer-in-Charge. | Nos | 97 | 24 | Approved
AARANYA | EXPERIENCE CENTER | In-house labour |  | WO/PKB/PKX/16 | Balaji Enterprise | Chipper | Charges of Chipper for misc work at Site as per requirement & direction of EIC. Daily Time Schedule-6AM-6PM (12Hrs) 10:15 hours working time & 1hr 45mins of break time (Breakfast-8AM-8.45AM & Lunch-1PM-2PM) | Nos | 0 | 825 | Approved
AARANYA | EXPERIENCE CENTER | In-house labour |  | WO/PKB/PKX/16 | Balaji Enterprise | loading - unloading | Charges for loading - unloading, transportation, hire charges for machinery work as per direction of Engineer-in-Charge. | Nos | 0 | 33 | Approved
The Ramdulari | BLOCK | Civil | Sub & Super Structure Work | WO/RP/RP02/71 | AREFA KHATUN | Chipping of Window Jamb & Soffits at RDP | Chipping of Window Jamb & Soffits at RDP |  | 0 | 0 | Approved
The Ramdulari | BLOCK | Civil | Sub & Super Structure Work | WO/RP/RP02/71 | AREFA KHATUN | Chipping | Labour charges for Chipping work in window Jamb ,Soffit & Sill at all levels all required tool & tackles as per drawing and direction of Engineer-In-Charge. | Nos | 24 | 2920 | Approved
The Ramdulari | BLOCK | Civil | Sub & Super Structure Work | WO/RP/RP02/71 | AREFA KHATUN | Loading & Unloading | Charges for loading unloading, transportation and hire charges for machinery as per direction of EIC | Lump Sum | 1 | 2000 | Approved
The Ramdulari | PRE-CONSTRUCTION PHASE | Plumbing/Sanitory |  | WO/RP/RP01/53 | MOHINI HIGHTECH MOTOR STORES | Repairing Work of 1.0HP Sewage Pump. | Repairing Work of 1.0HP Sewage Pump with Following Spares. |  | 0 | 0 | Approved
The Ramdulari | PRE-CONSTRUCTION PHASE | Plumbing/Sanitory |  | WO/RP/RP01/53 | MOHINI HIGHTECH MOTOR STORES | Re-winding Motor with Supply of wire | Re-winding Motor with Supply of wire | Job | 1 | 2500 | Approved
The Ramdulari | PRE-CONSTRUCTION PHASE | Plumbing/Sanitory |  | WO/RP/RP01/53 | MOHINI HIGHTECH MOTOR STORES | Upper / lower bearing change | Upper / lower bearing change | Pcs. | 2 | 500 | Approved
The Ramdulari | PRE-CONSTRUCTION PHASE | Plumbing/Sanitory |  | WO/RP/RP01/53 | MOHINI HIGHTECH MOTOR STORES | Mechanical Seal change | Mechanical Seal change | Job | 1 | 1000 | Approved
The Ramdulari | PRE-CONSTRUCTION PHASE | Plumbing/Sanitory |  | WO/RP/RP01/53 | MOHINI HIGHTECH MOTOR STORES | Impeller change | Impeller change | Pcs. | 1 | 2500 | Approved
The Ramdulari | PRE-CONSTRUCTION PHASE | Plumbing/Sanitory |  | WO/RP/RP01/53 | MOHINI HIGHTECH MOTOR STORES | Saip oiling & machining | Saip oiling & machining | Job | 2 | 300 | Approved
The Ramdulari | PRE-CONSTRUCTION PHASE | Plumbing/Sanitory |  | WO/RP/RP01/53 | MOHINI HIGHTECH MOTOR STORES | Trasportation Charge | Trasportation Charge | Lump Sum | 1 | 1200 | Approved
SOUTHWINDS PROJECT LLP (PHASE - III & IV) | FINISHING PHASE - IV | Flooring Work |  | WO/SP34/FW4/69 | ESSARCON | Epoxy Flooring Paint Work of Meter Room and Pump Room at Southwinds (Phase - IV) as per Drawings & direction of EIC. | Epoxy Flooring Paint Work of Meter Room and Pump Room at Southwinds (Phase - IV) as per Drawings & direction of EIC. |  | 0 |  | Amended & Approved
SOUTHWINDS PROJECT LLP (PHASE - III & IV) | FINISHING PHASE - IV | Flooring Work |  | WO/SP34/FW4/69 | ESSARCON | Meter Room flooring system of average 2mm thick Epoxy Flooring | Providing and applying Meter Room flooring system of average 2mm thick Epoxy Flooring by supply and application of Epoxy primer including Skirting, a base coat over the entire floor prepared by mixing quartz sand with primer and finish to level help with spike rollers and light sand papering of the base coat to even out the ridges before application of the final top coat and a final Smooth self leveling Epoxy Paint high-abrasion-resistant top coat with skirting in a standard shade (RAL 7004 as approved by EIC/ Architect) ensuring a seamless, jointless, and durable finish after necessary surface preparation by means of light grinding, chipping (in corners if necessary), wire brushing, coir brushing, etc. to get rid of all dust, dirt, laitance & other loose elements & achieve a sound, clean surface for epoxy painting, with men, materials, tools & tackles etc. all complete as per Drawings & direction of EIC. Location : Meter Room Including Skirting (Block - 13, 14 (Part 1 & 2), 15, 16 and MLCP) | Sq.Ft. | 0 |  | Approved
SOUTHWINDS PROJECT LLP (PHASE - III & IV) | FINISHING PHASE - IV | Flooring Work |  | WO/SP34/FW4/69 | ESSARCON | Pump Room flooring system of average 3mm thick Epoxy Flooring with Moisture Resistant Coating | Providing and applying Pump Room flooring system of average 3mm thick Epoxy Flooring with Moisture Resistant Coating by supply and application of Epoxy primer including Skirting with Moisture Resistant Coating, a base coat over the entire floor prepared by mixing quartz sand with primer and finish to level help with spike rollers and light sand papering of the base coat to even out the ridges before application of the final top coat and a final Smooth self leveling Epoxy Paint high-abrasion-resistant top coat with skirting in a standard shade (RAL 7004 as approved by EIC/ Architect) ensuring a seamless, jointless, and durable finish after necessary surface preparation by means of light grinding, chipping (in corners if necessary), wire brushing, coir brushing, etc. to get rid of all dust, dirt, laitance & other loose elements & achieve a sound, clean surface for epoxy painting, with men, materials, tools & tackles etc. all complete as per Drawings & direction of EIC. . Location : Pump Room - Block - 13, 14 (Part 1) | Sq.Ft. | 0 |  | Approved
BHOPAL - COMMERCIAL | MARKETING | Grill / Steel Work |  | WO/BPC/BPC4/8 | Capital Group of Company | Supply, Fabrication and Erection of MS Work for Main Entrance Gate | Supply, Fabrication and Erection of MS Work for Main Entrance Gate at Marketing Office Area. The rate is inclusive of all materials, tools and tackles, labour, transportation, loading-unloading etc. all complete as per drawing, specification and direction of Engineer-in-Charge. | Kg | 295 | 95 | Approved
BHOPAL - COMMERCIAL | MARKETING | Marketing Office | Civil and Finishing Work of Marketing Office | WO/BPC/BPC4/4 | A W CONSTRUCTIONS PRIVATE LIMITED | Supplying and Fixing of MS Angle & Bolt | Supplying and Fixing of MS Angle & Bolt as per drawing, specification and direction of Engineer-in-Charge |  | 0 | 0 | Approved
BHOPAL - COMMERCIAL | MARKETING | Marketing Office | Civil and Finishing Work of Marketing Office | WO/BPC/BPC4/4 | A W CONSTRUCTIONS PRIVATE LIMITED | Supplying and Fixing of MS Angle | Supplying and Fixing of MS Angle Frame with all complete including materials, tools & tackles, labours, , transportation and loading-unloading for all levels as per drawing, specification and direction of Engineer-in-Charge. | Kg | 72 | 90 | Approved
BHOPAL - COMMERCIAL | MARKETING | Marketing Office | Civil and Finishing Work of Marketing Office | WO/BPC/BPC4/4 | A W CONSTRUCTIONS PRIVATE LIMITED | Providing & Fixing of Bolt | All charges for Providing & Fixing of HD Bolt (M20-900mm length)with necessary arrangement & template, fixed with welding at top of Column foundation. ( Avg. 8 Nos Bolt/Column). (All Material & Labour would be supplied by contractor) | Set | 21 | 650 | Approved
The Ramdulari | OVERHEAD | In-house labour |  | WO/RP/RP04/13 | Balaji Enterprise | Unskilled labour (May'25 to Sep'25) | Charges of Unskilled labour for misc work as per direction of EIC. Time Period: May'25 to Sep'25 (Revised Rate From May'24) |  | 0 | 0 | Amended & Approved
The Ramdulari | OVERHEAD | In-house labour |  | WO/RP/RP04/13 | Balaji Enterprise | Unskilled labour | Charges of Unskilled Labour for misc work at Site as per requirement & direction of EIC. Daily Time Schedule-6AM-6PM(12Hrs) 10:15 hours working time & 1hr 45mins of break time (Breakfast- 8AM-8.45AM & Lunch-1PM-2PM) | Nos | 1727 | 500 | Approved
The Ramdulari | OVERHEAD | In-house labour |  | WO/RP/RP04/13 | Balaji Enterprise | Charges of Unskilled Labour for misc work at Site as per requirement & direction of EIC. Daily Time Schedule-6AM-6PM(12Hrs) 10:15 hours working time & 1hr 45mins of break time (Breakfast- 8AM-8.45AM & Lunch-1PM-2PM) | harges for loading - unloading, transportation, hire charges for machinery work as per direction of Engineer-in-Charge. | Nos | 1727 | 20 | Approved
BHOPAL - COMMERCIAL | PRE-CONSTRUCTION PHASE | Borewell Installation |  | WO/BPC/BPC1/8 | FM Construction | Borewell Installation Work | Charges For 2 Nos Borewell Installation Work (7 x 5 inch) |  | 0 | 0 | Amended & Approved
BHOPAL - COMMERCIAL | PRE-CONSTRUCTION PHASE | Borewell Installation |  | WO/BPC/BPC1/8 | FM Construction | Pilot Boaring | Pilot Boaring | Ft | 1155 | 150 | Approved
BHOPAL - COMMERCIAL | PRE-CONSTRUCTION PHASE | Borewell Installation |  | WO/BPC/BPC1/8 | FM Construction | Supply and Lowering of 7inch MS Pipe | Supply and Lowering of 7inch MS Pipe | Ft | 61 | 300 | Approved
BHOPAL - COMMERCIAL | PRE-CONSTRUCTION PHASE | Borewell Installation |  | WO/BPC/BPC1/8 | FM Construction | Supply and Lowering of 5inch MS Pipe | Supply and Lowering of 5inch PVC Pipe | Ft | 1155 | 120 | Approved
BHOPAL - COMMERCIAL | PRE-CONSTRUCTION PHASE | Borewell Installation |  | WO/BPC/BPC1/8 | FM Construction | Supply and Lowering of PVC filter | Supply and Lowering of PVC filter | Nos. | 45 | 250 | Approved
BHOPAL - COMMERCIAL | PRE-CONSTRUCTION PHASE | Borewell Installation |  | WO/BPC/BPC1/8 | FM Construction | Supply and Lowering of Submersible Pump | Supply and Lowering of Submersible Pump 3HP 30 Stage Crompton 3 Phase | Nos. | 1 | 26694 | Approved
BHOPAL - COMMERCIAL | PRE-CONSTRUCTION PHASE | Borewell Installation |  | WO/BPC/BPC1/8 | FM Construction | Supply and Lowering of PVC Column Pipe | Supply and Lowering of PVC Column Pipe | Mtrs. | 335 | 58.9 | Approved
BHOPAL - COMMERCIAL | PRE-CONSTRUCTION PHASE | Borewell Installation |  | WO/BPC/BPC1/8 | FM Construction | Supply and Lowering of Rope | Supply and Lowering of Rope | Mtrs. | 340 | 22.32 | Approved
BHOPAL - COMMERCIAL | PRE-CONSTRUCTION PHASE | Borewell Installation |  | WO/BPC/BPC1/8 | FM Construction | Supply and Lowering of 3 Core Copper Flat Cable | Supply and Lowering of 3 Core Copper Flat Cable | Mtrs. | 353 | 120.34 | Approved
BHOPAL - COMMERCIAL | PRE-CONSTRUCTION PHASE | Borewell Installation |  | WO/BPC/BPC1/8 | FM Construction | Supply and Fixing of Pipe Fittings | Supply and Fixing of Pipe Fittings | Set | 2 | 949.15 | Approved
BHOPAL - COMMERCIAL | PRE-CONSTRUCTION PHASE | Borewell Installation |  | WO/BPC/BPC1/8 | FM Construction | Supply and Fixing of Starter for 3hp Pump | Supply and Fixing of Starter (Crompton Make) for 3hp Pump | Nos. | 1 | 4898.3 | Approved
BHOPAL - COMMERCIAL | PRE-CONSTRUCTION PHASE | Borewell Installation |  | WO/BPC/BPC1/8 | FM Construction | Installation Charges | Installation Charges | Lump Sum | 2 | 1700 | Approved
SOUTHWINDS PROJECT LLP (PHASE - III & IV) | FINISHING PHASE - IV | Grill / Steel Work |  | WO/SP34/FW4/70 | ADA-METCON | Roof Vent Shaft Cover: Block - 13 & 14 (Part - 1 & 2) | Roof Vent Shaft Cover: Providing and fixing of roof duct shed as per approved drawing and direction of engineer-in-charge including all labour tools and tackles and materials. Using poly-carbonate sheet( 10 MM multiwall clear Polycarbonate sheet), including 2 coats of epoxy primer (1 st coat during delivery, 2 nd coat after erection) . Each Post will be anchored by 2 nos 10 mm dia anchor fasteners (Hilti make) Material List: 1. 10 mm multiwall clear Polycarbonate sheet 2. Aluminium Strip top (Provided on both direction) 3. Fastener (Size 100X10 mm) 4. Ms structure made Of 50X25X3.2 mm, 50X50X3.6 mm and 150X150X6.0 (As per Drawing) Location : Block - 13 & 14 (Part - 1 & 2) |  | 0 | 0 | Approved
SOUTHWINDS PROJECT LLP (PHASE - III & IV) | FINISHING PHASE - IV | Grill / Steel Work |  | WO/SP34/FW4/70 | ADA-METCON | multiwall clear Polycarbonate sheet | Supply & Erection of 10 mm multiwall clear Polycarbonate sheet (without aluminium strip) | Sq.Ft. | 1311.784 | 138 | Approved
SOUTHWINDS PROJECT LLP (PHASE - III & IV) | FINISHING PHASE - IV | Grill / Steel Work |  | WO/SP34/FW4/70 | ADA-METCON | Aluminium Strip top | Aluminium Strip top | Rft | 1196.937 | 78 | Approved
SOUTHWINDS PROJECT LLP (PHASE - III & IV) | FINISHING PHASE - IV | Grill / Steel Work |  | WO/SP34/FW4/70 | ADA-METCON | Supply of fastener (100X10 mm) (Hilti make) | Supply of fastener (100X10 mm) (Hilti make) | Nos | 162 | 90 | Approved
SOUTHWINDS PROJECT LLP (PHASE - III & IV) | FINISHING PHASE - IV | Grill / Steel Work |  | WO/SP34/FW4/70 | ADA-METCON | ms structure - two coat Epoxy primer | Supply and erection of ms structure made Of 50X25X3.2 mm RHS, 50X50X3.6 mm SHS and 150X150X6.0 SHS tube with two coat Epoxy primer. (As per DRW.) | Kgs | 1638.97 | 118 | Approved
SOUTHWINDS PROJECT LLP (PHASE - III & IV) | FINISHING PHASE - IV | Grill / Steel Work |  | WO/SP34/FW4/70 | ADA-METCON | Booster pump Cover: Block - 13 & 14 (Part - 1 & 2) | Booster pump Cover: Providing and fixing of Booster pump shed as per approved drawing and direction of engineer-in-charge including all labour tools and tackles and materials. Using poly-carbonate sheet( 10 MM multiwall clear Polycarbonate sheet), including 2 coats of epoxy primer (1 st coat during delivery, 2 nd coat after erection) . Each Post will be anchored by 2 nos 10 mm dia anchor fasteners (Hilti make) Material List: 1. 10 mm multiwall clear Polycarbonate sheet 2. Aluminium Strip top (Provided on both direction) 3. Fastener (Size 100X10 mm) 4. Ms structure made Of 50X25X3.2 mm, 50X50X3.6 mm and 150X150X6.0 (As per Drawing) Block - 13 & 14 (Part - 1 & 2) |  | 0 | 0 | Approved
SOUTHWINDS PROJECT LLP (PHASE - III & IV) | FINISHING PHASE - IV | Grill / Steel Work |  | WO/SP34/FW4/70 | ADA-METCON | multiwall clear Polycarbonate sheet | Supply & Erection of 10 mm multiwall clear Polycarbonate sheet (without aluminium strip) | Sq.Ft. | 468.983 | 138 | Approved
SOUTHWINDS PROJECT LLP (PHASE - III & IV) | FINISHING PHASE - IV | Grill / Steel Work |  | WO/SP34/FW4/70 | ADA-METCON | Aluminium Strip top | Aluminium Strip top | Rft | 523.685 | 78 | Approved
SOUTHWINDS PROJECT LLP (PHASE - III & IV) | FINISHING PHASE - IV | Grill / Steel Work |  | WO/SP34/FW4/70 | ADA-METCON | Supply of fastener (100X10 mm) (Hilti make) | Supply of fastener (100X10 mm) (Hilti make) | Nos | 24 | 90 | Approved
SOUTHWINDS PROJECT LLP (PHASE - III & IV) | FINISHING PHASE - IV | Grill / Steel Work |  | WO/SP34/FW4/70 | ADA-METCON | ms structure - two coat Epoxy primer | Supply and erection of ms structure made Of 50X25X3.2 mm RHS, 50X50X3.6 mm SHS tube with two coat Epoxy primer. (As per DRW.) | Kgs | 612.623 | 118 | Approved
SOUTHWINDS PROJECT LLP (PHASE - III & IV) | FINISHING PHASE - IV | Grill / Steel Work |  | WO/SP34/FW4/71 | SM International | Roof Vent Shaft Cover: Block : 15 & 16 | Roof Vent Shaft Cover: Providing and fixing of roof duct shed as per approved drawing and direction of engineer-in-charge including all labour tools and tackles and materials. Using poly-carbonate sheet( 10 MM multiwall clear Polycarbonate sheet), including 2 coats of epoxy primer (1 st coat during delivery, 2 nd coat after erection) . Each Post will be anchored by 2 nos 10 mm dia anchor fasteners (Hilti make) Material List: 1. 10 mm multiwall clear Polycarbonate sheet 2. Aluminium Strip top (Provided on both direction) 3. Fastener (Size 100X10 mm) 4. Ms structure made Of 50X25X3.2 mm, 50X50X3.6 mm and 150X150X6.0 (As per Drawing) Block : 15 & 16 |  | 0 | 0 | Approved
SOUTHWINDS PROJECT LLP (PHASE - III & IV) | FINISHING PHASE - IV | Grill / Steel Work |  | WO/SP34/FW4/71 | SM International | multiwall clear Polycarbonate sheet | Supply & Erection of 10 mm multiwall clear Polycarbonate sheet (without aluminium strip) | Sq.Ft. | 613.365 | 130 | Approved
SOUTHWINDS PROJECT LLP (PHASE - III & IV) | FINISHING PHASE - IV | Grill / Steel Work |  | WO/SP34/FW4/71 | SM International | Aluminium Strip top | Aluminium Strip top | Rft | 480.225 | 90 | Approved
SOUTHWINDS PROJECT LLP (PHASE - III & IV) | FINISHING PHASE - IV | Grill / Steel Work |  | WO/SP34/FW4/71 | SM International | Supply of fastener (100X10 mm) (Hilti make) | Supply of fastener (100X10 mm) (Hilti make) | Nos | 60 | 90 | Approved
SOUTHWINDS PROJECT LLP (PHASE - III & IV) | FINISHING PHASE - IV | Grill / Steel Work |  | WO/SP34/FW4/71 | SM International | ms structure - two coat Epoxy primer | Supply and erection of ms structure made Of 50X25X3.2 mm RHS, 50X50X3.6 mm SHS and 150X150X6.0 SHS tube with two coat Epoxy primer. (As per DRW.) | Kgs | 696.899 | 91.5 | Approved
SOUTHWINDS PROJECT LLP (PHASE - III & IV) | FINISHING PHASE - IV | Grill / Steel Work |  | WO/SP34/FW4/71 | SM International | Booster pump Cover: Block - 15 & 16 | Booster pump Cover: Providing and fixing of Booster pump shed as per approved drawing and direction of engineer-in-charge including all labour tools and tackles and materials. Using poly-carbonate sheet( 10 MM multiwall clear Polycarbonate sheet), including 2 coats of epoxy primer (1 st coat during delivery, 2 nd coat after erection) . Each Post will be anchored by 2 nos 10 mm dia anchor fasteners (Hilti make) Material List: 1. 10 mm multiwall clear Polycarbonate sheet 2. Aluminium Strip top (Provided on both direction) 3. Fastener (Size 100X10 mm) 4. Ms structure made Of 50X25X3.2 mm, 50X50X3.6 mm and 150X150X6.0 (As per Drawing) Block - 15 & 16 |  | 0 | 0 | Approved
SOUTHWINDS PROJECT LLP (PHASE - III & IV) | FINISHING PHASE - IV | Grill / Steel Work |  | WO/SP34/FW4/71 | SM International | multiwall clear Polycarbonate sheet | Supply & Erection of 10 mm multiwall clear Polycarbonate sheet (without aluminium strip) | Sq.Ft. | 310.563 | 130 | Approved
SOUTHWINDS PROJECT LLP (PHASE - III & IV) | FINISHING PHASE - IV | Grill / Steel Work |  | WO/SP34/FW4/71 | SM International | Aluminium Strip top | Aluminium Strip top | Rft | 321.899 | 90 | Approved
SOUTHWINDS PROJECT LLP (PHASE - III & IV) | FINISHING PHASE - IV | Grill / Steel Work |  | WO/SP34/FW4/71 | SM International | Supply of fastener (100X10 mm) (Hilti make) | Supply of fastener (100X10 mm) (Hilti make) | Nos | 19.2 | 90 | Approved
SOUTHWINDS PROJECT LLP (PHASE - III & IV) | FINISHING PHASE - IV | Grill / Steel Work |  | WO/SP34/FW4/71 | SM International | ms structure - two coat Epoxy primer | Supply and erection of ms structure made Of 50X25X3.2 mm RHS, 50X50X3.6 mm SHS tube with two coat Epoxy primer. (As per DRW.) | Kgs | 421.95 | 91.5 | Approved
SOUTHWINDS PROJECT LLP (PHASE - III & IV) | FINISHING PHASE - IV | Wood Work |  | WO/SP34/FW4/72 | M.R. Furniture | Reception Table for Block – 13, 14 (Part – 1 & 2), 15 & 16 | Labour Charges of Reception Table Making at Block – 13, 14 (Part – 1 & 2), 15 & 16 with Supply of Nail, Screw, Gum, Edge Tape with Polish & Royal Paint (as per Approved Colour by Architect) Finished and Fluted MDF Panels Making, Laminate Pasting, Outside Fluted Panel MDF Grouping Design (Laminate, Ply, Block Board, MDF Board & Misc. Hardware Fittings Supply by Client) Cleaning the work area, shifting all the debris/wastes to a designated place at ground floor level, at all level as per Design Requirements, approved drawing and direction of Engineer in charge. | Nos | 5 | 17500 | Approved
SOUTHWINDS PROJECT LLP (PHASE - III & IV) | FINISHING PHASE - IV | Wood Work |  | WO/SP34/FW4/72 | M.R. Furniture | Loading - Unloading | Charges for loading - unloading-, transportation, hire charges for machinery as per direction of Engineer-in-Charge. | Lump Sum | 1 | 3500 | Approved
The Ramdulari | BLOCK | Maintenance Service |  | WO/RP/RP02/72 | ENVIRO SYSTEMS AND EQUIPMENTS | Non Comprehensive Annual Maintenance Charges. | Non Comprehensive Annual Maintenance Charges for CAAQMS station for 1 year - 3 visit normal per year & 1 emergency visit. | Lump Sum | 1 | 15000 | Approved
The Ramdulari | BLOCK | Maintenance Service |  | WO/RP/RP02/72 | ENVIRO SYSTEMS AND EQUIPMENTS | Data transmission charges to CPCB & SPCB through cloud Server. | Data transmission charges to CPCB & SPCB through cloud Server. | Lump Sum | 1 | 30000 | Approved
The Soul, Rajarhat | BASEMENT WITH PODIUM | Water Proofing |  | WO/HR01/BP01/78 | DRS AQUA ENGINEER | Surface Preparation | All surfaces which are to receive the coating must be free from oil, grease, wax, dirt or any other form of foreign matter that might affect adhesion. Typically, concrete surfaces can be cleaned using a high pressure water jet and detergent. Poor quality, friable, or contaminated surfaces require grit-blasting or scrabbling. Spalled surfaces or those containing large blow-holes and other such defects should be repaired using Fosroc approved repair mortar or render. Location- T2, T3, T4, T6, T7, T8. | Sq.Mtr. | 169.5 | 80 | Approved
The Soul, Rajarhat | BASEMENT WITH PODIUM | Water Proofing |  | WO/HR01/BP01/78 | DRS AQUA ENGINEER | Nozzle Grout.. | Nozzle Grouting : Providing and injecting expanding nozzle grout comprising cement slurry admixed with Crystalline expanding grout admixture (570 gm per mix) and 90 gm of Penetron Admix per injection, using 75 mm long PVC nozzles embedded in concrete. The work includes preparation of grout, pressure grouting through nozzles, subsequent removal of nozzles, and sealing of injection holes with latex-enriched cement-sand mortar, all complete as per manufacturer’s specifications and as directed by the Engineer-in-Charge. Location - T2, T3, T4, T6, T7, T8. | Nos | 1613 | 407.6 | Approved
Primarc Aadvika | EXPERIENCE CENTER | Networking-Interiors |  | WO/HW1/PHW3/24 | ZED SECURITY SERVICES | CAT6 Cable Laying | Charges for Laying of CAT6 cable as per direction of engineer in charge | Mtrs. | 150 | 12 | Approved
Primarc Aadvika | EXPERIENCE CENTER | Networking-Interiors |  | WO/HW1/PHW3/24 | ZED SECURITY SERVICES | Conduit Pipe | Charges for supply and laying of ISI grade conduit pipe per direction of engineer in charge | Mtrs. | 69 | 38 | Approved
Primarc Aadvika | PRE-CONSTRUCTION PHASE | Site Office | Electrical | WO/HW1/PHW1/23 | ZED SECURITY SERVICES | CAMERA - BULLET 2.0 MP | SUPPLY, INSTALLATION & COMMSIONING OF CAMERA - BULLET 2.0 MP [DS-2CE16D0T-ITPFS] - Hikvision | Nos | 3 | 1200 | Approved
Primarc Aadvika | PRE-CONSTRUCTION PHASE | Site Office | Electrical | WO/HW1/PHW1/23 | ZED SECURITY SERVICES | 8 PORT DESKTOP NETWORK SWITCH | SUPPLY, INSTALLATION & COMMSIONING OF 8 PORT DESKTOP NETWORK SWITCH - Tp-Link (TL-SG1008D) | Nos | 1 | 1950 | Approved
AARANYA | EXPERIENCE CENTER | Electrical | Internal Electrical | WO/PKB/PKX/17 | A B S Enterprise | Electriacal Work at Marketing Office | Supply & Labour charges in /sq.ft. on plate area of total electrical work including supply of MMS, PVC Conduit of approved make for floor and wall conduiting including supply of all accessories, Sand, MS JB . Main line & CKT wiring, wiring of light point, fan point , exhaust fan, AC indoor & Out door unit connection, power point etc of respective floor area as required, Receiving and Fixing of modular box, wire pulling, fixing of switch & socket, distribution boxes & MCB, fixing of Race way, GI ladder/ perforated cable tray in respective floor area as required , Fixing of Main LT Panel , all Sub electrical Panel , DB, MCCB, SFU, ACCL etc, Laying of suitable sizes of XLPE armoured cable including suply of all accessories from Main Panel upto all sub Panel, DB etc in respective floor , Making end termination of 1.1 KV grade XlPE cable in LT Panel, Sub Panel, DB etc . Receiving & fixing of Main Switch/MCCB/ DB as required. Conduiting & cable laying for TV & Telephone, internet system, CCTV, Music System, UPS system in respective floor as required. Fixing of suitable sizes of Race way, GI Ladder / perforated cable tray for ELV system in respective floor area as required. Earthing system for respective floor in all electrical panel, Sub Panel, DB including supply of materials like GI Pipe electrode & GI strip, sand, bricks, Stone chips, CI cover etc of standard size & approved make as required . Cutting holes in false ceiling for fixing of light fixture, fan, exhaust fan. etc in respective floor area as per drawing complete in all respect & as per annexure attach with the WO. Plate area details - 3565.68Sq. Ft. | Sq.Ft. | 3565.68 | 60 | Approved
The Ramdulari | PRE-CONSTRUCTION PHASE | Site Office | Electrical | WO/RP/RP01/33 | ZED SECURITY SERVICES | Rectification & Re-Intallation Work of System | Rectification & Re-Installation Work of System |  | 0 | 0 | Amended & Approved
The Ramdulari | PRE-CONSTRUCTION PHASE | Site Office | Electrical | WO/RP/RP01/33 | ZED SECURITY SERVICES | BNC Jack | Supply, installations, Testing & Commission of BNC Jack. | Nos | 20 | 20 | Approved
The Ramdulari | PRE-CONSTRUCTION PHASE | Site Office | Electrical | WO/RP/RP01/33 | ZED SECURITY SERVICES | DC Jack | Supply, installations, Testing & Commission of DC Jack | Nos | 10 | 10 | Approved
The Ramdulari | PRE-CONSTRUCTION PHASE | Site Office | Electrical | WO/RP/RP01/33 | ZED SECURITY SERVICES | 12V Regulated Power Supply 1amp | Supply, installations, Testing & Commission of 12V Regulated Power Supply 1amp. | Nos | 10 | 250 | Approved
The Ramdulari | PRE-CONSTRUCTION PHASE | Site Office | Electrical | WO/RP/RP01/33 | ZED SECURITY SERVICES | PVC Junction Box | Supply, installations, Testing & Commission of PVC Junction Box. | Nos | 10 | 43 | Approved
The Ramdulari | PRE-CONSTRUCTION PHASE | Site Office | Electrical | WO/RP/RP01/33 | ZED SECURITY SERVICES | RG-6 Cable (Make: Finolex) | Supply of RG-6 Cable (Make: Finolex) | Mtrs. | 305 | 18 | Approved
The Ramdulari | PRE-CONSTRUCTION PHASE | Site Office | Electrical | WO/RP/RP01/33 | ZED SECURITY SERVICES | RG-6 Co-axial & Power Cable Laying Charge | Charges for Laying of RG-6 Co-axial & Power Cable. | Mtrs. | 815 | 12 | Approved
The Ramdulari | PRE-CONSTRUCTION PHASE | Site Office | Electrical | WO/RP/RP01/33 | ZED SECURITY SERVICES | PVC Conduit PIpe (Make: Preeti Plast/Suvishi) | Supply and Laying of 20mm Dia PVC Conduit PIpe (MMS) (Make: Preeti Plast/Suvishi) | Mtrs. | 300 | 38 | Approved
The Ramdulari | PRE-CONSTRUCTION PHASE | Site Office | Electrical | WO/RP/RP01/33 | ZED SECURITY SERVICES | Charges for Dismentling of the existing Camera & Cable | Charges for Dismentling of the existing Camera & Cable | Lot | 1 | 5400 | Approved
The Ramdulari | PRE-CONSTRUCTION PHASE | Site Office | Electrical | WO/RP/RP01/33 | ZED SECURITY SERVICES | Charges for Re-Installation and Configuration of Camera, DVR and Accessories | Charges for Re-Installation and Configuration of Camera, DVR and Accessories | Lot | 1 | 4500 | Approved
Primarc Chambers | BLOCK | Plumbing/Sanitory | External Plumbing | WO/PCH/PC01/96 | D.S.P Pumps | Charges for Hydrological Percolation Test & Report | Charges for Providing Testing Hydrological Percolation Test with required instruments, pump, labour. & Submission of Report | Nos. | 1 | 12000 | Approved
The Ramdulari | COMMON INFRASTRUCTURE | Mechanical Car Parking |  |  |  | Making of well for Mechanical Car Parking Shed | Charges for Supply & Making of Well, Earth cutting & Clay ring fixing etc all complete with all material & labour as per direction of Engineer-In-Charge. Wells dimensions 800mm dia 650-800mm, 75m0m dia for 2400-2700mm depth & 600mm dia for 1200-1500mm depth to make it total 4150-4300mm depth overall. | Nos |  |  | Submitted
The Ramdulari | BLOCK | Mechanical Car Parking |  | WO/RP/RP02/73 | B P Enterprise | Well Making for Mechanical Car Parking Foundation | Charges for Supply & Making of Well, Earth cutting & Clay ring fixing etc all complete with all material & labour as per direction of Engineer-In-Charge. Wells dimensions 800mm dia 650-800mm, 75m0m dia for 2400-2700mm depth & 600mm dia for 1200-1500mm depth to make it total 4150-4300mm depth overall. | Nos | 21 | 9000 | Approved
BHOPAL - COMMERCIAL | MARKETING | Electrical |  | WO/BPC/BPC4/9 | RAH INFRASTRUCTURE | Supply & Labour charges in /sq.ft. on plate area of total electrical work | Supply & Labour charges in /sq.ft. on plate area of total electrical work including supply of MMS, PVC Conduit of approved make for floor/ wall/ceiling conduiting including supply of all accessories, Sand, MS JB , Main line & CKT wiring, wiring of light point, fan point , exhaust fan, AC indoor & Out door unit connection, power point etc of respective floor area as required, Supplying and Fixing of modular box, wire pulling, switch & socket, distribution boxes & MCB, supply and Fixing of DB, MCB,RCCB, etc as required for marketing office. Supply and Laying of suitable sizes of XLPE armoured cable including suply of all accessories from Main Panel upto DB/MCCB etc in respective floor of marketing office. Supply and Making end termination of 1.1 KV grade XLPE cable in main LT panel and DB of marketing office . Supply and laying of conduiting & cable for TV & Telephone, internet system, WIFI, CCTV, Music System, UPS system in respective floor of marketing office as required. Earthing system for respective floor in all electrical panel, Sub Panel, DB including supply of materials like GI Pipe electrode & GI strip, sand, bricks, Stone chips, CI cover etc of standard size & approved make as required . Cutting holes in false ceiling for fixing of light fixture. Fixing of light fixture , fan, exhaust fan. etc in respective floor area as per drawing complete in all respect & as per annexure attach with the WO. Plate area details - G.FLOOR- 1874.0 Sqft, Mezzanine - 860.0Sq. Ft. Total Area- 2734.0 Sqft. | Sq.Ft. | 2734 | 195 | Approved
The Ramdulari | BLOCK | Civil | Sub & Super Structure Work | WO/RP/RP02/59 | M/S MALENA DISTRIBUTORS LLP | Hire Charges for Scaffolding Material : 20th June to 31st December | Hire Charges for Scaffolding Material : 20th June to 31st December |  | 0 | 0 | Amended & Approved
The Ramdulari | BLOCK | Civil | Sub & Super Structure Work | WO/RP/RP02/59 | M/S MALENA DISTRIBUTORS LLP | Standard Vertical(Cup Lock) | Standard Vertical (Cup Lock) - 3cuo Size: 3.00 M Long Individual Wt. per Pc: 13.40Kg | Rate/Day | 48750 | 0.83 | Approved
The Ramdulari | BLOCK | Civil | Sub & Super Structure Work | WO/RP/RP02/59 | M/S MALENA DISTRIBUTORS LLP | Standard Horizental (Ledger) | Standard Horizontal (Ledger) Size: 1200 mm Individual Wt per Pc: 4.10kg | Rate/Day | 146250 | 0.34 | Approved
The Ramdulari | BLOCK | Civil | Sub & Super Structure Work | WO/RP/RP02/59 | M/S MALENA DISTRIBUTORS LLP | Base Jack | Adjustable Stirrup Head (Base Jack) Size: 450 mm Long Individual Wt per Pc: 3.40kg | Rate/Day | 7410 | 0.3 | Approved
The Ramdulari | BLOCK | Civil | Sub & Super Structure Work | WO/RP/RP02/59 | M/S MALENA DISTRIBUTORS LLP | Joint Pin | Spigot/ Joint Pin Size: 38 mm X 250 / 300 mm Individual Wt per Pc: 0.45kg | Rate/Day | 43875 | 0.18 | Approved
BHOPAL - COMMERCIAL | PRE-CONSTRUCTION PHASE | Borewell Installation |  | WO/BPC/BPC1/8 | FM Construction | Supply and Lowering of Submersible Pump 2HP 30 Stage | Supply and Lowering of Submersible Pump 2HP 30 Stage Crompton 3 Phase | Nos. | 1 | 19800 | Approved
BHOPAL - COMMERCIAL | PRE-CONSTRUCTION PHASE | Borewell Installation |  | WO/BPC/BPC1/8 | FM Construction | Supply and Fixing of Starter for 2hp Pump | Supply and Fixing of Starter (Crompton Make) for 2hp Pump | Nos. | 1 | 3200 | Approved
BHOPAL - COMMERCIAL | PRE-CONSTRUCTION PHASE | Borewell Installation |  | WO/BPC/BPC1/8 | FM Construction | Charges for Welding | Charges for Welding | Nos. | 3 | 500 | Approved
Primarc Aadvika | OVERHEAD | Housekeeping |  | WO/HW1/PHW4/9 | M/S C3S BUSINESS SOLUTIONS | Housekeeping Service | Housekeeping Service at Dumdum Staff Mess for 03 days in a week@2 hr basis. from 01-June-2025 to 31-March-2026. | Months | 0 |  | Approved
BHOPAL - COMMERCIAL | OVERHEAD | Networking-Interiors |  | WO/BPC/BPC5/6 | EFFOTECH SOLUTIONS | Supply & Installaion of CCTV System | Supply & Installation of CCTV System |  | 0 | 0 | Amended & Approved
BHOPAL - COMMERCIAL | OVERHEAD | Networking-Interiors |  | WO/BPC/BPC5/6 | EFFOTECH SOLUTIONS | Supply of H.264+ High quality imaging 1/2.8" Progressive Scan CMOS SENSOR, IP Bullet Camera 2 MP 1920 × 1080 | Supply of H.264+ High quality imaging 1/2.8" Progressive Scan CMOS SENSOR, IP Bullet Camera 2 MP 1920 × 1080@25/30 fps 6 MM Lens, IR up to 50 mtr, Fixed Lens, H.264+ compression technology to save bandwidth and storage, Clear imaging against strong back light due to DWDR technology,3D DNR technology delivers clean and sharp images, 12V DC, Day & Night - IR Cut Filter, Water and dust resistant (IP67), PoE Supported. (Make: CP Plus, Model : CP-UNC-TA21L5C) | Nos. | 20 | 3390 | Approved
BHOPAL - COMMERCIAL | OVERHEAD | Networking-Interiors |  | WO/BPC/BPC5/6 | EFFOTECH SOLUTIONS | SITC OF NVR 32 Channel, 4K DISPLAY & Max 384 MBPS INCOMING/RECORDING/OUTGOING BANDWIDTH, LAN | SITC OF NVR 32 Channel, 4K DISPLAY & Max 384 MBPS INCOMING/RECORDING/OUTGOING BANDWIDTH, LAN, TCP/IP, back-up on USB, Multi USERS on Client S/W over LAN, built-in Web Server for Remote Surveillance on Internet Explorer, VGA O/P, HDMI O/P, 4K Display, 2 SATA HDD(Support up to 16TB Capacity each HDD) (Make: CP Plus, Model : CP-UNR-4K5322-FI) | Nos. | 1 | 21800 | Approved
BHOPAL - COMMERCIAL | OVERHEAD | Networking-Interiors |  | WO/BPC/BPC5/6 | EFFOTECH SOLUTIONS | SITC OF 8TB Surveillance Hard Disk Drive | SITC OF 8TB Surveillance Hard Disk Drive (Make: Seagate) | Nos. | 2 | 18650 | Approved
BHOPAL - COMMERCIAL | OVERHEAD | Networking-Interiors |  | WO/BPC/BPC5/6 | EFFOTECH SOLUTIONS | SITC OF 8 Port POE with 2 Gigabit uplink Ethernet Switch | SITC OF 8 Port POE with 2 Gigabit uplink Ethernet Switch 8x 10/100 mbps, unmanaged, plug and play Layer 2 network switch designed for video data transmission POE Power budget 65 watts 2 x 10/100/1000 Mbps uplink ethernet port. (Make: CP PLUS Model : CP-DNW-HPU8G2-96-V3) | Nos. | 5 | 2650 | Approved
BHOPAL - COMMERCIAL | OVERHEAD | Networking-Interiors |  | WO/BPC/BPC5/6 | EFFOTECH SOLUTIONS | SITC OF 8 Port Gigabit Network Switch | SITC OF 8 Port Gigabit Network Switch 10/100/1000 mbps, plug and play Layer 2 network switch designed for video data transmission with suitable POE Power budget 2 x 10/100/1000 Mbps uplink ethernet port (Make: D-LINK ) | Nos. | 1 | 1750 | Approved
BHOPAL - COMMERCIAL | OVERHEAD | Networking-Interiors |  | WO/BPC/BPC5/6 | EFFOTECH SOLUTIONS | SITC OF UPS 1 KVA | SITC OF UPS 1 KVA Offline (Make: Microtek/Luminous) | Nos. | 1 | 4900 | Approved
BHOPAL - COMMERCIAL | OVERHEAD | Networking-Interiors |  | WO/BPC/BPC5/6 | EFFOTECH SOLUTIONS | Supply of RACK 6 U with standard accessories. | Supply of RACK 6 U with standard accessories. - 1 No. Glass Door - 1 No. Lock - 1 No. Fan - 1 set of mounting screw - Dimension:( H X W X D) 258 X 550 X 500 (Make: D-LINK ) | Nos. | 1 | 4600 | Approved
BHOPAL - COMMERCIAL | OVERHEAD | Networking-Interiors |  | WO/BPC/BPC5/6 | EFFOTECH SOLUTIONS | SITC OF Outdoor type POE RACK | SITC OF Outdoor type POE RACK (Enclosure Box) suitable for 4+2 POE network switch. (Make: As per Standard) | Nos. | 5 | 950 | Approved
BHOPAL - COMMERCIAL | OVERHEAD | Networking-Interiors |  | WO/BPC/BPC5/6 | EFFOTECH SOLUTIONS | SITC OF Weatherproof Junction Box | SITC OF Weatherproof Junction Box.(Make: As per Standard) | Nos. | 20 | 65 | Approved
BHOPAL - COMMERCIAL | OVERHEAD | Networking-Interiors |  | WO/BPC/BPC5/6 | EFFOTECH SOLUTIONS | SITC OF Full HD Standard 32" Display Unit | SITC OF Full HD Standard 32" Display Unit with wall mount bracket, Brightness 400 nit Screen Resolution 3,840 x 2,160 (UHD) Speaker Built-in Interface HDMI(3) /USB 2.0/ RS232C/ RJ45/IR / Audio Built-in Speaker 10W + 10W, Operation: Portrait / Landscape. (Make: LG , Model : LG- 32LQ571C) | Nos. | 1 | 12800 | Approved
BHOPAL - COMMERCIAL | OVERHEAD | Networking-Interiors |  | WO/BPC/BPC5/6 | EFFOTECH SOLUTIONS | SITC OF HDMI Cable - 5 Mtr. | SITC OF HDMI Cable - 5 Mtr. (Make: As per Standard) | Nos. | 1 | 490 | Approved
BHOPAL - COMMERCIAL | OVERHEAD | Networking-Interiors |  | WO/BPC/BPC5/6 | EFFOTECH SOLUTIONS | Supply of CAT-6 Cable 23 AWG Pure Copper Conductor | Supply of CAT-6 Cable 23 AWG Pure Copper Conductor (Make: D-LINK ) | Mtrs. | 915 | 24.75 | Approved
BHOPAL - COMMERCIAL | OVERHEAD | Networking-Interiors |  | WO/BPC/BPC5/6 | EFFOTECH SOLUTIONS | Supply of 6 core OFC Armoured cable | Supply of 6 core OFC Armoured cable (Make : D-Link/Finolex) | Mtrs. | 720 | 27 | Approved
BHOPAL - COMMERCIAL | OVERHEAD | Networking-Interiors |  | WO/BPC/BPC5/6 | EFFOTECH SOLUTIONS | SITC Of RJ-45 connector | SITC Of RJ-45 connector (Make: D-LINK ) | Nos. | 80 | 3.5 | Approved
BHOPAL - COMMERCIAL | OVERHEAD | Networking-Interiors |  | WO/BPC/BPC5/6 | EFFOTECH SOLUTIONS | SITC Of Gigabit Media Converter | SITC Of Gigabit Media Converter (Tx/Rx). (Make: SYTP-Link/D-Link) | Set | 12 | 3650 | Approved
BHOPAL - COMMERCIAL | OVERHEAD | Networking-Interiors |  | WO/BPC/BPC5/6 | EFFOTECH SOLUTIONS | SITC OF Terminal Box | SITC OF Terminal Box (Make: As per Standard) | Nos. | 6 | 450 | Approved
BHOPAL - COMMERCIAL | OVERHEAD | Networking-Interiors |  | WO/BPC/BPC5/6 | EFFOTECH SOLUTIONS | Supply, Installations, Testing & Commissioning of OFC splicing with accessories | Supply, Installations, Testing & Commissioning of OFC splicing with accessories ( like pigtail, patch cord, RJ 45 jack etc.) with PC software etc as required to complete in all respect. (Make: As per Standard) | Lot | 1 | 18600 | Approved
BHOPAL - COMMERCIAL | OVERHEAD | Networking-Interiors |  | WO/BPC/BPC5/6 | EFFOTECH SOLUTIONS | Supply, Installations, Testing & Commissioning of 25mm dia MMS PVC conduit | Supply, Installations, Testing & Commissioning of 25mm dia MMS PVC conduit pipe with accessories-ISI Grade. (Make: AKG/POLYCAB/PRECISSION) | Mtrs. | 1145 | 20 | Approved
BHOPAL - COMMERCIAL | OVERHEAD | Networking-Interiors |  | WO/BPC/BPC5/6 | EFFOTECH SOLUTIONS | Supply of 2 core 2.5 sqmm multicore CU. Flexible cable | Supply of 2 core 2.5 sqmm multicore CU. Flexible cable (Make : Polycab) | Mtrs. | 750 | 66.8 | Approved
BHOPAL - COMMERCIAL | OVERHEAD | Networking-Interiors |  | WO/BPC/BPC5/6 | EFFOTECH SOLUTIONS | Supply, Installation, Testing & Commissioning of 2 nos. 6 Amp socket with 2 nos. 6 Amp switch | Supply, Installation, Testing & Commissioning of 2 nos. 6 Amp socket with 2 nos. 6 Amp switch with 6 module PVC Box, 6 module cover plate, etc. as required to complete in all respect. (Make: Anchor) | Set | 2 | 520 | Approved
BHOPAL - COMMERCIAL | OVERHEAD | Networking-Interiors |  | WO/BPC/BPC5/6 | EFFOTECH SOLUTIONS | Cable Laying Charges in PVC Conduite Pipe | Cable Laying Charges in PVC Conduite Pipe (CAT6+2Core Power+OFC) | Mtrs. | 2319 | 15 | Approved
BHOPAL - COMMERCIAL | OVERHEAD | Networking-Interiors |  | WO/BPC/BPC5/6 | EFFOTECH SOLUTIONS | Installation, Testing & Commissioning of Camera, NVR, Rack, Switches etc. | Installation, Testing & Commissioning of Camera, NVR, Rack, Switches etc. | Mtrs. | 0 | 0 | Approved
BHOPAL - COMMERCIAL | OVERHEAD | Networking-Interiors |  | WO/BPC/BPC5/6 | EFFOTECH SOLUTIONS | Supply & Fixing 6.0 Mtr. MS Pole with Paint | Supply & Fixing 6.0 Mtr. MS Pole with Two Coats Epoxy primer + 2 coats enamel paint as per approved shade ,all complete as per instruction of E.I.C. (Make: As per Standard) | Nos. | 20 | 7500 | Approved
BHOPAL - COMMERCIAL | OVERHEAD | Networking-Interiors |  | WO/BPC/BPC5/6 | EFFOTECH SOLUTIONS | Charges for Civil Work in foundation | Charges for Civil Work in foundation, including excavation, shuttering, R.C.C, transportation, unloading etc. all complete as per instruction of EIC. | Nos. | 20 | 1875 | Approved
AARANYA | EXPERIENCE CENTER | Plumbing/Sanitory |  | WO/PKB/PKX/18 | PRAHALLAD CONSTRUCTION PRIVATE LIMITED | Labour charges for fixing Silencio PP or SWR Type-B pipes | Labour charges for fixing Silencio PP or SWR Type-B pipes for Soil , waste in Shaft Location including all fittings with / without access door of any degree, Single / Double / Equal / Unequal junctions, bends, offsets, Cowls, Collars, Access / door pieces, insertions, rubber washer 3 mm thick, bolts & nuts , GI Holder bats and clamps of approved design , including cutting holes in Walls and making good the same wherever required. (Application: For Soil, Waste Pipes) |  | 0 | 0 | Approved
AARANYA | EXPERIENCE CENTER | Plumbing/Sanitory |  | WO/PKB/PKX/18 | PRAHALLAD CONSTRUCTION PRIVATE LIMITED | Labour charges for Laying, fitting and fixing uPVC pipe (SCH 40 or SCH 80) | Labour charges for Laying, fitting and fixing uPVC pipe (SCH 40 or SCH 80) as per IS: 4984 various dia as shown in drawing complete with all sorts of fittings ( e.g tee, bends, elbows, coupler, unions, reducers, flanges etc.) as required jointed with heavy duty solvent cement as per manufacturers specification. |  | 0 | 0 | Approved
AARANYA | EXPERIENCE CENTER | Plumbing/Sanitory |  | WO/PKB/PKX/18 | PRAHALLAD CONSTRUCTION PRIVATE LIMITED | Labour charge for fixing Agriculture pipes for Sink and basin waste in toilet | Labour charge for fixing Agriculture pipes for Sink and basin waste in toilet including all fittings including cutting holes in Walls and making good the same wherever required. (Application: For toilet waste line) |  | 0 | 0 | Approved
AARANYA | EXPERIENCE CENTER | Plumbing/Sanitory |  | WO/PKB/PKX/18 | PRAHALLAD CONSTRUCTION PRIVATE LIMITED | Labour charge for fixing forged brass nickel plated lever operated ball valve | Labour charge for fixing forged brass nickel plated lever operated ball valve of full flow with forged brass hard chrome plated ball with desired working pressure . |  | 0 | 0 | Amended & Approved
AARANYA | EXPERIENCE CENTER | Plumbing/Sanitory |  | WO/PKB/PKX/18 | PRAHALLAD CONSTRUCTION PRIVATE LIMITED | Labour charge for fixing forged brass nickel plated NRV with desired working pressure. | Labour charge for fixing forged brass nickel plated NRV with desired working pressure. |  | 0 | 0 | Approved
AARANYA | EXPERIENCE CENTER | Plumbing/Sanitory |  | WO/PKB/PKX/18 | PRAHALLAD CONSTRUCTION PRIVATE LIMITED | Labour Charges for Handling, lifting, Fitting, fixing, & testing EPWC wall hung set | Labour Charges for Handling, lifting, Fitting, fixing, & testing EPWC wall hung set with concealed cistern, seat cover, health faucet, angular, CP floor gratings ( CP angular stop cock, health faucet set, EPWC, seat cover, concealed cistern, CP gratings, cement shall be supplied by CLIENT,and other loose materials White Zinc , Teflon tape), sand & stone (if required) shall be under the scope of contractor ) | Nos | 5 | 2400 | Approved
AARANYA | EXPERIENCE CENTER | Plumbing/Sanitory |  | WO/PKB/PKX/18 | PRAHALLAD CONSTRUCTION PRIVATE LIMITED | Labour Charges for Handling, lifting, Fitting, fixing, & testing wash basin set. | Labour Charges for Handling, lifting, Fitting, fixing, & testing wash basin set ( approved brand / make ) with Angular stop cock, Basin waste, Bottle trap, Sensor type basin mixture / pillar cock Anchor fastner all necessary accessories of approved make complete in all respect. (PIPE, Fittings, Wash Basin , CP Bottle-trap, CP Waste, Basin Mixer - Pillar Cock (Sensor type), cement shall be supplied by CLIENT , and other loose materials White Zinc , Teflon tape), sand & stone (if required) shall be under the scope of contractor) | Nos | 7 | 1550 | Approved
AARANYA | EXPERIENCE CENTER | Plumbing/Sanitory |  | WO/PKB/PKX/18 | PRAHALLAD CONSTRUCTION PRIVATE LIMITED | Labour Charges for Handling, lifting, Fitting, fixing of C.P. open type Toilet paper holder | Labour Charges for Handling, lifting, Fitting, fixing of C.P. open type Toilet paper holder including fixing the same with C.P. screws complete. (Toilet paper holdershall be supplied by CLIENT and other loose materials White Zinc , Teflon tape), sand & stone (if required) shall be under the scope of contractor ) | Nos | 2 | 180 | Approved
AARANYA | EXPERIENCE CENTER | Plumbing/Sanitory |  | WO/PKB/PKX/18 | PRAHALLAD CONSTRUCTION PRIVATE LIMITED | Labour Charges for Handling, lifting, Fitting, fixing of Soap dispenser | Labour Charges for Handling, lifting, Fitting, fixing of Soap dispenser including fixing the same with C.P. screws complete. (soap dish shall be supplied by Client and other loose materials White Zinc , Teflon tape), sand & stone (if required) shall be under the scope of contractor ) | Nos | 2 | 180 | Approved
AARANYA | EXPERIENCE CENTER | Plumbing/Sanitory |  | WO/PKB/PKX/18 | PRAHALLAD CONSTRUCTION PRIVATE LIMITED | Labour Charges for Handling, lifting, Fitting, fixing, & testing Sink set | Labour Charges for Handling, lifting, Fitting, fixing, & testing Sink set (approved brand / make) with Angular stop cock, sink waste, flexible pipe, Sensor type mixture / pillar cock Anchor fastner all necessary accessories of approved make ,all labour charges including cutting holes , grouting ,fixing all complete.(Other loose materials White Zinc , Teflon tape), sand & stone (if required) shall be under the scope of contractor) | Nos | 3 | 1250 | Approved
AARANYA | EXPERIENCE CENTER | Plumbing/Sanitory |  | WO/PKB/PKX/18 | PRAHALLAD CONSTRUCTION PRIVATE LIMITED | Labour Charges for Handling, lifting, Fitting, fixing, of grab bar as per desired locations | Labour Charges for Handling, lifting, Fitting, fixing, of grab bar as per desired locations , all labour charges including fixing the same with C.P. screws complete(Other loose materials White Zinc , Teflon tape), sand & stone (if required) shall be under the scope of contractor ) |  | 0 | 0 | Approved
AARANYA | EXPERIENCE CENTER | Plumbing/Sanitory |  | WO/PKB/PKX/18 | PRAHALLAD CONSTRUCTION PRIVATE LIMITED | Pressure Pump Fixing | Pressure Pump Fixing | Nos | 1 | 3500 | Approved
AARANYA | EXPERIENCE CENTER | Plumbing/Sanitory |  | WO/PKB/PKX/18 | PRAHALLAD CONSTRUCTION PRIVATE LIMITED | 1000 Litre PVC Tank Fixing all complete | 1000 Litre PVC Tank Fixing all complete | Nos | 2 | 1800 | Approved
AARANYA | EXPERIENCE CENTER | Plumbing/Sanitory |  | WO/PKB/PKX/18 | PRAHALLAD CONSTRUCTION PRIVATE LIMITED | Charges for Construction of water tight brick masonry in Gully Pit / Sewerage Pit | Charges for Construction of water tight brick masonry in Gully Pit / Sewerage Pit as per drawing of following sizes using designated brickwork 230mm in cement sand mortar (1:4), over a bed of Single Layer BFS followed by 75mm thk. PCC (1:4:8), 12 mm thick inside plastering work with cement plaster (1:4) finished with a floating coat of neat cement, Outside making jointing & pointing and making channel and benching in cement concrete (1:2:4), RCC (1:1.5:3) 100 mm thick top slab with 8mm dia reinforcement at 150mm c/c to hold the FRP cover, fixing FRP rectangular type manhole cover, fixing of rung ladder, testing all complete as per specifications and approved drawings. Rates shall include the cost of excavation in all sorts of soil, compacting the base, disposing of surplus earth within the site premises (lead up to 0.5 km), backfilling work after completion of job, all complete. The rate is inclusive of bailing out of water during excavation and shoring work, if required to prevent collapsing of soil. (Only cement , PVC Gully trap, Cover, Rung Ladder, Reinforcement Steel (From Scrap) would be supplied by the Employer but subjected to reconciliation). Work to be done as per drawing and direction of EIC |  | 0 | 0 | Approved
AARANYA | EXPERIENCE CENTER | Plumbing/Sanitory |  | WO/PKB/PKX/18 | PRAHALLAD CONSTRUCTION PRIVATE LIMITED | 110 mm dia | 110 mm dia | RMT | 107 | 295 | Approved
AARANYA | EXPERIENCE CENTER | Plumbing/Sanitory |  | WO/PKB/PKX/18 | PRAHALLAD CONSTRUCTION PRIVATE LIMITED | 160 mm dia | 160 mm dia | RMT | 32 | 390 | Approved
AARANYA | EXPERIENCE CENTER | Plumbing/Sanitory |  | WO/PKB/PKX/18 | PRAHALLAD CONSTRUCTION PRIVATE LIMITED | 20 mm dia | 20 mm dia | RMT | 119 | 190 | Approved
AARANYA | EXPERIENCE CENTER | Plumbing/Sanitory |  | WO/PKB/PKX/18 | PRAHALLAD CONSTRUCTION PRIVATE LIMITED | 25 mm dia | 25 mm dia | RMT | 68 | 220 | Approved
AARANYA | EXPERIENCE CENTER | Plumbing/Sanitory |  | WO/PKB/PKX/18 | PRAHALLAD CONSTRUCTION PRIVATE LIMITED | 40 mm dia | 40 mm dia | RMT | 90 | 310 | Approved
AARANYA | EXPERIENCE CENTER | Plumbing/Sanitory |  | WO/PKB/PKX/18 | PRAHALLAD CONSTRUCTION PRIVATE LIMITED | 50 mm dia | 50 mm dia | RMT | 120 | 325 | Approved
AARANYA | EXPERIENCE CENTER | Plumbing/Sanitory |  | WO/PKB/PKX/18 | PRAHALLAD CONSTRUCTION PRIVATE LIMITED | 40mm dia | 40mm dia | RMT | 38 | 180 | Approved
AARANYA | EXPERIENCE CENTER | Plumbing/Sanitory |  | WO/PKB/PKX/18 | PRAHALLAD CONSTRUCTION PRIVATE LIMITED | 50mm dia | 50mm dia | RMT | 0 | 185 | Approved
AARANYA | EXPERIENCE CENTER | Plumbing/Sanitory |  | WO/PKB/PKX/18 | PRAHALLAD CONSTRUCTION PRIVATE LIMITED | 20 mm dia (Brass0 | 20 mm dia (Brass) | Nos | 1 | 220 | Approved
AARANYA | EXPERIENCE CENTER | Plumbing/Sanitory |  | WO/PKB/PKX/18 | PRAHALLAD CONSTRUCTION PRIVATE LIMITED | 25 mm dia | 25 mm dia | Nos | 3 | 245 | Approved
AARANYA | EXPERIENCE CENTER | Plumbing/Sanitory |  | WO/PKB/PKX/18 | PRAHALLAD CONSTRUCTION PRIVATE LIMITED | 50 mm dia for Borewell (PVC) | 50 mm dia for Borewell | Nos | 4 | 550 | Approved
AARANYA | EXPERIENCE CENTER | Plumbing/Sanitory |  | WO/PKB/PKX/18 | PRAHALLAD CONSTRUCTION PRIVATE LIMITED | 50 mm dia for Borewell | 50 mm dia for Borewell | Nos | 1 | 550 | Approved
AARANYA | EXPERIENCE CENTER | Plumbing/Sanitory |  | WO/PKB/PKX/18 | PRAHALLAD CONSTRUCTION PRIVATE LIMITED | 90Deg Swing Grab Rail | 90Deg Swing Grab Rail | Nos | 1 | 180 | Approved
AARANYA | EXPERIENCE CENTER | Plumbing/Sanitory |  | WO/PKB/PKX/18 | PRAHALLAD CONSTRUCTION PRIVATE LIMITED | Grab Bar | Grab Bar | Nos | 2 | 180 | Approved
AARANYA | EXPERIENCE CENTER | Plumbing/Sanitory |  | WO/PKB/PKX/18 | PRAHALLAD CONSTRUCTION PRIVATE LIMITED | Manhole / Inspection chamber : 1500X1500 mm inside and 1500 mm deep -with DI COVER (40 Ton) | Manhole / Inspection chamber : 1500X1500 mm inside and 1500 mm deep -with DI COVER (40 Ton) | Nos. | 1 | 28200 | Approved
AARANYA | EXPERIENCE CENTER | Plumbing/Sanitory |  | WO/PKB/PKX/18 | PRAHALLAD CONSTRUCTION PRIVATE LIMITED | Manhole / Inspection chamber : 600X900 mm inside and 1500 mm deep -with DI COVER (40 Ton) | Manhole / Inspection chamber : 600X900 mm inside and 1500 mm deep -with DI COVER (40 Ton) | Nos. | 4 | 15000 | Approved
AARANYA | EXPERIENCE CENTER | Plumbing/Sanitory |  | WO/PKB/PKX/18 | PRAHALLAD CONSTRUCTION PRIVATE LIMITED | Manhole / Inspection chamber : 600X600 mm inside and 750 mm deep -with DI COVER (40 Ton) | Manhole / Inspection chamber : 600X600 mm inside and 750 mm deep -with DI COVER (40 Ton) | Nos. | 5 | 9200 | Approved
AARANYA | EXPERIENCE CENTER | Plumbing/Sanitory |  | WO/PKB/PKX/18 | PRAHALLAD CONSTRUCTION PRIVATE LIMITED | Manhole / Inspection chamber : 450X450 mm inside and 600 mm deep -with DI COVER (40 Ton) | Manhole / Inspection chamber : 450X450 mm inside and 600 mm deep -with DI COVER (40 Ton) | Nos. | 11 | 6500 | Approved
AARANYA | EXPERIENCE CENTER | Plumbing/Sanitory |  | WO/PKB/PKX/18 | PRAHALLAD CONSTRUCTION PRIVATE LIMITED | Charges for laying, jointing, testing and commissioning laying the following diameters underground double wall corrugated pipe of HDPE SN 8 pipes | Charges for laying, jointing, testing and commissioning laying the following diameters underground double wall corrugated pipe of HDPE SN 8 pipes with smooth internal and profiled external surface for non-pressure underground Sewerage pipe line as per ISO 21138-3 with suitable Snapfit coupler and rubber 'O' Ring for jointing in trenches for all depths ( up to invert level from FGL )and lengths to correct grades levels and alignment & adequate width of trench (minimum pipe OD + 300 mm) including PCC concrete of 75 mm for bedding (1:3:6) pipe supports 150 mm Silver sand filling along with compaction with water and 75mm thick encasing of the pipes wherever required (in every socket joint, 2 mtr. interval considering socket joint encasing), compacting the base before pcc work, disposing of surplus earth within the site premises (lead up to 0.5 km), backfilling work after completion of job, The rate is inclusive of bailing out of water during excavation and shoring work, testing and making good the leakages if any etc. as per directions of the Engineer-in-charge. (only pipe, fittings and cement would be supplied by the Employer free of cost, but subjected to reconciliation) |  | 0 | 0 | Approved
AARANYA | EXPERIENCE CENTER | Plumbing/Sanitory |  | WO/PKB/PKX/18 | PRAHALLAD CONSTRUCTION PRIVATE LIMITED | 150 MM DIA PIPE | 150 MM DIA PIPE | RMT | 84.28 | 640 | Approved
AARANYA | EXPERIENCE CENTER | Plumbing/Sanitory |  | WO/PKB/PKX/18 | PRAHALLAD CONSTRUCTION PRIVATE LIMITED | 200 MM DIA PIPE | 200 MM DIA PIPE | RMT | 48.8 | 790 | Approved
AARANYA | EXPERIENCE CENTER | Plumbing/Sanitory |  | WO/PKB/PKX/18 | PRAHALLAD CONSTRUCTION PRIVATE LIMITED | 250 MM DIA PIPE | 250 MM DIA PIPE | RMT | 6 | 840 | Approved
AARANYA | EXPERIENCE CENTER | Plumbing/Sanitory |  | WO/PKB/PKX/18 | PRAHALLAD CONSTRUCTION PRIVATE LIMITED | 300 MM DIA PIPE | 300 MM DIA PIPE | RMT | 9 | 950 | Approved
AARANYA | EXPERIENCE CENTER | Plumbing/Sanitory |  | WO/PKB/PKX/18 | PRAHALLAD CONSTRUCTION PRIVATE LIMITED | Providing and laying P.C.C 1:3:6 cement concrete for, pipe supports and 75 mm thick | Providing and laying 1:3:6 plain cement concrete for, pipe supports and 75 mm thick encasing the pipes where top cushion depth is not adequate , including necessary form work, compaction, etc. All complete as per specifications and directions of the Engineer-in-charge.(only cement would be supplied by the Employer free of cost, but subjected to reconciliation) | Cum. | 17 | 6900 | Approved
SOUTHWINDS PROJECT LLP (PHASE - III & IV) | OVERHEAD PHASE - III & IV | In-house labour |  | WO/SP34/OP34/50 | Balaji Enterprise | Charges of Mason, Helper & Chipper for misc. - Time Period: June'2025 to July'2025 | Charges of Mason, Helper & Chipper for misc. work as per direction of EIC. Time Period: June'2025 to July'2025 |  | 0 | 0 | Approved
SOUTHWINDS PROJECT LLP (PHASE - III & IV) | OVERHEAD PHASE - III & IV | In-house labour |  | WO/SP34/OP34/50 | Balaji Enterprise | Masson-3 Heads Each Days | Masson-3 Heads Each Days (12hrs. Including breakfast & lunch) | Nos | 295 | 790 | Approved
SOUTHWINDS PROJECT LLP (PHASE - III & IV) | OVERHEAD PHASE - III & IV | In-house labour |  | WO/SP34/OP34/50 | Balaji Enterprise | loading - unloading - Mason | Charges for loading - unloading, transportation, hire charges for machinery work as per direction of Engineer-in-Charge. | Nos | 295 | 31.6 | Approved
SOUTHWINDS PROJECT LLP (PHASE - III & IV) | OVERHEAD PHASE - III & IV | In-house labour |  | WO/SP34/OP34/50 | Balaji Enterprise | Masson Helper-3 Heads Each Days | Masson Helper-3 Heads Each Days (12hrs. Including breakfast & lunch) | Nos | 274 | 600 | Approved
SOUTHWINDS PROJECT LLP (PHASE - III & IV) | OVERHEAD PHASE - III & IV | In-house labour |  | WO/SP34/OP34/50 | Balaji Enterprise | loading - unloading - Masson Helper | Charges for loading - unloading, transportation, hire charges for machinery work as per direction of Engineer-in-Charge. | Nos | 274 | 24 | Approved
SOUTHWINDS PROJECT LLP (PHASE - III & IV) | OVERHEAD PHASE - III & IV | In-house labour |  | WO/SP34/OP34/50 | Balaji Enterprise | Chipper-2 Heads Each Days | Chipper-2 Heads Each Days (12hrs. Including breakfast & lunch) | Nos | 166 | 825 | Approved
SOUTHWINDS PROJECT LLP (PHASE - III & IV) | OVERHEAD PHASE - III & IV | In-house labour |  | WO/SP34/OP34/50 | Balaji Enterprise | loading - unloading - Chipper | Charges for loading - unloading, transportation, hire charges for machinery work as per direction of Engineer-in-Charge. | Nos | 166 | 33 | Approved
SOUTHWINDS PROJECT LLP (PHASE - III & IV) | OVERHEAD PHASE - III & IV | In-house labour |  | WO/SP34/OP34/50 | Balaji Enterprise | Unskilled Labour | Charges of Unskilled labour for misc work as per direction of EIC. |  | 0 | 0 | Amended & Approved
SOUTHWINDS PROJECT LLP (PHASE - III & IV) | OVERHEAD PHASE - III & IV | In-house labour |  | WO/SP34/OP34/50 | Balaji Enterprise | Unskilled labour. - Time Period: May'2025 to July'2025 | Charges of Unskilled labour for misc work as per direction of EIC. Time Period: May'2025 to July'2025 | Nos | 1378 | 480 | Approved
SOUTHWINDS PROJECT LLP (PHASE - III & IV) | OVERHEAD PHASE - III & IV | In-house labour |  | WO/SP34/OP34/50 | Balaji Enterprise | loading - unloading | Charges for loading - unloading, transportation, hire charges for machinery work as per direction of Engineer-in-Charge. Time Period: May'2025 to July'2025 | Nos | 1378 | 19.2 | Approved
SOUTHWINDS PROJECT LLP (PHASE - III & IV) | OVERHEAD PHASE - III & IV | In-house labour |  | WO/SP34/OP34/50 | Balaji Enterprise | Unskilled labour (Cook). Time Period: May'2025 to July'2025 | Unskilled labour (Cook). Time Period: May'2025 to July'2025 | Nos | 90 | 480 | Approved
SOUTHWINDS PROJECT LLP (PHASE - III & IV) | OVERHEAD PHASE - III & IV | In-house labour |  | WO/SP34/OP34/50 | Balaji Enterprise | loading - unloading - Unskilled labour (Cook) | Charges for loading - unloading, transportation, hire charges for machinery work as per direction of Engineer-in-Charge. Time Period: May'2025 to July'2025 | Nos | 90 | 19.2 | Approved
The Ramdulari | BLOCK | Flooring Work |  | WO/RP/RP02/74 | Wistech Services | VDF Flooring | Providing and labour charges of Avg. 80 to 85mm thick Vacuum Dewater Flooring including following scope of work and loading, transportation and lifting charges as per drawing and direction of EIC Spreading, Curing, Chipping and Cleaning of laid Concrete. Channel Fixing (Concrete mix to be supplied at channel) Levelling Screed Vibration (above 50 mm Concrete) Vacuum Dewatering Power Trowel Power Floater Joint Cutting Panel 4M X 4M with size 10mm X 5mm filling it with Sika Poly sulphide sealant using backer rod. Mixed with Sika Chapdur is 4.5 kg/ Sqm). RMC will be supplied by Client, but subjected to reconciliation. | Sq.Ft. | 22864 | 21 | Amended & Approved
The Ramdulari | BLOCK | Flooring Work |  | WO/RP/RP02/74 | Wistech Services | Floor Painting Work | Providing and applying Basement flooring system of average 1.5mm thick smoth self leveling finish Epoxy Paint by supply and application of primer, a body coat of PU primer with quartz sand, followed by sand broadcasting to achieve an anti-skid finish, and a final PU high-abrasion-resistant top coat of 500 microns in a standard shade (RAL 9018 Equivalent to 8331 Asian Paint Grey Flannel as approved by EIC/ Architect) ensuring a seamless, jointless, and durable finish after necessary surface preparation by means of light grinding, chipping (in corners if necessary), wire brushing, coir brushing, etc. to get rid of all dust, dirt, laitance & other loose elements & achieve a sound, clean surface for epoxy painting, with men, materials, tools & tackles etc. all complete as per Drawings & direction of EIC. Location: Total Basement Area, Pump Room, Fire room | Sq.Ft. | 25000 | 61 | Approved
SOUTHWINDS PROJECT LLP (PHASE - III & IV) | OVERHEAD PHASE - III & IV | In-house labour |  | WO/SP34/OP34/42 | Suraj Enterprise | Unskilled Labour | Charges of Unskilled Labour for misc. work as per direction of EIC. |  | 0 | 0 | Amended & Approved
SOUTHWINDS PROJECT LLP (PHASE - III & IV) | OVERHEAD PHASE - III & IV | In-house labour |  | WO/SP34/OP34/42 | Suraj Enterprise | Unskilled Labour - Time Period: 1st July’2025 to 31st July’2025 | Charges of Unskilled labour for misc work as per direction of EIC. Time Period: 1st July’2025 to 31st July’2025 | Nos | 489 | 525 | Approved
SOUTHWINDS PROJECT LLP (PHASE - III & IV) | OVERHEAD PHASE - III & IV | In-house labour |  | WO/SP34/OP34/42 | Suraj Enterprise | loading - unloading - Time Period: 1st July’2025 to 31st July’2025 | Charges for loading - unloading, transportation, hire charges for machinery work as per direction of Engineer-in-Charge. Time Period: 1st July’2025 to 31st July’2025 | Nos | 489 | 26 | Approved
SOUTHWINDS PROJECT LLP (PHASE - III & IV) | OVERHEAD PHASE - III & IV | In-house labour |  | WO/SP34/OP34/49 | Suraj Enterprise | Mason | Charges of Mason for misc. work as per direction of EIC. |  | 0 | 0 | Approved
SOUTHWINDS PROJECT LLP (PHASE - III & IV) | OVERHEAD PHASE - III & IV | In-house labour |  | WO/SP34/OP34/49 | Suraj Enterprise | Mason. Time Period: 1st July'2025 to 31st July'2025 | Charges of Mason for misc. work as per direction of EIC. Time Period: 1st July'2025 to 31st July'2025 | Nos | 50 | 850 | Approved
SOUTHWINDS PROJECT LLP (PHASE - III & IV) | OVERHEAD PHASE - III & IV | In-house labour |  | WO/SP34/OP34/49 | Suraj Enterprise | loading - unloading | Charges for loading - unloading, transportation, hire charges for machinery work as per direction of Engineer-in-Charge. Time Period: 1st July'2025 to 31st July'2025 | Nos | 50 | 51 | Approved
SOUTHWINDS PROJECT LLP (PHASE - III & IV) | MEP PHASE - IV | Internal Plumbing |  | WO/SP34/MW4/64 | RAYS CLEANTECH | Tank Cleaning and Disinfection Work for UGR at Block – 14 | Tank Cleaning and Disinfection Work for UGR at Block - 14 as per direction of EIC Steps: STAGE – 1 : Drain out the water by using exit valve or our own high capacity de watering system. STAGE – 2 : Cleaning all the algae formation inside the tank by using TERBAC-G5 a laboratory tested branded chemical of the company. STAGE – 3 : Fresh water cleaning by high speed jet pump. STAGE – 4 : first bacteria screening is Sterilization by using TERBAC-G5 a Govt Laboratory certified branded halogen compound. STAGE – 5 : Cleaning the floor of the water tank by industrial vacuum cleaner. STAGE – 6 : The second bacteria screening and sterilizing method by using ultra violet ray with in the tank and kills all suspended bacteria. STAGE – 7 : Cleaning and third bacteria screening is to sterilize the floor of the water tank by using laboratory certified branded strong oxidizing agent TERBAC-G65. |  | 0 | 0 | Amended & Approved
SOUTHWINDS PROJECT LLP (PHASE - III & IV) | MEP PHASE - IV | Internal Plumbing |  | WO/SP34/MW4/64 | RAYS CLEANTECH | RAW WATER | RAW WATER (60,000 Ltr. Capacity) | Nos | 1 | 2190 | Approved
SOUTHWINDS PROJECT LLP (PHASE - III & IV) | MEP PHASE - IV | Internal Plumbing |  | WO/SP34/MW4/64 | RAYS CLEANTECH | DOMESTIC | DOMESTIC (2,05,000 Ltr. Capacity) | Nos | 1 | 4390 | Approved
SOUTHWINDS PROJECT LLP (PHASE - III & IV) | MEP PHASE - IV | Internal Plumbing |  | WO/SP34/MW4/64 | RAYS CLEANTECH | FIRE - 1 | FIRE - 1 (1,04,000 Ltr. Capacity) | Nos | 1 | 2690 | Approved
SOUTHWINDS PROJECT LLP (PHASE - III & IV) | MEP PHASE - IV | Internal Plumbing |  | WO/SP34/MW4/64 | RAYS CLEANTECH | FIRE - 2 | FIRE - 2 (96,000 Ltr. Capacity) | Nos | 1 | 2590 | Approved
SOUTHWINDS PROJECT LLP (PHASE - III & IV) | MEP PHASE - IV | Internal Plumbing |  | WO/SP34/MW4/64 | RAYS CLEANTECH | Tank Cleaning and Disinfection Work for OHR at Block – 13 to 16 & MLCP | Tank Cleaning and Disinfection Work for OHR at Block – 13 to 16 & MLCP as per direction of EIC Steps: STAGE – 1 : Drain out the water by using exit valve or our own high capacity de watering system. STAGE – 2 : Cleaning all the algae formation inside the tank by using TERBAC-G5 a laboratory tested branded chemical of the company. STAGE – 3 : Fresh water cleaning by high speed jet pump. STAGE – 4 : first bacteria screening is Sterilization by using TERBAC-G5 a Govt Laboratory certified branded halogen compound. STAGE – 5 : Cleaning the floor of the water tank by industrial vacuum cleaner. STAGE – 6 : The second bacteria screening and sterilizing method by using ultra violet ray with in the tank and kills all suspended bacteria. STAGE – 7 : Cleaning and third bacteria screening is to sterilize the floor of the water tank by using laboratory certified branded strong oxidizing agent TERBAC-G65. |  | 0 | 0 | Amended & Approved
SOUTHWINDS PROJECT LLP (PHASE - III & IV) | MEP PHASE - IV | Internal Plumbing |  | WO/SP34/MW4/64 | RAYS CLEANTECH | DOMESTIC - 1 | DOMESTIC - 1 Block : 13 (Capacity : 18,350 Ltr. ; 15,500 Ltr.) Block : 14 (Part - 1) (Capacity : 19,665 Ltr.) Block : 14 (Part - 2) (Capacity : 18,370 Ltr.) | Nos | 4 | 1290 | Approved
SOUTHWINDS PROJECT LLP (PHASE - III & IV) | MEP PHASE - IV | Internal Plumbing |  | WO/SP34/MW4/64 | RAYS CLEANTECH | DOMESTIC - 2 | DOMESTIC - 2 Block : 14 (Part - 1) (Capacity : 13,870 Ltr.) Block : 14 (Part - 2) (Capacity : 13,870 Ltr.) Block : 15 (Capacity : 12,900 Ltr. ; 12,800 Ltr.) Block : 16 (Capacity : 12,500 Ltr. ; 13,000 Ltr.) | Nos | 6 | 1190 | Approved
SOUTHWINDS PROJECT LLP (PHASE - III & IV) | MEP PHASE - IV | Internal Plumbing |  | WO/SP34/MW4/64 | RAYS CLEANTECH | DOMESTIC - 3 | DOMESTIC - 3 MLCP (Capacity : 4,000 Ltr ; 4,000 Ltr.) | Nos | 2 | 590 | Approved
SOUTHWINDS PROJECT LLP (PHASE - III & IV) | MEP PHASE - IV | Internal Plumbing |  | WO/SP34/MW4/64 | RAYS CLEANTECH | FLUSHING - 1 | FLUSHING - 1 Block - 13 (Capacity : 13,750 Ltr.) Block - 14 (Part - 1) (Capacity : 13,750 Ltr.) Block - 14 (Part - 2) (Capacity : 13,750 Ltr.) Block - 15 (Capacity : 11,000 Ltr.) Block - 16 (Capacity : 10,500 Ltr.) | Nos | 5 | 1290 | Approved
SOUTHWINDS PROJECT LLP (PHASE - III & IV) | MEP PHASE - IV | Internal Plumbing |  | WO/SP34/MW4/64 | RAYS CLEANTECH | FLUSHING - 2 | FLUSHING - 2 MLCP (Capacity : 2,000 Ltr.) | Nos | 1 | 790 | Approved
SOUTHWINDS PROJECT LLP (PHASE - III & IV) | MEP PHASE - IV | Internal Plumbing |  | WO/SP34/MW4/64 | RAYS CLEANTECH | FIRE - 1 | FIRE - 1 Block - 13 (Capacity : 10,000 Ltr.) Block - 14 (Part - 1) (Capacity : 10,000 Ltr.) Block - 14 (Part - 2) (Capacity : 10,000 Ltr.) Block - 15 (Capacity : 10,000 Ltr.) Block - 16 (Capacity : 10,400 Ltr.) | Nos | 5 | 1090 | Approved
SOUTHWINDS PROJECT LLP (PHASE - III & IV) | MEP PHASE - IV | Internal Plumbing |  | WO/SP34/MW4/64 | RAYS CLEANTECH | FIRE - 2 | FIRE - 2 MLCP (Capacity : 5,000 Ltr. ; 5,000 Ltr.) | Nos | 2 | 790 | Approved
SOUTHWINDS PROJECT LLP (PHASE - III & IV) | MEP PHASE - IV | Internal Plumbing |  | WO/SP34/MW4/64 | RAYS CLEANTECH | Transportation Charges | Transportation Charges | Trip | 1 | 1800 | Approved
SOUTHWINDS PROJECT LLP (PHASE - III & IV) | MEP PHASE - IV | Internal Plumbing |  | WO/SP34/MW4/64 | RAYS CLEANTECH | Transportation Charges | Transportation Charges | Trip | 1 | 1800 | Approved
Primarc Aahana | OVERHEAD | Networking-Interiors |  | WO/AAH/AAH03/4 | SHREE E-SOLUTIONS | CCTV Surveillance work | CCTV Surveillance work |  | 0 | 0 | Approved
Primarc Aahana | OVERHEAD | Networking-Interiors |  | WO/AAH/AAH03/4 | SHREE E-SOLUTIONS | DVR-16 CHANNEL 1 SATA | Supply of DVR-16 CHANNEL 1 SATA as per drawing and direction of Engineer-In-Charge. Make & Model - HIKVISION [DS-7116HGHI-K1] | Nos | 1 | 7600 | Approved
Primarc Aahana | OVERHEAD | Networking-Interiors |  | WO/AAH/AAH03/4 | SHREE E-SOLUTIONS | CAMERA - BULLET 2.0 MP HD | Supply of CAMERA - BULLET 2.0 MP HD as per drawing and direction of Engineer-In-Charge. Make & Model - HIKVISION [DS-2CEIADOT-IT3F] | Nos | 6 | 950 | Approved
Primarc Aahana | OVERHEAD | Networking-Interiors |  | WO/AAH/AAH03/4 | SHREE E-SOLUTIONS | UPS-1KVA OFFLINE | Supply of UPS-1KVA OFFLINE as per drawing and direction of Engineer-In-Charge. Make & Model - MICROTEK | Nos | 1 | 4300 | Approved
Primarc Aahana | OVERHEAD | Networking-Interiors |  | WO/AAH/AAH03/4 | SHREE E-SOLUTIONS | RACK-4U LOADED | Supply of RACK-4U LOADED as per drawing and direction of Engineer-In-Charge. Make & Model - D-LINK | Nos | 1 | 2450 | Approved
Primarc Aahana | OVERHEAD | Networking-Interiors |  | WO/AAH/AAH03/4 | SHREE E-SOLUTIONS | CONNECTOR - BNC | Supply of CONNECTOR - BNC as per drawing and direction of Engineer-In-Charge. Make & Model - MX | Nos | 12 | 55 | Approved
Primarc Aahana | OVERHEAD | Networking-Interiors |  | WO/AAH/AAH03/4 | SHREE E-SOLUTIONS | CONNECTOR - DC | Supply of CONNECTOR - DC as per drawing and direction of Engineer-In-Charge. Make & Model - MX | Nos | 6 | 40 | Approved
Primarc Aahana | OVERHEAD | Networking-Interiors |  | WO/AAH/AAH03/4 | SHREE E-SOLUTIONS | BOX-PVC 5 x 5 | Supply of BOX-PVC 5 x 5 as per drawing and direction of Engineer-In-Charge. Make & Model - PVC | Nos | 6 | 45 | Approved
Primarc Aahana | OVERHEAD | Networking-Interiors |  | WO/AAH/AAH03/4 | SHREE E-SOLUTIONS | ADPTOR - POWER SUPPLIER 12V 2 AMP | Supply of ADPTOR - POWER SUPPLIER 12V 2 AMP as per drawing and direction of Engineer-In-Charge. Make & Model - ERD | Nos | 7 | 310 | Approved
Primarc Aahana | OVERHEAD | Networking-Interiors |  | WO/AAH/AAH03/4 | SHREE E-SOLUTIONS | CABLE - RJ6 | Supply of CABLE - RJ6 as per drawing and direction of Engineer-In-Charge. Make & Model - FINOLEX | RMT | 411 | 17 | Approved
Primarc Aahana | OVERHEAD | Networking-Interiors |  | WO/AAH/AAH03/4 | SHREE E-SOLUTIONS | CABLE-POWER 2 CORE 1.5 SQ.MM | Supply of CABLE-POWER 2 CORE 1.5 SQ.MM as per drawing and direction of Engineer-In-Charge. Make & Model - FINOLEX | RMT | 251 | 31 | Approved
Primarc Aahana | OVERHEAD | Networking-Interiors |  | WO/AAH/AAH03/4 | SHREE E-SOLUTIONS | CONDUICT-20/25 MM MMS | Supply of CONDUICT-20/25 MM MMS as per drawing and direction of Engineer-In-Charge. Make & Model - PRIMCO/AKG | RMT | 243 | 25 | Approved
Primarc Aahana | OVERHEAD | Networking-Interiors |  | WO/AAH/AAH03/4 | SHREE E-SOLUTIONS | CABLES & CONDUICT | Laying & Installation of CABLES & CONDUICT as per drawing and direction of Engineer-In-Charge. Type - SES | RMT | 905 | 7 | Approved
Primarc Aahana | OVERHEAD | Networking-Interiors |  | WO/AAH/AAH03/4 | SHREE E-SOLUTIONS | DVR & CAMERAS | Installation & Configuration of DVR & CAMERAS as per drawing and direction of Engineer-In-Charge. Type- SES | Lump Sum | 1 | 3000 | Approved
SOUTHWINDS PROJECT LLP (PHASE - III & IV) | COMMON INFRASTRUCTURE - PHASE III & IV | Boundary Wall |  | WO/SP34/CI34/73 | Manju Furniture | Charges for supplying & fixing of GI double twisted barbed wire fencing at boundary wall for Phase - 4 as pre B.O.Q & direction of EIC. | Charges of Fencing work for Block-14/15/16 & MLCP with ""I"" shaped angle iron post (50 x 50 x 6 mm - Length-750 mm / nos-Total no approx.- 92 nos ) placed at required distance ( 3 mtr to 3.5 mtr interval or as directed by the EIC as per site condition) embedded in RCC columns of existing boundary wall, last but one end post and corner post shall be strutted on both sides and end post on one side only, using GI Double twisted type barbed wire ( 12 SWG ) , between the two posts fitted and fixed with at least 5 nos horizontal GI Double twisted type barbed wire ( 12 SWG ), G.I Staples, turn buckles etc. all complete. The rate is inclusive of all materials, red oxide primer applying on angel ,labour, scaffolding if required while fixing the wire or embedding the post , dismantling of top of boundary wall where angle to be embedded etc. all except Cement for embedding of angles. Cement would be supplied by the Employer free of cost but subjected to reconciliation. | RMT | 339.84 | 210 | Approved
SOUTHWINDS PROJECT LLP (PHASE - III & IV) | COMMON INFRASTRUCTURE - PHASE III & IV | Boundary Wall |  | WO/SP34/CI34/73 | Manju Furniture | Transportation Charges | Transportation Charges for Supply of Materials. | Lump Sum | 1 | 1000 | Approved
SOUTHWINDS PROJECT LLP (PHASE - III & IV) | COMMON INFRASTRUCTURE - PHASE III & IV | Boundary Wall |  | WO/SP34/CI34/73 | Manju Furniture | Loading Unloading | Charges for Loading Unloading and hire charges for machinery as per direction of EIC. | Lump Sum | 1 | 2895 | Amended & Approved
AARANYA | EXPERIENCE CENTER | Interior Work |  | WO/PKB/PKX/19 | SWASH TECH SOLUTIONS PRIVATE LIMITED | Door Work | Door Work as per drawing and Dirction of Engineer-in- Charge |  | 0 | 0 | Approved
AARANYA | EXPERIENCE CENTER | Interior Work |  | WO/PKB/PKX/19 | SWASH TECH SOLUTIONS PRIVATE LIMITED | Flooring Work | Flooring Work as per drawing and Dirction of Engineer-in- Charge |  | 0 | 0 | Approved
AARANYA | EXPERIENCE CENTER | Interior Work |  | WO/PKB/PKX/19 | SWASH TECH SOLUTIONS PRIVATE LIMITED | Partition Work | Partition Work as per drawing and Dirction of Engineer-in- Charge |  | 0 | 0 | Amended & Approved
AARANYA | EXPERIENCE CENTER | Interior Work |  | WO/PKB/PKX/19 | SWASH TECH SOLUTIONS PRIVATE LIMITED | Wall Finishing Work | Wall Finishing Work as per drawing and Dirction of Engineer-in- Charge |  | 0 | 0 | Approved
AARANYA | EXPERIENCE CENTER | Interior Work |  | WO/PKB/PKX/19 | SWASH TECH SOLUTIONS PRIVATE LIMITED | Skiritng Work | Skirting Work as per drawing and Dirction of Engineer-in- Charge |  | 0 | 0 | Approved
AARANYA | EXPERIENCE CENTER | Interior Work |  | WO/PKB/PKX/19 | SWASH TECH SOLUTIONS PRIVATE LIMITED | False Ceiling Work | False Ceiling Work as per drawing and Dirction of Engineer-in- Charge |  | 0 | 0 | Approved
AARANYA | EXPERIENCE CENTER | Interior Work |  | WO/PKB/PKX/19 | SWASH TECH SOLUTIONS PRIVATE LIMITED | Joinery Work | Joinery Work as per drawing and Dirction of Engineer-in- Charge |  | 0 | 0 | Approved
AARANYA | EXPERIENCE CENTER | Interior Work |  | WO/PKB/PKX/19 | SWASH TECH SOLUTIONS PRIVATE LIMITED | Soft Furnishing Work | Soft Furnishing Work as per drawing and Dirction of Engineer-in- Charge |  | 0 | 0 | Amended & Approved
AARANYA | EXPERIENCE CENTER | Interior Work |  | WO/PKB/PKX/19 | SWASH TECH SOLUTIONS PRIVATE LIMITED | Additional Work | Additional Work as per drawing and Dirction of Engineer-in- Charge |  | 0 | 0 | Amended & Approved
AARANYA | EXPERIENCE CENTER | Interior Work |  |  |  | Electrical Light Fixing Work | Fixing in position testing and commissioning of the following Lighting fixtures including lamps at site. |  |  |  | Approved
AARANYA | EXPERIENCE CENTER | Interior Work |  | WO/PKB/PKX/19 | SWASH TECH SOLUTIONS PRIVATE LIMITED | D 01 - 750 x 2200 MM | D 01, 750 x 2200 MM - Providing and supplying of 35 mm thk. single leaf solid core Flush door, finished in laminate on both sides as per approved shade and sample. The door to supported on 100mm x65 mm sal wood door frame and wooden architrave finished in polish of approved shade and sample with all necessary hardware including butt hinge, door knob and lock etc all complete as per drawing up to the satisfaction of Architect/Engineer in charge. (AS PER DOOR DETAIL DRAWING). Location - Toilet | Nos | 1 | 33500 | Approved
AARANYA | EXPERIENCE CENTER | Interior Work |  | WO/PKB/PKX/19 | SWASH TECH SOLUTIONS PRIVATE LIMITED | D 02 - 1000 x 2300 MM | D 02, 1000 x 2300 MM - Providing and supplying of 65mm thk. partition door finished in paint on 3mm thk. HDF pasted on 12mm thk. plyboard (both side) finished in polish of approved shade and sample with all necessary hardware including butt hinge, door closer, door knob and lock etc all complete as per drawing up to the satisfaction of Architect/Engineer in charge. (AS PER DOOR DETAIL DRAWING). Loaction - Office | Nos | 1 | 30000 | Approved
AARANYA | EXPERIENCE CENTER | Interior Work |  | WO/PKB/PKX/19 | SWASH TECH SOLUTIONS PRIVATE LIMITED | D 03 - 1000 x 2300 MM | D 03, 1000 x 2300 MM - Providing and supplying of 35 mm thk. single leaf solid core Flush door, finished in laminate on both sides as per approved shade and sample. The door to supported on 100mm x65 mm sal wood door frame and wooden architrave finished in polish of approved shade and sample with all necessary hardware including butt hinge, door knob and lock etc all complete as per drawing up to the satisfaction of Architect/Engineer in charge. (AS PER DOOR DETAIL DRAWING) Loaction - Toilet | Nos | 1 | 38500 | Approved
AARANYA | EXPERIENCE CENTER | Interior Work |  | WO/PKB/PKX/19 | SWASH TECH SOLUTIONS PRIVATE LIMITED | D 04 - 1000 x 2300 MM | D 04, 1000 x 2300 MM - Providing and supplying of 35 mm thk. single leaf solid core Flush door, finished in laminate on both sides as per approved shade and sample. The door to supported on 100mm x65 mm sal wood door frame and wooden architrave finished in polish of approved shade and sample with all necessary hardware including butt hinge, door knob and lock etc all complete as per drawing up to the satisfaction of Architect/Engineer in charge. (AS PER DOOR DETAIL DRAWING) Loaction - Office | Nos | 1 | 40200 | Approved
AARANYA | EXPERIENCE CENTER | Interior Work |  | WO/PKB/PKX/19 | SWASH TECH SOLUTIONS PRIVATE LIMITED | SD 01 - (1200 X2300) MM | SD 01 (1200 X2300) MM, Providing and fixing of 35 mm thk Pocket sliding door finished in 4mm thk. veneer (both side) as per approved shade and sample. All wooden surface to be finish in PU coated matt lacquer polished. The door to be fixed on sliding track fittings with all necessary hardware including handle, door lock seal etc all complete as per drawing and to the full satisfaction of the architect/Engineer in charge. (AS PER DOOR DETAIL DRAWING) Loaction - Waiting Lounge | Nos | 1 | 87500 | Approved
AARANYA | EXPERIENCE CENTER | Interior Work |  | WO/PKB/PKX/19 | SWASH TECH SOLUTIONS PRIVATE LIMITED | SGD 01 - 2705X2300MM | SGD 01, 2705X2300MM (Door -900X2100) MM- Providing and making of 10/12mm thk. CLEAR TOUGHENED SINGLE LEAF GLASS SLIDING DOOR with anodised aluminium self lock glazing system. The door is to be supported on sliding track fittings with all necessary hardware, door handle (1200mm) and lock etc as per drawing and satisfaction of Architect/Engineer in charge. (AS PER DOOR DETAIL DRAWING) Loaction - Meeting Room | Nos | 2 | 80000 | Approved
AARANYA | EXPERIENCE CENTER | Interior Work |  | WO/PKB/PKX/19 | SWASH TECH SOLUTIONS PRIVATE LIMITED | GD 01 - 900 X 2300 MM- | GD 01, 900 X 2300 MM- Providing and fixing of 10/12 mm thick single leaf CLEAR TOUGHENED GLASS door supported on Floor Spring. The glass to be fixed with anodised aluminium self lock glazing system, floor spring, door handle (1200mm), door lock seal etc all complete as per drawing and to the full satisfaction of the architect/Engineer in charge. (AS PER DOOR DETAIL DRAWING) Loaction - Meeting Room | Nos | 2 | 58000 | Approved
AARANYA | EXPERIENCE CENTER | Interior Work |  | WO/PKB/PKX/19 | SWASH TECH SOLUTIONS PRIVATE LIMITED | FG 01 - 3250 X 2300 MM | FG 01, 3250 X 2300 MM- Providing and fixing of 10/12 mm thick single leaf CLEAR TOUGHENED GLASS PARTITION. The glass to be fixed with anodised aluminium self lock glazing system, floor spring, door handle, door lock seal (if any) etc all complete as per drawing and to the full satisfaction of the architect/Engineer in charge. (REFER DETAIL SHEET) Loaction - Meeting Room | Nos | 1 | 55000 | Approved
AARANYA | EXPERIENCE CENTER | Interior Work |  | WO/PKB/PKX/19 | SWASH TECH SOLUTIONS PRIVATE LIMITED | FG 01a - 3000 X 2300 MM | FG 01a, 3000 X 2300 MM- Providing and fixing of 10/12 mm thick single leaf CLEAR TOUGHENED GLASS PARTITION. The glass to be fixed with anodised aluminium self lock glazing system, floor spring, door handle, door lock seal (if any) etc all complete as per drawing and to the full satisfaction of the architect/Engineer in charge. (AS PER DRAWING) Location - Meeting Room | Nos | 1 | 52250 | Approved
AARANYA | EXPERIENCE CENTER | Interior Work |  | WO/PKB/PKX/19 | SWASH TECH SOLUTIONS PRIVATE LIMITED | FG 02 - 950 X 2300 MM | FG 02, 950 X 2300 MM- Providing and fixing of 10/12 mm thick single leaf CLEAR TOUGHENED GLASS PARTITION. The glass to be fixed with anodised aluminium self lock glazing system, floor spring, door handle, door lock seal (if any) etc all complete as per drawing and to the full satisfaction of the architect/Engineer in charge. (AS PER DRAWING) | Nos | 4 | 17000 | Approved
AARANYA | EXPERIENCE CENTER | Interior Work |  | WO/PKB/PKX/19 | SWASH TECH SOLUTIONS PRIVATE LIMITED | FG 03 - 900 X 2300 MM | FG 03, 900 X 2300 MM- Providing and fixing of 10/12 mm thick single leaf CLEAR TOUGHENED GLASS PARTITION. The glass to be fixed with anodised aluminium self lock glazing system, floor spring, door handle, door lock seal (if any) etc all complete as per drawing and to the full satisfaction of the architect/Engineer in charge. (AS PER DRAWING) Loaction - Meeting Room | Nos | 2 | 15500 | Approved
AARANYA | EXPERIENCE CENTER | Interior Work |  | WO/PKB/PKX/19 | SWASH TECH SOLUTIONS PRIVATE LIMITED | Water Proofing | WATER PROOFING :- Providing and applying 2 coats of WPM 004 Flex, two components acrylic reinforced cementitious waterproof coating (>200% elongation @7 days as per ASTM D 412) using brush / roller over well prepared dry surface including grinding all sharp edges, cleaning all surfaces to make them free from all contaminants, crack and pipe penetrations treatment etc. and can be protected by installing the tiles/ cement mortar plastering / cementitious screed (as per client's choice) and complete as per manufacturer's specification. (only toilet and pantry area) | Sq.Mtr. | 0 | 1100 | Approved
AARANYA | EXPERIENCE CENTER | Interior Work |  | WO/PKB/PKX/19 | SWASH TECH SOLUTIONS PRIVATE LIMITED | Vitrified tiles on floor - CODE-VT1 | Providing and fixing of 10mm thick 600 x 600mm Vitrified tiles on floor as per flooring layout in 2:1 ratio. Base mortar of 30 mm average thick laid (cement mortar 1: 4) in proper line and level, and filling the joints with approved joint filler (epoxy grouting), all complete as per direction of the Engineer In Charge/ Architect. (CODE-VT1) Material Basic Rate Rs 100/- per sqft | Sq.Mtr. | 183.9 | 2350 | Approved
AARANYA | EXPERIENCE CENTER | Interior Work |  | WO/PKB/PKX/19 | SWASH TECH SOLUTIONS PRIVATE LIMITED | Vitrified tiles on floor - CODE-VT2 | Providing and fixing of 10mm thick 600 x 600mm Vitrified tiles on floor as per flooring layout in 2:1 ratio. Base mortar of 30 mm average thick laid (cement mortar 1: 4) in proper line and level, and filling the joints with approved joint filler (epoxy grouting), all complete as per direction of the Engineer In Charge/ Architect. (CODE-VT2) Material Basic Rate Rs 100/- per sqft | Sq.Mtr. | 7.99 | 2350 | Approved
AARANYA | EXPERIENCE CENTER | Interior Work |  | WO/PKB/PKX/19 | SWASH TECH SOLUTIONS PRIVATE LIMITED | Vitrified tiles on floor - CODE-VT3 | Providing and fixing of 10mm thick 600 x 600mm Vitrified tiles on floor as per flooring layout in 2:1 ratio. Base mortar of 30 mm average thick laid (cement mortar 1: 4) in proper line and level, and filling the joints with approved joint filler (epoxy grouting), all complete as per direction of the Engineer In Charge/ Architect. (CODE-VT3) Material Basic Rate Rs 100/- per sqft | Sq.Mtr. | 33.65 | 2350 | Approved
AARANYA | EXPERIENCE CENTER | Interior Work |  | WO/PKB/PKX/19 | SWASH TECH SOLUTIONS PRIVATE LIMITED | Vitrified tiles on floor - CODE-VT4 | Providing and fixing of 10mm thick 600 x 600mm Vitrified tiles on floor as per flooring layout in 2:1 ratio. Base mortar of 30 mm average thick laid (cement mortar 1: 4) in proper line and level, and filling the joints with approved joint filler (epoxy grouting), all complete as per direction of the Engineer In Charge/ Architect. (CODE-VT4) Material Basic Rate Rs 75/- per sqft | Sq.Mtr. | 10.3 | 2260 | Approved
AARANYA | EXPERIENCE CENTER | Interior Work |  | WO/PKB/PKX/19 | SWASH TECH SOLUTIONS PRIVATE LIMITED | IPS Flooring (40-60mm Thk) (1:2:4) | Providing & laying average 40-60 mm thick IPS (1: 2: 4) flooring on the existing RCC slab with necessary panel of size not exceeding 2.5 Sqm using PVC/ 3mm thick glass strip as per flooring drawing. Finished with a floating coat of neat cement including cement slurry (to be machine finished for smooth surface) etc complete as directed by Architect or Engineer-in charge. | Sq.Mtr. | 44.21 | 810 | Approved
AARANYA | EXPERIENCE CENTER | Interior Work |  | WO/PKB/PKX/19 | SWASH TECH SOLUTIONS PRIVATE LIMITED | Wooden Flooring | Providing and fixing of 15mm thick and 200mm wide (As per selection) ENGINEERED SOLID WOODEN FLOORING of approved size and pattern over Polish IPS base flooring with kini foam in proper line and level, all complete as per drawing (INCLUDING BEADING) and as directed by Architect or Engineer-in charge (Refer detail) (CODE: LWF) MIKASA | Sq.Mtr. | 43.142 | 12800 | Approved
AARANYA | EXPERIENCE CENTER | Interior Work |  | WO/PKB/PKX/19 | SWASH TECH SOLUTIONS PRIVATE LIMITED | 15mm Thk. Solid Wood Door Sill | Providing and laying 15mm thick SOLID WOOD on DOOR sill as per flooring layout fixed by synthetic adhesive with required hardware in proper line and level, and filling the joints with approved joint filler (epoxy grouting), all complete as per direction of the Engineer In Charge/ Architect. (CODE : SW) | RMT | 1.2 | 5500 | Approved
AARANYA | EXPERIENCE CENTER | Interior Work |  | WO/PKB/PKX/19 | SWASH TECH SOLUTIONS PRIVATE LIMITED | 18mm Thk. Granite Door Sill | Providing and laying 18mm thick GRANITE on DOOR sill as per flooring layout in 2:1 ratio. Base mortar of 40 mm average thick laid (cement mortar 1: 4) in proper line and level, and filling the joints with approved joint filler (epoxy grouting), all complete as per direction of the Engineer In Charge/ Architect. (CODE : GR) | Sq.Mtr. | 6.01 | 5700 | Approved
AARANYA | EXPERIENCE CENTER | Interior Work |  | WO/PKB/PKX/19 | SWASH TECH SOLUTIONS PRIVATE LIMITED | 65mm thk. Full Height solid partition made of Aluminium Box Section | Providing and making of 65mm thk. full Height solid partition made of Aluminium box section (35x35mm section to be fixed with 600 c/c vertically and horizontally with necessary support from true ceiling) and 3mm HDF over 12mm thk. plywood, fixed on both sides. Surface to be finished as per wall finish specifications with all necessary hardware, fire retardant paint etc all complete as per direction of the Engineer In Charge / Architect. (FINISHES NOT INCLUDED) | Sq.Mtr. | 56.91 | 4865 | Approved
AARANYA | EXPERIENCE CENTER | Interior Work |  | WO/PKB/PKX/19 | SWASH TECH SOLUTIONS PRIVATE LIMITED | Double 65mm thk. Full Height solid partition made of Aluminium Box Section | Providing and making of Double 65mm thk. full Height solid partition made of Aluminium box section (35x35mm section to be fixed with 600 c/c vertically and horizontally with necessary support from true ceiling) and 3mm HDF over 12mm thk. plywood, fixed on both sides. Surface to be finished as per wall finish specifications with all necessary hardware, fire retardant paint etc all complete as per direction of the Engineer In Charge / Architect. (FINISHES NOT INCLUDED) | Sq.Mtr. | 0 | 4865 | Approved
AARANYA | EXPERIENCE CENTER | Interior Work |  | WO/PKB/PKX/19 | SWASH TECH SOLUTIONS PRIVATE LIMITED | Full Height glazed partition made of 25X40mm self lock glazing profile | Providing and making of full height glazed partition made of 25X40mm self lock glazing profile with10 mm thick clear laminated toughened glass for all glass partition with necessary support from true ceiling. For glass panels joints - The panels are connected vertically by transparent polycarbonate profile with in line, 90° and T-shaped joints and double sides adhesive tape that guarantee perfect structural union and sound insulation. Finish with all necessary hardware & fittings etc including all material, labour & shifting etc complete as per direction of the Engineer In Charge / Architect. (Make - kubik , dorma ) Section 45 X 25 mm | Sq.Mtr. | 0 | 5950 | Approved
AARANYA | EXPERIENCE CENTER | Interior Work |  | WO/PKB/PKX/19 | SWASH TECH SOLUTIONS PRIVATE LIMITED | 65mm thk. partition made of Aluminium Box Section - ABOVE 2300MM Till true ceiling/false ceiling | Providing and making of 65mm thk. partition (ABOVE 2300MM till true ceiling/false ceiling) made of Aluminium box section (35x35mm section to be fixed with 600 c/c vertically and horizontally with necessary support from true ceiling) and 3mm HDF over 12mm thk. plywood, fixed on bothside. Surface to be finished as per wall finish specifications with all necessary hardware, fire retardant paint etc all complete as per direction of the Engineer In Charge / Architect. (FINISHES NOT INCLUDED) | Sq.Mtr. | 0 | 4865 | Approved
AARANYA | EXPERIENCE CENTER | Interior Work |  | WO/PKB/PKX/19 | SWASH TECH SOLUTIONS PRIVATE LIMITED | 10-12 mm thk. Patta paris with Putty punning | Applying of 10-12 mm thk. Patta paris with Putty punning to plastered wall with base preparation and proper levelling of wall with all labour and material including scaffolding charges. | Sq.Mtr. | 0 | 470 | Approved
AARANYA | EXPERIENCE CENTER | Interior Work |  | WO/PKB/PKX/19 | SWASH TECH SOLUTIONS PRIVATE LIMITED | Acrylic Emulsion Paint on Brick Wall. CODE - P1 | Providing and Applying Acrylic Emulsion Paint of approved shade (over patta paris and putty base), quality and manufacturer on Brick wall including preparation of surface as per direction and sand papering the intermediate coats & providing necessary putty work. Work should be executed as per manufacturer's specifications upto the full satisfaction of Architect / Engineer-in-charge. CODE - P1 | Sq.Mtr. | 184.6 | 340 | Approved
AARANYA | EXPERIENCE CENTER | Interior Work |  | WO/PKB/PKX/19 | SWASH TECH SOLUTIONS PRIVATE LIMITED | Acrylic Emulsion Paint on Brick Wall. CODE - P2 | Providing and Applying Acrylic Emulsion Paint of approved shade (over patta paris and putty base), quality and manufacturer on Brick wall including preparation of surface as per direction and sand papering the intermediate coats & providing necessary putty work. Work should be executed as per manufacturer's specifications upto the full satisfaction of Architect / Engineer-in-charge. CODE - P2 | Sq.Mtr. | 0 | 340 | Approved
AARANYA | EXPERIENCE CENTER | Interior Work |  | WO/PKB/PKX/19 | SWASH TECH SOLUTIONS PRIVATE LIMITED | Acrylic Emulsion Paint on Brick Wall. CODE - P3 | Providing and Applying Acrylic Emulsion Paint of approved shade (over patta paris and putty base), quality and manufacturer on Brick wall including preparation of surface as per direction and sand papering the intermediate coats & providing necessary putty work. Work should be executed as per manufacturer's specifications upto the full satisfaction of Architect / Engineer-in-charge. CODE - P3 | Sq.Mtr. | 0 | 340 | Approved
AARANYA | EXPERIENCE CENTER | Interior Work |  | WO/PKB/PKX/19 | SWASH TECH SOLUTIONS PRIVATE LIMITED | Acrylic Emulsion Paint on Brick Wall. CODE - P4 | Providing and Applying Acrylic Emulsion Paint of approved shade (over patta paris and putty base), quality and manufacturer on Brick wall including preparation of surface as per direction and sand papering the intermediate coats & providing necessary putty work. Work should be executed as per manufacturer's specifications upto the full satisfaction of Architect / Engineer-in-charge. CODE - P4 | Sq.Mtr. | 0 | 340 | Approved
AARANYA | EXPERIENCE CENTER | Interior Work |  | WO/PKB/PKX/19 | SWASH TECH SOLUTIONS PRIVATE LIMITED | Acrylic Emulsion Paint on Wooden partition. CODE - P1 | Providing and Applying Acrylic Emulsion Paint of approved shade (over patta paris and putty base), quality and manufacturer on Wooden partition made of 3mm HDF over ply structure with required aluminium box sections including preparation of surface as per direction and sand papering the intermediate coats & providing necessary putty work. Work should be executed as per manufacturer's specifications upto the full satisfaction of Architect / Engineer-in-charge. CODE - P1 | Sq.Mtr. | 195.75 | 375 | Approved
AARANYA | EXPERIENCE CENTER | Interior Work |  | WO/PKB/PKX/19 | SWASH TECH SOLUTIONS PRIVATE LIMITED | Acrylic Emulsion Paint on Wooden partition. CODE - P2 | Providing and Applying Acrylic Emulsion Paint of approved shade (over patta paris and putty base), quality and manufacturer on Wooden partition made of 3mm HDF over ply structure with required aluminium box sections including preparation of surface as per direction and sand papering the intermediate coats & providing necessary putty work. Work should be executed as per manufacturer's specifications upto the full satisfaction of Architect / Engineer-in-charge. CODE - P2 | Sq.Mtr. | 0 | 375 | Approved
AARANYA | EXPERIENCE CENTER | Interior Work |  | WO/PKB/PKX/19 | SWASH TECH SOLUTIONS PRIVATE LIMITED | Acrylic Emulsion Paint on Wooden partition. CODE - P3 | Providing and Applying Acrylic Emulsion Paint of approved shade (over patta paris and putty base), quality and manufacturer on Wooden partition made of 3mm HDF over ply structure with required aluminium box sections including preparation of surface as per direction and sand papering the intermediate coats & providing necessary putty work. Work should be executed as per manufacturer's specifications upto the full satisfaction of Architect / Engineer-in-charge. CODE - P3 | Sq.Mtr. | 0 | 375 | Approved
AARANYA | EXPERIENCE CENTER | Interior Work |  | WO/PKB/PKX/19 | SWASH TECH SOLUTIONS PRIVATE LIMITED | Wallpaper pasting over primer base (CODE- WAP) | Providing and pasting of Wallpaper over primer base on partition wall using adhesive of approved grade. Work to be completed and executed as per direction of the Architect/Client. (CODE- WAP) Material Basic Rate Rs 120/- per sqft | Sq.Mtr. | 0 | 2185 | Approved
AARANYA | EXPERIENCE CENTER | Interior Work |  | WO/PKB/PKX/19 | SWASH TECH SOLUTIONS PRIVATE LIMITED | VITRIFIED TILES (600X600) on wall up to false ceiling | Providing and laying of 10 mm thick VITRIFIED TILES (600X600) on wall up to false ceiling from finish floor lvl.on necessary base mortar in cement mortar 1: 4 in proper line and level with proper curing and filling the joints joints with approved joint filler, all complete as per direction of the Engineer In Charge/ Architect. (CODE- VT6) Material Basic Rate Rs 100/- per sqft | Sq.Mtr. | 37.97 | 2350 | Approved
AARANYA | EXPERIENCE CENTER | Interior Work |  | WO/PKB/PKX/19 | SWASH TECH SOLUTIONS PRIVATE LIMITED | Enamel Paint on MS columns & truss members | Providing and Applying Enamel Paint of approved shade, quality and manufacturer on all the visible MS columns, truss members including preparation of surface as per direction and sand papering the intermediate coats & providing necessary work. Work should be executed as per manufacturer's specifications upto the full satisfaction of Architect / Engineer-in-charge. | Sq.Mtr. | 0 | 440 | Approved
AARANYA | EXPERIENCE CENTER | Interior Work |  | WO/PKB/PKX/19 | SWASH TECH SOLUTIONS PRIVATE LIMITED | 75 mm high Teak Wood Skirting | Providing and fixing of 75 mm high Teak Wood Skirting on wall surface as per drawing. Wood should be finished with PU coated matt coated polish with all necessary hardware and wooden surface finished with matt coated polish finish etc complete as per direction of the Architect/Engineer- incharge (SK01) | RMT | 27.56 | 650 | Approved
AARANYA | EXPERIENCE CENTER | Interior Work |  | WO/PKB/PKX/19 | SWASH TECH SOLUTIONS PRIVATE LIMITED | 75 mm high Vitrified tiles Skirting | Providing and fixing of 75 mm high Vitrified tiles Skirting on wall surface as per drawing. Complete as per direction of the Architect/Engineer- incharge (SK02) | RMT | 114.4 | 300 | Approved
AARANYA | EXPERIENCE CENTER | Interior Work |  | WO/PKB/PKX/19 | SWASH TECH SOLUTIONS PRIVATE LIMITED | 8 mm thick CALCIUM SILLICATE BOARD | Providing and fixing horizontal suspended 8 mm thick CALCIUM SILLICATE BOARD ceiling as per design with all necessary coves, niches, cutouts for lights etc fixed with G.I. grid made at 18 mm x 18 mm 'L' section 24 gauge strap hinges not more than 600 mm center to center main 'C' channels of size 45x23 mm of 28g and applying two coats of primer with three coats acrylic emulsion paint of approved shade including scaffolding and making 6 mm groove (pvc groove profile) in between joints of false ceiling and wall etc. complete as directed by the Architect or Engineer-in charge. (ms plate with cleat anchor fastened to true slab with hook to hang leaf pattern / light fixture). (CODE - CSB) | Sq.Mtr. | 92.1 | 1800 | Approved
AARANYA | EXPERIENCE CENTER | Interior Work |  | WO/PKB/PKX/19 | SWASH TECH SOLUTIONS PRIVATE LIMITED | True Ceiling finished | TRUE CEILING to be finished in two coats of primer and three coats of ACRYLIC EMULSION PAINT of approved shade and sample, over PUTTY base including preparation of surface as per direction. Sand papering to be done for the intermediate coats including necessary putty work. Work should be executed as per manufacturer's specifications to the full satisfaction of Architect / Engineer-in-charge. (CODE: TRUE CEILING) | Sq.Mtr. | 0 | 460 | Approved
AARANYA | EXPERIENCE CENTER | Interior Work |  | WO/PKB/PKX/19 | SWASH TECH SOLUTIONS PRIVATE LIMITED | 4mm thk. veneer on 19MM thick plywood structure | Providing and fixing polish finished 4mm thk. veneer on 19MM thick plywood structure for curtain pelmet and light cove. Structure supported salwood framework fixed @600mm c/c grid of 50x35mm section as per drawing and applying proper antitermite treatment coat and two coats of primer with Acrylic emulsion paint finish of approved shade, quality etc. Including preparation of surface as per direction and sand papering the intermediate coats including providing necessary putty work to finish the the surface with Acrylic emulsion paint with all necessary coves , niches , cutouts for lights etc. complete finish upto the full satisfaction of Architect / Engineer-in-charge. including scaffolding etc.as per drawing. Material (Veneer) Basic Rate Rs 90/- per sqft | RMT | 28.99 | 5840 | Approved
AARANYA | EXPERIENCE CENTER | Interior Work |  | WO/PKB/PKX/19 | SWASH TECH SOLUTIONS PRIVATE LIMITED | CSB cove structure for Light cove. Structure supported on salwood | Providing and fixing of CSB cove structure for Light cove. Structure supported on salwood framework fixed @600mm c/c grid of 50x35mm section as per drawing and applying two coats of primer with Acrylic emulsion paint finish of approved shade, quality etc. Including preparation of surface as per direction and sand papering the intermediate coats including providing necessary putty work to finish the surface with Acrylic emulsion paint with all necessary coves , niches , cutouts for lights etc.complete finish upto the full satisfaction of Architect / Engineer-in-charge. | RMT | 0 | 1800 | Approved
AARANYA | EXPERIENCE CENTER | Interior Work |  | WO/PKB/PKX/19 | SWASH TECH SOLUTIONS PRIVATE LIMITED | Veneer ceiling with grooves | Providing & fixing Veneer ceiling with grooves as per detail drawing. Veneer should be finished with PU coated matt coated polish. Structure to be made on 19mm thk. plywood, supported on aluminium box section (50x50x2.0mm section to be fixed with 600 c/c vertically and horizontally with necessary support from true ceiling) including provision for all necessary coves, niches, cut-outs for lights etc. as per drawing up to the full satisfaction of Architect / Engineer-in-charge. including scaffolding etc. (CODE: VNR) | Sq.Mtr. | 41.98 | 7600 | Approved
AARANYA | EXPERIENCE CENTER | Interior Work |  | WO/PKB/PKX/19 | SWASH TECH SOLUTIONS PRIVATE LIMITED | Trap door of wooden frame structure of sal wood frame | Providing and fixing of Trap door of wooden frame structure of sal wood frame fixing with MS clamp including 4mm thk hdf on 19mm. Block Board shutter fixing with continuous hinge with Allen key lock. HDF surfaced should be finished in wood primer after that surfaced finished in satin finished enamel paint etc , including cost of all labour, tools & tackles, temporary works, leads & lift, necessary scaffolding/staging, loading, unloading etc. as per specification, drawing, and direction of EIC.- FOR AHU, FCU & OTHER CEILING SUSPENDED MACHINE/ EQUIPMENTS | Sq.Mtr. | 0 | 10500 | Approved
AARANYA | EXPERIENCE CENTER | Interior Work |  | WO/PKB/PKX/19 | SWASH TECH SOLUTIONS PRIVATE LIMITED | WALL CABINET CUM PRINTER CONSOLE (Code:JO 01) | Providing and making of WALL CABINET CUM PRINTER CONSOLE, made of 19mm thk. ISI BWR grade B/B or plywood with required wooden sections as per detail. Outside surface of shutter & Drawer to be finished in 1mm thk. laminate as per approved shade and sample. Cabinet to be completed including making of intermediate partitions, required hardware etc (make Hettich/Hafele). Inside surface to be finished in 1 mm thk laminate of approved shade and make as per drawing and direction of the engineer-in-charge.(Refer detail) WALL CABINET CUM PRINTER CONSOLE (Size-3610+1325 length X 600 width X 2300 ht ) (Code:JO 01) Location - Office | Nos | 1 | 240000 | Approved
AARANYA | EXPERIENCE CENTER | Interior Work |  | WO/PKB/PKX/19 | SWASH TECH SOLUTIONS PRIVATE LIMITED | COUNTER WITH OVERHEAD CABINET (Code:JO 02) | Providing and making of COUNTER WITH OVERHEAD CABINET including drawers, shutters as per drawing. Counter Top to be finished in 18mm thk granite and front fasia with shutter to be finished in 1mm thk. laminate as per approved shade and sample including making of intermediate shelves, partition etc with all necessary hardware's fittings (make Hettich/Hafele) lock etc all complete as per drawing all complete as directed by the Engineer in Charge /Architect. (Refer detail) COUNTER WITH OVERHEAD CABINET (Size-1475 length X 600 width X 850 ht, 1475 length X 500 width X 850 ht ) (Code:JO 02) Location - Office | Nos | 1 | 63500 | Approved
AARANYA | EXPERIENCE CENTER | Interior Work |  | WO/PKB/PKX/19 | SWASH TECH SOLUTIONS PRIVATE LIMITED | BACK CONSOLE 01 (Code :JO 03) | Providing and making of BACK CONSOLE 01 including drawers and shutters as per drawing.The structure and shutters front fascia finished in rattan/rafia pasted on 19mm thk. ISI BWR grade B/B or plywood with wooden beading. With console's rest exposed part including sides and top surface to be finished in 4mm thk veneer with matt lacquer polish and 1mm thk. laminate (matching the shade of veneer) from inside surface including making of intermediate shelves, partition etc. ALL complete with all necessary hardware's fittings (make -Hettich/Hafele) & multy lock etc as per drawing and as directed by the Engineer in Charge /Architect. (Refer detail) BACK CONSOLE 01 (Size-1500 length X 500 width X 850 ht) (Code :JO 03) Location - CAFÉ AREA | Nos | 2 | 95000 | Approved
AARANYA | EXPERIENCE CENTER | Interior Work |  | WO/PKB/PKX/19 | SWASH TECH SOLUTIONS PRIVATE LIMITED | CAFE BACK COUNTER (Code :JO 04) | Providing and making of CAFE BACK COUNTER including drawers and shutters as per drawing. Counter top to be finished in 18mm thk. Granite over 19mm thk.ISI BWR grade B/B or plywood. Furniture structure and shutter front fascia finished in rattan/rafia pasted on 19mm thk. ISI BWR grade B/B or plywood with wooden beading. With console's rest exposed part including sides surface to be finished in 4mm thk veneer with matt lacquer polish and 1mm thk. laminate (matching the shade of veneer) from inside surface including making of intermediate shelves, partition etc. all complete as directed by the Engineer in Charge /Architect. (Refer detail) CAFE BACK COUNTER (Size-4800 length X 500 width X 850 ht) (Code :JO 04) Location - CAFÉ AREA | Nos | 1 | 345000 | Approved
AARANYA | EXPERIENCE CENTER | Interior Work |  | WO/PKB/PKX/19 | SWASH TECH SOLUTIONS PRIVATE LIMITED | DISPLAY CONSOLE 02 (Code :JO 05) | Providing and making of DISPLAY CONSOLE 02 including drawers and shutters as per drawing. The structure and shutter front fascia finished in rattan/rafia pasted on 19mm thk. ISI BWR grade B/B or plywood with wooden beading. With console's rest exposed part including sides surface to be finished in 4mm thk veneer with matt lacquer polish and 1mm thk. laminate (matching the shade of veneer) from inside surface including making of intermediate shelves, partition etc. all complete as directed by the Engineer in Charge /Architect. (Refer detail) DISPLAY CONSOLE 02 (Size-2100 X 600 X 750) (Code :JO 05) Location - CAFÉ AREA | Nos | 2 | 125000 | Approved
AARANYA | EXPERIENCE CENTER | Interior Work |  | WO/PKB/PKX/19 | SWASH TECH SOLUTIONS PRIVATE LIMITED | CURVED CAFE COUNTER (Code:JO 06) | Providing and making of CURVED CAFE COUNTER as per drawing. COUNTER TOP & FRONT FASCIA to be finished in 4mm thk veneer polish finish over ply base. The structure made of 19mm thk. ISI BWR grade B/B or plywood, front curved surface to be finished in rattan/rafia pasted from outside with matt lacquer polish on the wooden beads and 1mm thk. laminate from inside surface. To have provision of small cove for LED strip light along the curved counter. Counter should have space for storage with open shelve from inside, finish in veneer with all necessary hardware's fittings (make Hettich/Hafele) etc all complete as per drawing all complete as directed by the Engineer in Charge /Architect. (Refer detail) CURVED CAFE COUNTER (Size-6100 arc length X 750 width X 1000 ht) (Code:JO 06) Location - CAFÉ AREA | Nos | 1 | 495000 | Approved
AARANYA | EXPERIENCE CENTER | Interior Work |  | WO/PKB/PKX/19 | SWASH TECH SOLUTIONS PRIVATE LIMITED | MODEL DISPLAY CONSOLE (Code :JO 07) | Providing and making of MODEL DISPLAY CONSOLE as per drawing. The structure to be made of 19mm thk. ISI BWR grade B/B or plywood. Front Surface (on 2 sides) to be finished in rattan/rafia pasted from outside on ply base with console's rest exposed part including side drawer surface (on 2 sides) to be finished in 4mm thk veneer with wooden beads in matt lacquer polish and 1mm thk. laminate from inside surface including making of intermediate shelves, partition etc. ALL complete with all necessary hardware's fittings (make -Hettich/Hafele) & multy lock etc as per drawing and as directed by the Engineer in Charge /Architect. (Refer detail) MODEL DISPLAY CONSOLE (Size-2400 X 1500 X 750) (Code :JO 07) Location - Exibit Area | Nos | 1 | 285000 | Approved
AARANYA | EXPERIENCE CENTER | Interior Work |  | WO/PKB/PKX/19 | SWASH TECH SOLUTIONS PRIVATE LIMITED | TV BACK PANELED BOXING (Code :JO 08) | Providing and making of TV BACK PANELED BOXING as per drawing. The boxing to be made of 19mm thk. ISI BWR grade B/B or plywood. Surface to be finished in paint as per approved shade and make on 3mm HDF over ply base. ALL complete with all necessary hardware's fittings (make -Hettich/Hafele) & multy lock etc as per drawing and as directed by the Engineer in Charge /Architect. TV BACK PANELED BOXING (Size-1000 X 250 X 2300 ht.) (Code :JO 08) Location - Meeting Room, REMARKS - partition considered also as shown in dwg.; total depth = 370mm | Nos | 2 | 27500 | Approved
AARANYA | EXPERIENCE CENTER | Interior Work |  | WO/PKB/PKX/19 | SWASH TECH SOLUTIONS PRIVATE LIMITED | BACK CABINET (Code :JO 09) | Providing and making of BACK CABINET including drawers, shutters as per drawing. The structure and shutter finish in 1mm thk. laminate as per approved shade and make to be made of 19mm thk. and 12mm thk. ISI BWR grade B/B or plywood. Cabinet inside Surface to be finished in 1mm thk. laminate including making of intermediate shelves, partition etc. All complete with all necessary hardware's fittings (make -Hettich/Hafele) & multy lock etc as per drawing and as directed by the Engineer in Charge /Architect. (Refer detail) BACK CABINET (Size-3490 X 400 X 750) (Code :JO 09) Location - Office | Nos | 1 | 35600 | Approved
AARANYA | EXPERIENCE CENTER | Interior Work |  | WO/PKB/PKX/19 | SWASH TECH SOLUTIONS PRIVATE LIMITED | OUTDOOR CONSOLE (Code:JO 10) | Providing and making of OUTDOOR CONSOLE 01 as per drawing. COUNTER TOP to be finished in 18mm thk. granite and FRONT FASCIA 1mm thk. laminate as per approved shade and make over ply structure. Counter should have space for storage with open shelve, finish in granite with all necessary hardware's fittings (make Hettich/Hafele) etc all complete as per drawing all complete as directed by the Engineer in Charge /Architect. (Refer detail) OUTDOOR CONSOLE (Size-2400 length X 700 width X1000 ht) (Code:JO 10) Location - Outdoor Desk | Nos | 0 | 52500 | Approved
AARANYA | EXPERIENCE CENTER | Interior Work |  | WO/PKB/PKX/19 | SWASH TECH SOLUTIONS PRIVATE LIMITED | Basin Counter to be finished in 18mm thk. granite over 19mm thk | Providing and making of Basin Counter as per drawing. Counter top and front to be finished in 18mm thk. granite over 19mm thk. ISI BWR grade B/B or plywood structure base including making of intermediate shelves, partition etc. ALL complete with all necessary hardware's fittings (make -Hettich/Hafele) as per drawing and as directed by the Engineer in Charge /Architect. TOILET COUNTER - 1400 X 600 X 250 Location - Toilet | Nos | 1 | 27500 | Approved
AARANYA | EXPERIENCE CENTER | Interior Work |  | WO/PKB/PKX/19 | SWASH TECH SOLUTIONS PRIVATE LIMITED | COLUMN BOXING made of 19mm thk. ISI BWR grade B/B or plywood | Providing and making of COLUMN BOXING as per drawing. The boxing to be made of 19mm thk. ISI BWR grade B/B or plywood. Surface to be finished in paint as per approved shade and make on 3mm HDF over ply base. ALL complete with all necessary hardware's fittings (Size-1280X 160 X 2300 ht.) Location - Meeting Room | Sq.Mtr. | 0 | 20000 | Approved
AARANYA | EXPERIENCE CENTER | Interior Work |  | WO/PKB/PKX/19 | SWASH TECH SOLUTIONS PRIVATE LIMITED | RUG 01 - 5400 X 3000 | RUG 01 - 5400 X 3000 (CODE - SF 01) Location - Waiting Lounge | Nos | 1 | 125000 | Approved
AARANYA | EXPERIENCE CENTER | Interior Work |  | WO/PKB/PKX/19 | SWASH TECH SOLUTIONS PRIVATE LIMITED | RUG 02 - 2400 dia | RUG 02 - 2400 dia (CODE - SF 02) Location Location - Exibit Area | Nos | 2 | 45000 | Approved
AARANYA | EXPERIENCE CENTER | Interior Work |  | WO/PKB/PKX/19 | SWASH TECH SOLUTIONS PRIVATE LIMITED | WOODEN BLINDS | WOODEN BLINDS (2000x2200) - length as per opening X 2450 FCL (CODE - SF 03) Make- MAC Location - Waiting Lounge | Sq.Mtr. | 8.84 | 8811 | Approved
AARANYA | EXPERIENCE CENTER | Interior Work |  | WO/PKB/PKX/19 | SWASH TECH SOLUTIONS PRIVATE LIMITED | ROLLER BLINDS | ROLLER BLINDS (As per approved size & dimension) (CODE - SF 04) Make-D Décor Location - Meeting Room, Passage, Executive Office | Sq.Mtr. | 29.14 | 3358 | Approved
AARANYA | EXPERIENCE CENTER | Interior Work |  | WO/PKB/PKX/19 | SWASH TECH SOLUTIONS PRIVATE LIMITED | ROLLER BLINDS (1650X2400) | ROLLER BLINDS (1650X2400) (CODE - SF 04) Location - Meeting Room | Sq.Mtr. | 0 | 1200 | Approved
AARANYA | EXPERIENCE CENTER | Interior Work |  | WO/PKB/PKX/19 | SWASH TECH SOLUTIONS PRIVATE LIMITED | ROLLER BLINDS (2450X2400) | ROLLER BLINDS (2450X2400) (CODE - SF 04) Location - Meeting Room | Sq.Mtr. | 0 | 1200 | Approved
AARANYA | EXPERIENCE CENTER | Interior Work |  | WO/PKB/PKX/19 | SWASH TECH SOLUTIONS PRIVATE LIMITED | ROLLER BLINDS (800X2400) | ROLLER BLINDS (800X2400) (CODE - SF 04) Location - Meeting Room | Sq.Mtr. | 0 | 1200 | Approved
AARANYA | EXPERIENCE CENTER | Interior Work |  | WO/PKB/PKX/19 | SWASH TECH SOLUTIONS PRIVATE LIMITED | ROLLER BLINDS (900X2400) | ROLLER BLINDS (900X2400) (CODE - SF 04) Location - Meeting Room | Sq.Mtr. | 0 | 1200 | Approved
AARANYA | EXPERIENCE CENTER | Interior Work |  | WO/PKB/PKX/19 | SWASH TECH SOLUTIONS PRIVATE LIMITED | ROLLER BLINDS (950X2400) | ROLLER BLINDS (950X2400) (CODE - SF 04) Location - Meeting Room | Sq.Mtr. | 0 | 1200 | Approved
AARANYA | EXPERIENCE CENTER | Interior Work |  | WO/PKB/PKX/19 | SWASH TECH SOLUTIONS PRIVATE LIMITED | ROLLER BLINDS (2400X800) | ROLLER BLINDS (2400X800) (CODE - SF 04) Location - Meeting Room | Sq.Mtr. | 0 | 1200 | Approved
AARANYA | EXPERIENCE CENTER | Interior Work |  | WO/PKB/PKX/19 | SWASH TECH SOLUTIONS PRIVATE LIMITED | ROLLER BLINDS (2400X2450) | ROLLER BLINDS (2400X2450) (CODE - SF 04) Location - Meeting Room | Sq.Mtr. | 0 | 1200 | Approved
AARANYA | EXPERIENCE CENTER | Interior Work |  | WO/PKB/PKX/19 | SWASH TECH SOLUTIONS PRIVATE LIMITED | Console 1 (1200 x350 x750mm) | Console 1 (1200 x350 x750mm) - Providing and making of Console including drawers, shutters as per drawing. The structure and shutter finish in 1mm thk. laminate as per approved shade and make to be made of 19mm thk. and 12mm thk. ISI BWR grade B/B or plywood. Cabinet inside Surface to be finished in 1mm thk. laminate including making of intermediate shelves, partition etc. All complete with all necessary hardware's fittings (make -Hettich/Hafele) & multy lock etc as per drawing and as directed by the Engineer in Charge /Architect. | Nos | 2 | 14500 | Approved
AARANYA | EXPERIENCE CENTER | Interior Work |  | WO/PKB/PKX/19 | SWASH TECH SOLUTIONS PRIVATE LIMITED | D/L Door -Stile Door (1800 x2300mm) - | D/L Door -Stile Door (1800 x2300mm) - Double Leaf Alu Stile Door having section in Black Anodized Finish with 10mm thick toughened Glass with all necessary hardwares e.g hinges,locks,Handles door stopper complete . | Nos | 0 | 99500 | Approved
AARANYA | EXPERIENCE CENTER | Interior Work |  | WO/PKB/PKX/19 | SWASH TECH SOLUTIONS PRIVATE LIMITED | S/L Stile Door, GD 01, 900 X 2300mm | S/L Stile Door, GD 01, 900 X 2300mm - Providing and fixing of 10/12 mm thick single leaf CLEAR TOUGHENED GLASS door supported on Floor Spring. The glass to be fixed with anodised aluminium self lock glazing system, floor spring, door handle (1200mm), door lock seal etc all complete as per drawing and to the full satisfaction of the architect/Engineer in charge. (AS PER DOOR DETAIL DRAWING) | Nos | 0 | 58000 | Approved
AARANYA | EXPERIENCE CENTER | Interior Work |  | WO/PKB/PKX/19 | SWASH TECH SOLUTIONS PRIVATE LIMITED | Glazed Partition (1100 x 2400mm | Glazed Partition (1100 x 2400mm) - (Providing and making of full height glazed partition made of 25X40mm self lock glazing profile with10 mm thick clear laminated toughened glass for all glass partition with necessary support from true ceiling. For glass panels joints - The panels are connected vertically by transparent polycarbonate profile with in line, 90° and T-shaped joints and double sides adhesive tape that guarantee perfect structural union and sound insulation. Finish with all necessary hardware & fittings etc including all material, labour & shifting etc complete as per direction of the Engineer In Charge / Architect. (Make - kubik , dorma ) | Sq.Mtr. | 0 | 5950 | Approved
AARANYA | EXPERIENCE CENTER | Interior Work |  | WO/PKB/PKX/19 | SWASH TECH SOLUTIONS PRIVATE LIMITED | FT 23 (1300 x 450 x750mm) | FT 23 (1300 x 450 x750mm) - Low Height Storage | Nos | 1 | 21500 | Approved
AARANYA | EXPERIENCE CENTER | Interior Work |  | WO/PKB/PKX/19 | SWASH TECH SOLUTIONS PRIVATE LIMITED | JO 01 (1000x600x2400mm) | JO 01 (1000x600x2400mm) - DB Storage | Nos | 0 | 36500 | Approved
AARANYA | EXPERIENCE CENTER | Interior Work |  |  |  | Recessed / Surface Type LED Light Fixture | Recessed / Surface Type LED Light Fixture | Nos |  |  | Approved
AARANYA | EXPERIENCE CENTER | Interior Work |  |  |  | Surface Linear Light | Surface Linear Light | Nos |  |  | Approved
AARANYA | EXPERIENCE CENTER | Interior Work |  |  |  | Decorative Type Light Fixture - 1 | Decorative Type Light Fixture - 1 | Nos |  |  | Approved
AARANYA | EXPERIENCE CENTER | Interior Work |  |  |  | Decorative Type Light Fixture - 2 | Decorative Type Light Fixture - 2 | Nos |  |  | Approved
AARANYA | EXPERIENCE CENTER | Interior Work |  |  |  | Led Track Light Fixture Complete | Led Track Light Fixture Complete | RMT |  |  | Approved
AARANYA | EXPERIENCE CENTER | Interior Work |  |  |  | Led Strip Light | Led Strip Light | RMT |  |  | Approved
AARANYA | EXPERIENCE CENTER | Interior Work |  |  |  | 3 Watts LED Ni Cd Battery backup up to 2 hrs emergency Exit light | 3 Watts LED Ni Cd Battery backup up to 2 hrs emergency Exit light | Nos |  |  | Approved
AARANYA | OVERHEAD | Networking-Interiors |  | WO/PKB/PKB3/8 | SHREE E-SOLUTIONS | CCTV Surveillance work | CCTV Surveillance work |  | 0 | 0 | Approved
AARANYA | OVERHEAD | Networking-Interiors |  | WO/PKB/PKB3/8 | SHREE E-SOLUTIONS | DVR-32 CHANNEL 2 SATA | Supply of DVR-32 CHANNEL 2 SATA as per drawing and direction of Engineer-In-Charge. Make & Model - HIKVISION | Nos | 1 | 19200 | Approved
AARANYA | OVERHEAD | Networking-Interiors |  | WO/PKB/PKB3/8 | SHREE E-SOLUTIONS | CAMERA - BULLET 2.0 MP HD | Supply of CAMERA - BULLET 2.0 MP HD as per drawing and direction of Engineer-In-Charge. Make & Model - HIKVISION [DS-2CEIADOT-IT3F] | Nos | 2 | 950 | Approved
AARANYA | OVERHEAD | Networking-Interiors |  | WO/PKB/PKB3/8 | SHREE E-SOLUTIONS | HDD - 4TB SURVILLANCE | Supply of HDD - 4TB SURVILLANCE as per drawing and direction of Engineer-In-Charge. Make & Model - SEAGATE | Nos | 1 | 7650 | Approved
AARANYA | OVERHEAD | Networking-Interiors |  | WO/PKB/PKB3/8 | SHREE E-SOLUTIONS | UPS-1KVA OFFLINE | Supply of UPS-1KVA OFFLINE as per drawing and direction of Engineer-In-Charge. Make & Model - MICROTEK | Nos | 1 | 4300 | Approved
AARANYA | OVERHEAD | Networking-Interiors |  | WO/PKB/PKB3/8 | SHREE E-SOLUTIONS | SWITCH - 5 PORT GB | Supply of SWITCH - 5 PORT GB as per drawing and direction of Engineer-In-Charge. Make & Model - D-LINK | Nos | 1 | 540 | Approved
AARANYA | OVERHEAD | Networking-Interiors |  | WO/PKB/PKB3/8 | SHREE E-SOLUTIONS | RACK-4U LOADED | Supply of RACK-4U LOADED as per drawing and direction of Engineer-In-Charge. Make & Model - D-LINK | Nos | 1 | 2450 | Approved
AARANYA | OVERHEAD | Networking-Interiors |  | WO/PKB/PKB3/8 | SHREE E-SOLUTIONS | CONNECTOR - BNC | Supply of CONNECTOR - BNC as per drawing and direction of Engineer-In-Charge. Make & Model - MX | Nos | 4 | 55 | Approved
AARANYA | OVERHEAD | Networking-Interiors |  | WO/PKB/PKB3/8 | SHREE E-SOLUTIONS | CONNECTOR - DC | Supply of CONNECTOR - DC as per drawing and direction of Engineer-In-Charge. Make & Model - MX | Nos | 2 | 40 | Approved
AARANYA | OVERHEAD | Networking-Interiors |  | WO/PKB/PKB3/8 | SHREE E-SOLUTIONS | BOX-PVC 4 x 7 | Supply of BOX-PVC 4 x 7 as per drawing and direction of Engineer-In-Charge. Make & Model - PVC | Nos | 2 | 140 | Approved
AARANYA | OVERHEAD | Networking-Interiors |  | WO/PKB/PKB3/8 | SHREE E-SOLUTIONS | ADPTOR - POWER SUPPLIER 12V 2 AMP | Supply of ADPTOR - POWER SUPPLIER 12V 2 AMP as per drawing and direction of Engineer-In-Charge. Make & Model - ERD | Nos | 1 | 310 | Approved
AARANYA | OVERHEAD | Networking-Interiors |  | WO/PKB/PKB3/8 | SHREE E-SOLUTIONS | TOP - 6AMP | Supply of TOP - 6AMP as per drawing and direction of Engineer-In-Charge. Make & Model - ANCHOR | Nos | 1 | 110 | Approved
AARANYA | OVERHEAD | Networking-Interiors |  | WO/PKB/PKB3/8 | SHREE E-SOLUTIONS | CABLE - RJ6 | Supply of CABLE - RJ6 as per drawing and direction of Engineer-In-Charge. Make & Model - FINOLEX | RMT | 130 | 17 | Approved
AARANYA | OVERHEAD | Networking-Interiors |  | WO/PKB/PKB3/8 | SHREE E-SOLUTIONS | CABLE-POWER 2 CORE 1.5 SQ.MM | Supply of CABLE-POWER 2 CORE 1.5 SQ.MM as per drawing and direction of Engineer-In-Charge. Make & Model - FINOLEX | RMT | 40 | 31 | Approved
AARANYA | OVERHEAD | Networking-Interiors |  | WO/PKB/PKB3/8 | SHREE E-SOLUTIONS | CONDUICT-20/25 MM MMS | Supply of CONDUICT-20/25 MM MMS as per drawing and direction of Engineer-In-Charge. Make & Model - AKG | RMT | 30 | 25 | Approved
AARANYA | OVERHEAD | Networking-Interiors |  | WO/PKB/PKB3/8 | SHREE E-SOLUTIONS | CABLES & CONDUICT | Laying & Installation of CABLES & CONDUICT as per drawing and direction of Engineer-In-Charge. Type - SES | RMT | 200 | 7 | Approved
AARANYA | OVERHEAD | Networking-Interiors |  | WO/PKB/PKB3/8 | SHREE E-SOLUTIONS | DVR & CAMERAS | Installation & Configuration of DVR & CAMERAS as per drawing and direction of Engineer-In-Charge. Make & Type - SES | Lump Sum | 1 | 1000 | Approved
SOUTHWINDS PROJECT LLP (PHASE - III & IV) | FINISHING PHASE - IV | Flooring Work |  | WO/SP34/FW4/74 | Wistech Services | Epoxy Flooring Paint Work of Meter Room and Pump Room at Southwinds (Phase - IV) as per Drawings & direction of EIC. | Providing and applying of Meter Room and Pump Room flooring system of average 1.5mm thick Epoxy Flooring by supply and application of Epoxy primer including Skirting, a base coat over the entire floor prepared by mixing quartz sand with primer and finish to level help with spike rollers and light sand papering of the base coat to even out the ridges before application of the final top coat and a final Smooth self leveling Epoxy Paint high-abrasion-resistant top coat with skirting in a standard shade (RAL 7004 as approved by EIC/ Architect) ensuring a seamless, jointless, and durable finish after necessary surface preparation by means of light grinding, chipping (in corners if necessary), wire brushing, coir brushing, etc. to get rid of all dust, dirt, laitance & other loose elements & achieve a sound, clean surface for epoxy painting, with men, materials, tools & tackles etc. all complete as per Drawings & direction of EIC. Location : Meter Room Including Skirting (Block - 13, 14 (Part 1 & 2), 15, 16 and MLCP) Pump Room - Block - 13, 14 (Part 1) | Sq.Ft. | 4757.457 | 61 | Approved
The Ramdulari | COMMON INFRASTRUCTURE | Hardscape |  | WO/RP/RP03/36 | MATUR ENTERPRISE | Earthwork Excavation (Depth upto 1.5mtr) | All Charges for doing Earthwork Excavation in required profile in all type of soils in dry and wet condition for foundation level as per drawing or direction of Engineer-in-Charge including, dewatering, including trimming, levelling, dressing, ramming the bottom, bailing out water (if req.), with men & machineries, providing caution board maintaining required slopes including labour, materials, machinery, tools & tackles for all lead & lift to the entire satisfaction of Engineer-in-Charge. For Depth upto 1.5m | Cum. | 100 | 280 | Approved
The Ramdulari | COMMON INFRASTRUCTURE | Hardscape |  | WO/RP/RP03/39 | Suraj Enterprise | Earthwork Excavation (Depth upto 1.5mtr) | All Charges for doing Earthwork Excavation in required profile in all type of soils in dry and wet condition for foundation level as per drawing or direction of Engineer-in-Charge including, dewatering, including trimming, levelling, dressing, ramming the bottom, bailing out water (if req.), with men & machineries, providing caution board maintaining required slopes including labour, materials, machinery, tools & tackles for all lead & lift to the entire satisfaction of Engineer-in-Charge. For Depth upto 1.5m | Cum. | 44.5 | 280 | Approved
The Ramdulari | COMMON INFRASTRUCTURE | Hardscape |  | WO/RP/RP03/36 | MATUR ENTERPRISE | Earthwork in Filling | Earth work in filling with earth obtained from excavation /Sand Filling in layers not exceeding 250 mm including watering, ramming, etc., complete in all respect as per and direction of EIC. (Sand Supplied by Client) (Payment to be made on the basis of measurement of finished quantity of work) | Cum. | 25 | 170 | Approved
The Ramdulari | COMMON INFRASTRUCTURE | Hardscape |  | WO/RP/RP03/39 | Suraj Enterprise | Earthwork in Filling | Earth work in filling with earth obtained from excavation /Sand Filling in layers not exceeding 250 mm including watering, ramming, etc., complete in all respect as per and direction of EIC. (Sand Supplied by Client) (Payment to be made on the basis of measurement of finished quantity of work) | Cum. | 0 | 170 | Approved
The Ramdulari | COMMON INFRASTRUCTURE | Hardscape |  | WO/RP/RP03/36 | MATUR ENTERPRISE | Brick Flat Soaling | BFS: All Charges for providing and laying single brick flat soling of picked or jhama bricks below foundation or any other location till Plinth level including ramming dressing and bringing to proper level and filling joints with sand including all materials, labour, tools and plants etc. complete below foundation as per specification, drawing and direction of Engineering-in-Charge. | Sq.Mtr. | 750 | 490 | Approved
The Ramdulari | COMMON INFRASTRUCTURE | Hardscape |  | WO/RP/RP03/39 | Suraj Enterprise | Brick Flat Soaling | BFS: All Charges for providing and laying single brick flat soling of picked or jhama bricks below foundation or any other location till Plinth level including ramming dressing and bringing to proper level and filling joints with sand including all materials, labour, tools and plants etc. complete below foundation as per specification, drawing and direction of Engineering-in-Charge. | Sq.Mtr. | 144.5 | 475 | Approved
The Ramdulari | COMMON INFRASTRUCTURE | Hardscape |  | WO/RP/RP03/36 | MATUR ENTERPRISE | Plain Cement Concrete (1:3:6) | All charges for providing & laying 1:3:6 plain cement concrete (PCC) of required thickness below Kerb Stone or any other location as specified in the drawing till Plinth level using 20 mm nominal size well-graded approved quality aggregate including vibrating/compacting, scaffolding as required establishing dewatering system by pumping / bailing out water, cleaning, preparing surfaces, junctions etc. including shuttering, curing complete as per drawing and direction of Engineer-in-Charge. (All materials & Labour are in contractor’s scope Except Cement Provided by Client but subjected to reconciliation) | Cum. | 14 | 6200 | Approved
The Ramdulari | COMMON INFRASTRUCTURE | Hardscape |  | WO/RP/RP03/39 | Suraj Enterprise | Plain Cement Concrete (1:3:6) | All charges for providing & laying 1:3:6 plain cement concrete (PCC) of required thickness below Kerb Stone or any other location as specified in the drawing till Plinth level using 20 mm nominal size well-graded approved quality aggregate including vibrating/compacting, scaffolding as required establishing dewatering system by pumping / bailing out water, cleaning, preparing surfaces, junctions etc. including shuttering, curing complete as per drawing and direction of Engineer-in-Charge. (All materials & Labour are in contractor’s scope Except Cement Provided by Client but subjected to reconciliation) | Cum. | 1 | 6020 | Approved
The Ramdulari | COMMON INFRASTRUCTURE | Hardscape |  | WO/RP/RP03/36 | MATUR ENTERPRISE | Shuttering Work | Hire and Labour charges for shuttering with cantering and necessary staging up to necessary height using approved stout props, 12 mm thick quality ply board shuttering , with required bracing for curved or straight fitting, fixing and striking out after completion of works (including bailing out of water) at any floor and level complete as per drawing , specification and direction of EIC | Sq.Mtr. | 620 | 525 | Approved
The Ramdulari | COMMON INFRASTRUCTURE | Hardscape |  | WO/RP/RP03/39 | Suraj Enterprise | Shuttering Work | Hire and Labour charges for shuttering with cantering and necessary staging up to necessary height using approved stout props, 12 mm thick quality ply board shuttering , with required bracing for curved or straight fitting, fixing and striking out after completion of works (including bailing out of water) at any floor and level complete as per drawing , specification and direction of EIC | Sq.Mtr. | 39 | 505 | Approved
The Ramdulari | COMMON INFRASTRUCTURE | Hardscape |  | WO/RP/RP03/36 | MATUR ENTERPRISE | RCC M-25 (Without Concrete Pump) | All charges for laying M25 grade reinforced cement concrete (excluding cost of shuttering & reinforcement) for all leads and for all items e.g. columns, beams, slabs, lintels, staircase, retaining wall, machine foundation, pockets etc. of all profile coming ground level using 20 mm nominal size & downgraded good quality aggregate as per design mix approved by Engineer-in-Charge. including vibrating/compacting, curing, scaffolding as required establishing dewatering system by pumping / bailing out water, cleaning, preparing surfaces, junctions etc. including curing complete to the entire satisfaction of Engineer-in-Charge. Cement concrete should have an ultimate crushing strength of not less than 250 Kg/sq.cm on 15cm X15cm X 15cm cube at 28 days and source of concrete will be RMC. Special conditions: - Rates are quoted for all levels & heights. (RMC & Reinforcement Steel will be supplied by client but subjected to reconciliation. Also Concrete Pump Given by client) | Cum. | 308 | 1125 | Approved
The Ramdulari | COMMON INFRASTRUCTURE | Hardscape |  | WO/RP/RP03/39 | Suraj Enterprise | RCC M-25 (Without Concrete Pump) | All charges for laying M25 grade reinforced cement concrete (excluding cost of shuttering & reinforcement) for all leads and for all items e.g. columns, beams, slabs, lintels, staircase, retaining wall, machine foundation, pockets etc. of all profile coming ground level using 20 mm nominal size & downgraded good quality aggregate as per design mix approved by Engineer-in-Charge. including vibrating/compacting, curing, scaffolding as required establishing dewatering system by pumping / bailing out water, cleaning, preparing surfaces, junctions etc. including curing complete to the entire satisfaction of Engineer-in-Charge. Cement concrete should have an ultimate crushing strength of not less than 250 Kg/sq.cm on 15cm X15cm X 15cm cube at 28 days and source of concrete will be RMC. Special conditions: - Rates are quoted for all levels & heights. (RMC & Reinforcement Steel will be supplied by client but subjected to reconciliation. Also Concrete Pump Given by client) | Cum. | 21 | 1090 | Approved
The Ramdulari | COMMON INFRASTRUCTURE | Hardscape |  | WO/RP/RP03/39 | Suraj Enterprise | RCC M-25 (Only for Ground Floor Manual Casting) | All laying M25 grade reinforced cement concrete (excluding cost of shuttering & reinforcement) for all leads and for all items e.g. columns, beams, slabs, lintels, staircase, retaining wall, machine foundation, pockets etc. of all profile coming till ground level using 20 mm nominal size & downgraded good quality aggregate as per design mix approved by Engineer-in-Charge. including vibrating/compacting, curing, scaffolding as required establishing dewatering system by pumping / bailing out water, cleaning, preparing surfaces, junctions etc. including curing complete to the entire satisfaction of Engineer-in-Charge. Cement concrete should have an ultimate crushing strength of not less than 250 Kg/sq.cm on 15cm X15cm X 15cm cube at 28 days and source of concrete will be RMC. Special conditions: - Rates are quoted for all levels & heights. (RMC & Reinforcement Steel will be supplied by client but subjected to reconciliation.) Manual Casting Only in Ground Floor Level. | Cum. | 22.5 | 1550 | Approved
The Ramdulari | COMMON INFRASTRUCTURE | Hardscape |  | WO/RP/RP03/36 | MATUR ENTERPRISE | RCC M-25 (Only for Ground Floor Manual Casting) | All laying M25 grade reinforced cement concrete (excluding cost of shuttering & reinforcement) for all leads and for all items e.g. columns, beams, slabs, lintels, staircase, retaining wall, machine foundation, pockets etc. of all profile coming till ground level using 20 mm nominal size & downgraded good quality aggregate as per design mix approved by Engineer-in-Charge. including vibrating/compacting, curing, scaffolding as required establishing dewatering system by pumping / bailing out water, cleaning, preparing surfaces, junctions etc. including curing complete to the entire satisfaction of Engineer-in-Charge. Cement concrete should have an ultimate crushing strength of not less than 250 Kg/sq.cm on 15cm X15cm X 15cm cube at 28 days and source of concrete will be RMC. Special conditions: - Rates are quoted for all levels & heights. (RMC & Reinforcement Steel will be supplied by client but subjected to reconciliation.) Manual Casting Only in Ground Floor Level. | Cum. | 85 | 1600 | Approved
The Ramdulari | COMMON INFRASTRUCTURE | Hardscape |  | WO/RP/RP03/36 | MATUR ENTERPRISE | Reinforcement Work | Charges for fixing steel reinforcement (Tor Steel as per IS-1786, Fe 500) for RCC work including transporting, de-coiling, straightening, removing loose rust, cutting, bending and placing for all profile and for all lead & lift till Plinth level and binding with 18 gauge annealed wire to the entire satisfaction of Engineer-in-Charge. Payment of steel shall be made as per drawing and approved bar bending schedule with permissible laps and paid on the basis of the sectional weights of bar as per relevant I.S. Code. The rate shall include cost of binding wire, spacers, and pins, cover blocks, which will not be measured separately for payment. (Reinforcement Steel Shall be supplied by Client subject to reconciliation.) | MT | 25 | 9500 | Approved
The Ramdulari | COMMON INFRASTRUCTURE | Hardscape |  | WO/RP/RP03/39 | Suraj Enterprise | Reinforcement Work | Charges for fixing steel reinforcement (Tor Steel as per IS-1786, Fe 500) for RCC work including transporting, de-coiling, straightening, removing loose rust, cutting, bending and placing for all profile and for all lead & lift till Plinth level and binding with 18 gauge annealed wire to the entire satisfaction of Engineer-in-Charge. Payment of steel shall be made as per drawing and approved bar bending schedule with permissible laps and paid on the basis of the sectional weights of bar as per relevant I.S. Code. The rate shall include cost of binding wire, spacers, and pins, cover blocks, which will not be measured separately for payment. (Reinforcement Steel Shall be supplied by Client subject to reconciliation.) | MT | 3 | 9225 | Approved
The Ramdulari | COMMON INFRASTRUCTURE | Hardscape |  | WO/RP/RP03/36 | MATUR ENTERPRISE | 200mm thk Brickwork | Providing and Erecting of 200mm/250mm thk brick work with Red Brick/ Fly ash bricks for walls of specified thickness in Sand cement mortar (6:1) including the cost of all material, labour, tools, tackles, necessary chipping, hacking, applying cement slurry scaffolding, curing etc. complete as per direction of Engineer-in-Charge and technical specification. (Cement supplied by Client but subjected to reconciliation) | Cum. | 14 | 8350 | Approved
The Ramdulari | COMMON INFRASTRUCTURE | Hardscape |  | WO/RP/RP03/39 | Suraj Enterprise | 200mm thk Brickwork | Providing and Erecting of 200mm/250mm thk brick work with Red Brick/ Fly ash bricks for walls of specified thickness in Sand cement mortar (6:1) including the cost of all material, labour, tools, tackles, necessary chipping, hacking, applying cement slurry scaffolding, curing etc. complete as per direction of Engineer-in-Charge and technical specification. (Cement supplied by Client but subjected to reconciliation) | Cum. | 0 | 8350 | Approved
The Ramdulari | COMMON INFRASTRUCTURE | Hardscape |  | WO/RP/RP03/36 | MATUR ENTERPRISE | Kerb Stone Fixing | All Charges for providing & fixing of Kerb stones of specific sizes over 10mm cement sand Morter bed along the Pavement or other designated places including jointing the kerbstone with cement mortar with necessary alignment, all lead and lift, carrying cost from stock yard to execution point, All complete as per drawing & direction of EIC. (Kerbstone & Cement will be supplied by Client but subjected to reconciliation) | RMT | 251.236 | 325 | Approved
The Ramdulari | COMMON INFRASTRUCTURE | Hardscape |  | WO/RP/RP03/39 | Suraj Enterprise | Kerb Stone Fixing | All Charges for providing & fixing of Kerb stones of specific sizes over 10mm cement sand Morter bed along the Pavement or other designated places including jointing the kerbstone with cement mortar with necessary alignment, all lead and lift, carrying cost from stock yard to execution point, All complete as per drawing & direction of EIC. (Kerbstone & Cement will be supplied by Client but subjected to reconciliation) | RMT | 0 | 325 | Approved
The Ramdulari | COMMON INFRASTRUCTURE | Hardscape |  | WO/RP/RP03/36 | MATUR ENTERPRISE | AAC Block Filling | Labour Charges for laying AAC Block Filling the joints to be filled with 1:6 cement sand mortar. (AAC Blocks, Cement will be supplied by Client but subject to reconciliation) | Cum. | 326 | 2150 | Approved
The Ramdulari | COMMON INFRASTRUCTURE | Hardscape |  | WO/RP/RP03/39 | Suraj Enterprise | AAC Block Filling | Labour Charges for laying AAC Block Filling the joints to be filled with 1:6 cement sand mortar. (AAC Blocks, Cement will be supplied by Client but subject to reconciliation) | Cum. | 10.6 | 2085 | Approved
The Ramdulari | COMMON INFRASTRUCTURE | Hardscape |  | WO/RP/RP03/36 | MATUR ENTERPRISE | 12mm Thik Internal Plaster (1:6) | Charges for Providing and applying plaster for internal wall of 12mm.thick with sand cement mortar (6 parts sand: 1 part cement) including rounding off or chamfering corners as directed and raking out joints or roughening of concrete surface, including fixing of 300 mm wide wire mesh in the junction of R.C.C. & Brickwork & threading nosing and drip course where necessary including steel scaffolding, curing, complete as per direction of Engineer-in-Charge. (Cement will be supplied by Client but subject to reconciliation) | Sq.Mtr. | 280 | 245 | Approved
The Ramdulari | COMMON INFRASTRUCTURE | Hardscape |  | WO/RP/RP03/39 | Suraj Enterprise | 12mm Thik Internal Plaster (1:6) | Charges for Providing and applying plaster for internal wall of 12mm.thick with sand cement mortar (6 parts sand: 1 part cement) including rounding off or chamfering corners as directed and raking out joints or roughening of concrete surface, including fixing of 300 mm wide wire mesh in the junction of R.C.C. & Brickwork & threading nosing and drip course where necessary including steel scaffolding, curing, complete as per direction of Engineer-in-Charge. (Cement will be supplied by Client but subject to reconciliation) | Sq.Mtr. | 0 | 245 | Approved
The Ramdulari | COMMON INFRASTRUCTURE | Hardscape |  | WO/RP/RP03/36 | MATUR ENTERPRISE | 75mm Avg IPS | Charges for Providing & Laying of IPS (Indian patent stone) flooring, of average 75 mm thickness, using cement concrete 1:2:4 (1 cement:2 coarse sand: 4 graded stone aggregates of 10-20 mm). The base concrete surface shall be thoroughly chipped to remove laitance, loose sand, dirt etc. cleaned with wire brush before laying the concrete. The rate is inclusive of labour, materials, tools and tackles, all lead and lift, curing, necessary formwork if required etc. all complete as per direction of EIC. (All materials & Labour are in contractor’s scope Except Cement Provided by Client but subjected to reconciliation) | Sq.Mtr. | 75 | 850 | Approved
SOUTHWINDS PROJECT LLP (PHASE - III & IV) | HARDSCAPE & LANDSCAPE PHASE - IV | Hardscape | Flooring Work | WO/SP34/HL4/6 | ATEE ENTERPRISES | CYTRO Skating ring special floor for outdoors | Material and application of CYTRO Skating ring special floor for outdoors on surfacing material, solvent free, High cleaning of concrete surface with proper grinding of surface to remove the extra mortar from the floor and remove all loose particle, oil, contamination, laitance to provide the strong gripping surface and apply p5 hybrid primer for self-levelling with water base PU medium resin and two coat of hybrid PU Epoxy with two component system and prepared surface to seal and the surface finally line marking. Abrasion resistance as per ASTMD4060, VOC as per ASTM D2369 for cycle track and Nano water based clear top coat. Skating Ring area Surface Concreting in client scope (Southwinds) under Contractor (Atee Enterprises) Supervision. Note: site must inform at least 5 days in advance before starting the concrete work to Atee Enterprises, for supervision purposes | Sq.Ft. | 1120.74 | 145 | Approved
SOUTHWINDS PROJECT LLP (PHASE - III & IV) | COMMON INFRASTRUCTURE - PHASE III & IV | Consultancy Charges | OTHER CONSLUTANTS | WO/SP34/CI34/74 | ATEE ENTERPRISES | Consultancy Service for golf area | Consultancy service for the construction & development of the Golf area of our residential project, “Southwinds”. The consultancy includes providing detailed drawing and BOQ (bill of quantity) along with material specification and supervision during the entire construction and development of golf area till completion in all respect. Approx. 10,000 Sq.Ft. area. | Lump Sum | 1 | 250000 | Amended & Approved
SOUTHWINDS PROJECT LLP (PHASE - III & IV) | FINISHING PHASE - IV | Wood Work |  | WO/SP34/FW4/75 | RAJ KUMAR FURNITURE WORKS | Pine wood louver at Block 13 to 16 | Charges for Polishing & fixing of louvers made by pine woods of sizes 2"x1" and 1"x1/2" alternatively over fixing of 12 mm thick ply on the plastered surface of lift fascia as per drawing & EIC. Only ply and Pine woods(Unpolished) will be supplied by client but subject to reconciliation. Location: Ground floor lift fascia at Block 13, 14 (Part - 1 & 2), 15 & 16 | Sq.Ft. | 83.24 | 675 | Approved
SOUTHWINDS PROJECT LLP (PHASE - III & IV) | FINISHING PHASE - IV | Wood Work |  | WO/SP34/FW4/75 | RAJ KUMAR FURNITURE WORKS | loading unloading. | Charges for loading unloading transportation and hire charges for machinery as per direction of EIC | Sq.Ft. | 83.24 | 27 | Approved
SOUTHWINDS PROJECT LLP (PHASE - III & IV) | FINISHING PHASE - IV | False Celling |  | WO/SP34/FW4/76 | Veer Enterprises | False Ceiling work at MLCP (Except Club Area) as per BOQ ,dwg and direction of EIC. | False Ceiling work at MLCP (Except Club Area) as per BOQ ,dwg and direction of EIC. |  | 0 | 0 | Approved
SOUTHWINDS PROJECT LLP (PHASE - III & IV) | FINISHING PHASE - IV | False Celling |  | WO/SP34/FW4/76 | Veer Enterprises | False Ceiling (Ground Floor - Reception Lobby) Hilux Board(Moisture resistant)8mm thk. | Providing and fixing with Hilux Board(Moisture resistant) 8mm thk. flat framework comprising of rolled galvanized metal sections consisting of the main channels to run in one direction at 1000mm c/c and secondary ceiling section at 525-650 mm c/c in other direction connected to main channel with GI connecting clips of 10 SWG of approved quality. The grids shall be suspended from structural slab by GI strap hangers 15mm x 15mm size @ 1000mm c/c both ways from structural support. Hilux board 8mm thk. is then screwed & fixed to ceiling section, finished with jointing compound, paper tape. Location - "False Ceiling (Reception Lobby Area Gr. Floor )" Brand- Ramco / as approved. | Sq.Ft. | 332.726 | 85 | Approved
SOUTHWINDS PROJECT LLP (PHASE - III & IV) | FINISHING PHASE - IV | False Celling |  | WO/SP34/FW4/76 | Veer Enterprises | False Ceiling Cove (Ground Floor - Reception Lobby) Hilux Board(Moisture resistant)8mm thk. | Providing and fixing with Hilux Board(Moisture resistant) 8mm thk. flat framework comprising of rolled galvanized metal sections consisting of the main channels to run in one direction at 1000mm c/c and secondary ceiling section at 525-650 mm c/c in other direction connected to main channel with GI connecting clips of 10 SWG of approved quality. The grids shall be suspended from structural slab by GI strap hangers 15mm x 15mm size @ 1000mm c/c both ways from structural support. Hilux board 8mm thk. is then screwed & fixed to ceiling section, finished with jointing compound, paper tape. Location - "False Ceiling Cove (Reception Lobby Area Gr. Floor )" Brand- Ramco / as approved. | Rft | 73.472 | 80 | Approved
SOUTHWINDS PROJECT LLP (PHASE - III & IV) | FINISHING PHASE - IV | False Celling |  | WO/SP34/FW4/76 | Veer Enterprises | Trap Door (Ground Floor lobby) Hilux Board (Size : 600mm X 600mm) | Trap Door At Ground Floor Lobby Providing and fixing of Trap Door made with 8 mm Hilux Board including galvanized metal sections with fittings and fixtures at all 4 peripheries of cut out area and trap door) to,all finishing at all level as per drawing and direction of Engineer-in-Charge. size 2' x 2' | Nos | 1 | 300 | Approved
SOUTHWINDS PROJECT LLP (PHASE - III & IV) | FINISHING PHASE - IV | False Celling |  | WO/SP34/FW4/76 | Veer Enterprises | False Ceiling (Typ Floor - Reception Lobby) Gypsum board 12 mm thk. | False Ceiling (Lobby ) Providing and fixing with Gypsum board 12 mm thk. flat framework comprising of rolled galvanized metal sections consisting of the main channels to run in one direction at 1000mm c/c and secondary ceiling section at 525-650mm c/c in other direction connected to main channel with GI connecting clips of 10 SWG of approved quality. The grids shall be suspended from structural slab by GI strap hangers 15mmx15mm size @ 1000mm C/C both ways from structural support. Gypsum board 12 mm thick is then screwed & fixed to ceiling section, finished with jointing compound, paper tape including necessary scaffolding & tool tackles all complete as per direction of drawing and direction of Engineer-In-Charge Location - "False Ceiling (Reception Lobby Area typ Floor)" | Sq.Ft. | 1667.665 | 70 | Approved
SOUTHWINDS PROJECT LLP (PHASE - III & IV) | FINISHING PHASE - IV | False Celling |  | WO/SP34/FW4/76 | Veer Enterprises | False Ceiling Cove (Typ Floor - Reception Lobby) Gypsum board 12 mm thk. | False Ceiling (Lobby cove ) Providing and fixing with Gypsum board 12 mm thk. flat framework comprising of rolled galvanized metal sections consisting of the main channels to run in one direction at 1000mm c/c and secondary ceiling section at 525-650mm c/c in other direction connected to main channel with GI connecting clips of 10 SWG of approved quality. The grids shall be suspended from structural slab by GI strap hangers 15mmx15mm size @ 1000mm C/C both ways from structural support. Gypsum board 12 mm thick is then screwed & fixed to ceiling section, finished with jointing compound, paper tape including necessary scaffolding & tool tackles all complete as per direction of drawing and direction of Engineer-In-Charge Location - "False Ceiling Cove (Reception Lobby Area typ Floor)" | Rft | 590.4 | 60 | Approved
SOUTHWINDS PROJECT LLP (PHASE - III & IV) | FINISHING PHASE - IV | False Celling |  | WO/SP34/FW4/76 | Veer Enterprises | Trap Door (Typ Floor lobby) Gypsum Board (Size : 600mm X 600mm) | Trap Door At typ Floor Lobby Providing and fixing of Trap Door made with Gypsum Board 12 mm thk. including galvanized metal sections with fittings and fixtures at all 4 peripheries of cut out area and trap door) to,all finishing at all level as per drawing and direction of Engineer-in-Charge. size 2' x 2' | Nos | 5 | 300 | Approved
SOUTHWINDS PROJECT LLP (PHASE - III & IV) | CLUB PHASE - III & IV | False Celling |  | WO/SP34/CW34/22 | Veer Enterprises | False Ceiling work at Club as per BOQ ,dwg and direction of EIC. | False Ceiling work at Club as per BOQ ,dwg and direction of EIC. |  | 0 | 0 | Amended & Approved
SOUTHWINDS PROJECT LLP (PHASE - III & IV) | CLUB PHASE - III & IV | False Celling |  | WO/SP34/CW34/22 | Veer Enterprises | False Ceiling (Reception Lobby, Gym Room & Game Room Area of 6th & 7th Floor) - Gypsum board 12 mm thk. | False Ceiling (Lobby) Providing and fixing with Gypsum board 12 mm thk. flat framework comprising of rolled galvanized metal sections consisting of the main channels to run in one direction at 1000mm c/c and secondary ceiling section at 525-650mm c/c in other direction connected to main channel with GI connecting clips of 10 SWG of approved quality. The grids shall be suspended from structural slab by GI strap hangers 15mmx15mm size @ 1000mm C/C both ways from structural support. Gypsum board 12 mm thick is then screwed & fixed to ceiling section, finished with jointing compound, paper tape including necessary scaffolding & tool tackles all complete as per direction of drawing and direction of Engineer-In-Charge Location - "False Ceiling (Reception Lobby, Gym Room & Game Room Area of 6th & 7th Floor)" | Sq.Ft. | 3095.425 | 70 | Approved
SOUTHWINDS PROJECT LLP (PHASE - III & IV) | CLUB PHASE - III & IV | False Celling |  | WO/SP34/CW34/22 | Veer Enterprises | False Ceiling Cove (Reception Lobby, Gym Room & Game Room Area of 6th & 7th Floor) - Gypsum board 12 mm thk. | False Ceiling (Lobby cove) Providing and fixing with Gypsum board 12 mm thk. flat framework comprising of rolled galvanized metal sections consisting of the main channels to run in one direction at 1000mm c/c and secondary ceiling section at 525-650mm c/c in other direction connected to main channel with GI connecting clips of 10 SWG of approved quality. The grids shall be suspended from structural slab by GI strap hangers 15mmx15mm size @ 1000mm C/C both ways from structural support. Gypsum board 12 mm thick is then screwed & fixed to ceiling section, finished with jointing compound, paper tape including necessary scaffolding & tool tackles all complete as per direction of drawing and direction of Engineer-In-Charge Location - "False Ceiling Cove (Reception Lobby, Gym Room & Game Room Area of 6th & 7th Floor)" | Rft | 567.243 | 60 | Approved
SOUTHWINDS PROJECT LLP (PHASE - III & IV) | CLUB PHASE - III & IV | False Celling |  | WO/SP34/CW34/22 | Veer Enterprises | Trap Door At 6th & 7th Floor Lobby - size 2' x 2' | Trap Door At 6th & 7th Floor Lobby Providing and fixing of Trap Door made with Gypsum Board 12 mm thk. including galvanized metal sections with fittings and fixtures at all 4 peripheries of cut out area and trap door) to,all finishing at all level as per drawing and direction of Engineer-in-Charge. size 2' x 2' | Nos | 0 | 300 | Approved
SOUTHWINDS PROJECT LLP (PHASE - III & IV) | CLUB PHASE - III & IV | False Celling |  | WO/SP34/CW34/22 | Veer Enterprises | False Ceiling (Wash Room, WC, Kitchen, Pump Room & Toilet) Cement fibre board (Moisture resistant) 6mm thk. | False Ceiling (Wash Room, WC, Kitchen, Pump Room & Toilet Area) including cutting of Trap door area: Providing and fixing with 6mm th. Cement fibre board (Moisture resistant) Flat framework comprising of rolled galvanized metal sections consisting of the main channels to run in one direction at 1000mm c/c and secondary ceiling section at 525-650mm c/c in other direction connected to main channel with GI connecting clips of 10 SWG of approved quality. The grids shall be suspended from structural slab by GI strap hangers 15mm x 15mm size @ 1000mm C/C both ways from structural support.6mm thk. Cement fibre board (Moisture resistant) is then screwed & fixed to ceiling section, finished with jointing compound, paper tape including necessary scaffolding & tool tackles all complete as per direction of drawing and direction of Engineer-In-Charge. Board Brand: Everest / Equivalent Channel Make: Indian Gypsum / Equivalent | Sq.Ft. | 1112.024 | 65 | Approved
SOUTHWINDS PROJECT LLP (PHASE - III & IV) | CLUB PHASE - III & IV | False Celling |  | WO/SP34/CW34/22 | Veer Enterprises | Trap Door At Wash Room, WC, Kitchen & Toilet Area of 6th & 7th Floor - size 1.5' x 1.5' | Trap Door At Wash Room, WC, Kitchen & Toilet Area of 6th & 7th Floor Providing and fixing of Trap Door made with 6 mm Cement Fibre Board including galvanized metal sections with fittings and fixtures at all 4 peripheries of cut out area and trap door) to,all finishing at all level as per drawing and direction of Engineer-in-Charge. size 1.5' x 1.5' | Nos | 0 | 300 | Approved
AARANYA | EXPERIENCE CENTER | Civil | Sub & Super Structure Work | WO/PKB/PKX/20 | M.A Construction | Skilled & Un-Skilled | Charges of Skilled & Un-Skilled labour for misc civil work as per direction of EIC. |  | 0 | 0 | Approved
AARANYA | EXPERIENCE CENTER | Civil | Sub & Super Structure Work | WO/PKB/PKX/20 | M.A Construction | Mason | Charges of Mason for misc civil work at Site as per requirement & direction of EIC. Rate Per 8 Hours including Lunchtime. | Nos | 230 | 650 | Approved
AARANYA | EXPERIENCE CENTER | Civil | Sub & Super Structure Work | WO/PKB/PKX/20 | M.A Construction | Mason Helper | Charges of Mason helper for misc civil work at Site as per requirement & direction of EIC. Rate Per 8 Hours including Lunchtime. | Nos | 249 | 450 | Approved
AARANYA | EXPERIENCE CENTER | Civil | Sub & Super Structure Work | WO/PKB/PKX/20 | M.A Construction | Chipper | Charges of Chipper for misc civil work at Site as per requirement & direction of EIC. Rate Per 8 Hours including Lunchtime. | Nos | 98 | 580 | Approved
AARANYA | EXPERIENCE CENTER | Civil | Sub & Super Structure Work | WO/PKB/PKX/20 | M.A Construction | Unskill Labour | Charges of Unskilled Labour for misc civil work at Site as per requirement & direction of EIC. Rate Per 8 Hours including Lunchtime. | Nos | 71 | 450 | Approved
AARANYA | EXPERIENCE CENTER | Civil | Sub & Super Structure Work | WO/PKB/PKX/20 | M.A Construction | Carpenter & Fitter | Charges of Carpenter & Fitter for misc civil work at Site as per requirement & direction of EIC. Rate Per 8 Hours including Lunchtime. | Nos | 46 | 650 | Approved
AARANYA | EXPERIENCE CENTER | Civil | Sub & Super Structure Work | WO/PKB/PKX/20 | M.A Construction | Carpenter & Fitter Helper | Charges of Carpenter & Fitter Helper for misc civil work at Site as per requirement & direction of EIC. Rate Per 8 Hours including Lunchtime. | Nos | 39 | 450 | Approved
AARANYA | EXPERIENCE CENTER | Civil | Sub & Super Structure Work | WO/PKB/PKX/20 | M.A Construction | Scaffolder | Charges of Scaffolder for misc civil work at Site as per requirement & direction of EIC. Rate Per 8 Hours including Lunchtime. | Nos | 15 | 650 | Approved
AARANYA | EXPERIENCE CENTER | Civil | Sub & Super Structure Work | WO/PKB/PKX/20 | M.A Construction | Supervisor | Charges of Supervisor for misc civil work at Site as per requirement & direction of EIC. Rate Per 8 Hours including Lunchtime. | Nos | 23 | 800 | Approved
AARANYA | EXPERIENCE CENTER | Painting | External Painting | WO/PKB/PKX/21 | INTERIO HUB | DIAGONAL 1MM COARSE TEXTURE | DIAGONAL 1MM COARSE TEXTURE: Providing and applying exterior textured finish over plastered surface, including base preparation, application of primer, and final paint finish as per specifications. The scope includes: i) Surface preparation and cleaning of the plastered wall. ii) Applying one coat of exterior primer. iii) Application of texture paste and creation of approved pattern (Diagonal 1mm Coarse Texture). iv) Finishing with two coats of exterior acrylic emulsion paint of approved shade. (Brand: Asian paints Apex or equivalent) | Sq.Ft. | 3388.5 | 40 | Approved
AARANYA | EXPERIENCE CENTER | Painting | External Painting | WO/PKB/PKX/21 | INTERIO HUB | Exterior Acrylic Emulsion Paint (Weathercoat) | Exterior Acrylic Emulsion Paint (Weathercoat): Providing and applying one coat of Snowcem on plastered surface, followed by one coat of exterior primer and two coats of exterior acrylic emulsion paint (Weathercoat) of approved shade as per drawing. The scope includes surface preparation, all necessary scaffolding, material handling including lifting, loading-unloading, and application using manufacturer-recommended tools and techniques, all complete as per the direction of the Engineer-in-Charge. (Brand: Asian Paints, Apex Or Equivalent) | Sq.Ft. | 4893 | 15 | Approved
Primarc Aadvika | EXPERIENCE CENTER | External Painting |  | WO/HW1/PHW3/18 | INTERIO HUB | Exterior Acrylic Emulsion Paint (Weather coat): | Exterior Acrylic Emulsion Paint (Weather coat): Providing and applying one coat of exterior primer and two coats of exterior acrylic emulsion paint (Weathercoat) of approved shade as per drawing. The scope includes surface preparation, all necessary scaffolding, material handling including lifting, loading-unloading, and application using manufacturer-recommended tools and techniques, all complete as per the direction of the Engineer-in-Charge. (Brand: Asian Paints ACE exterior emulsion Or Equivalent) Colour: Terracota | Sq.Ft. | 533 | 13 | Approved
Primarc Aadvika | EXPERIENCE CENTER | Mechanical Car Parking |  | WO/HW1/PHW3/16 | B P Enterprise | Old sal ballah cutting | Charges for old sal ballah cutting for Length of 2.1mtr, Dia-200 including tools & tackles, labours all complete as per the direction and entire satisfaction of the Technical head/EIC. | Nos | 7 | 350 | Approved
Primarc Aadvika | EXPERIENCE CENTER | Mechanical Car Parking |  | WO/HW1/PHW3/16 | B P Enterprise | RCC- M20 (SMC) | Charges for providing & laying of R.C.C (M20 Grade) by site mix concrete 25 mm and down sized , screened and washed well graded stone chips excluding shuttering, consolidation complete in all respect as per drawing, specification and direction of EIC. (Cement & steel would be supplied by the client, but subjected to reconciliation.) - 5 nos. Patkua pile & pile cap | Cum. | 9.5 | 6500 | Approved
Primarc Aadvika | EXPERIENCE CENTER | Mechanical Car Parking |  | WO/HW1/PHW3/16 | B P Enterprise | Ply Shuttering | All charges for providing, fabricating, erecting and fixing in position plained timber, plywood centering and shuttering true to line and level, including steel propping, staging, shuttering removal, applying shuttering oil, including required bracing, chamfering corners (of exposed edges) of all applicable structures and complete as per drawing and direction of Engineer-in-Charge. Rate shall also include removal and dismantling the aforesaid assembly after specified period complete at all depths and leads for all items - 5 nos. Patkua pile & pile cap | Sq.Mtr. | 12.8 | 425 | Approved
Primarc Aadvika | EXPERIENCE CENTER | Mechanical Car Parking |  | WO/HW1/PHW3/16 | B P Enterprise | steel reinforcement | All charges for fixing steel reinforcement (Tor Steel as per IS-1786, Fe 500) for RCC work including transporting, decoiling, straightening, removing loose rust, cutting, bending and placing for all profile and for all lead & lift and binding with 18 gauge annealed wire as per drawing and direction of Engineer-in-Charge. Payment of steel shall be made as per drawing and approved bar bending schedule with permissible laps and paid on the basis of the sectional weights of bar as per relevant I.S. Code. The rate shall include cost of binding wire, chairs, spacers, pins, cover blocks which will not be measured separately for payment. (Reinforcement would be supplied by the client free of cost, but subjected to reconciliation) - 5 nos. Patkua pile & pile cap | MT | 0.56 | 7000 | Approved
Primarc Aadvika | EXPERIENCE CENTER | Mechanical Car Parking |  | WO/HW1/PHW3/16 | B P Enterprise | Bolt Fixing for MLCP structural Base Plate | Charges for fixing of bolts with base plates including necessary welding at foundation level for anchoring and supporting the MS structural framework of the MCP shed, as per approved drawings and instructions of the Engineer-in-Charge. (Only Bolts and Plates are supplied by the Client) | Nos | 40 | 50 | Approved
Primarc Aadvika | EXPERIENCE CENTER | Mechanical Car Parking |  | WO/HW1/PHW3/16 | B P Enterprise | Hire Charges for Concrete Breaker | Hire Charges for Concrete Breaker for Dismantling of Reinforced Cement Concrete(RCC) structure at foundation level including the cost of operator as per direction of Engineer-in-Charge. | Lump Sum | 1 | 14075 | Approved
SOUTHWINDS PROJECT LLP (PHASE - III & IV) | FINISHING PHASE - IV | Wood Work |  | WO/SP34/FW4/77 | RAJ KUMAR FURNITURE WORKS | Letter Box Making & Fixing Work at Phase - IV | Letter Box Making & Fixing Work at Phase - IV |  | 0 | 0 | Approved
SOUTHWINDS PROJECT LLP (PHASE - III & IV) | FINISHING PHASE - IV | Wood Work |  | WO/SP34/FW4/77 | RAJ KUMAR FURNITURE WORKS | making and fixing letter box | Labour charges for making and fixing letter box with 19mm & 6mm ply with three side laminate including pasting of no on letter box all tools & tackles and consumable materials as per drawing and direction of EIC. Ply, Laminate ,Lock & Hinges will be supplied by client. size -will be as per site suitability" Block - 13 = 65.10 Sq.Ft. Block - 14 (Part - 1) = 65.10 Sq.Ft. Block - 14 (Part - 2) = 77.50 Sq.Ft. Block - 15 = 54.60 Sq.Ft. Block - 16 = 44 Sq.Ft. | Sq.Ft. | 306.3 | 405 | Approved
SOUTHWINDS PROJECT LLP (PHASE - III & IV) | FINISHING PHASE - IV | Wood Work |  | WO/SP34/FW4/77 | RAJ KUMAR FURNITURE WORKS | loading unloading | Charges for loading unloading transportation and hire charges for machinery as per direction of EIC | Sq.Ft. | 306.3 | 16 | Approved
SOUTHWINDS PROJECT LLP (PHASE - III & IV) | FINISHING PHASE - IV | Wood Work |  | WO/SP34/FW4/77 | RAJ KUMAR FURNITURE WORKS | Letter Box Painting Work at Phase - IV | Letter Box Painting Work at Phase - IV |  | 0 | 0 | Approved
SOUTHWINDS PROJECT LLP (PHASE - III & IV) | FINISHING PHASE - IV | Wood Work |  | WO/SP34/FW4/77 | RAJ KUMAR FURNITURE WORKS | Letter Box Painting | "Providing and applying of 1 Coat of Wood Primer followed by 2 Coats of Premium Satin Enamel (Rich Matt Finish Enamel) of approved manufacture at inside of the Letter Box including scraping with all finish atc.as per drawing and direction of EIC Colour Code: As per Drawing Brand: ICI/Asian/Berger/AkzoNoble" | Sq.Ft. | 1531.5 | 10 | Approved
SOUTHWINDS PROJECT LLP (PHASE - III & IV) | FINISHING PHASE - IV | Wood Work |  | WO/SP34/FW4/77 | RAJ KUMAR FURNITURE WORKS | loading unloading | Charges for loading unloading transportation and hire charges for machinery as per direction of EIC | Sq.Ft. | 1531.5 | 0.4 | Approved
The Ramdulari | CLUB | Water Proofing |  | WO/RP/RP06/6 | NEW WATER SEAL | Water Proofing Treatment at Roof & Deck Area | Providing and applying waterproofing treatment Horizontal surfaces using Zydex ZycoSil Max as per manufacturer’s specifications, including the following steps: 1. Surface Preparation: • The surfaces should be structurally sound and the bare AAC Block substrate to be exposed by suitable mechanical means to ensure it to be free from dirt, dusts, and any foreign material. All surface imperfections, protrusions, structurally unsound and friable concrete must be removed and repaired with a suitable concrete repair mortar. • Grouting around all penetrations i.e. leaking spots, construction joints, honeycomb locations, cracks etc. on AAC Block surface with suitable compound for stability. Angular Fillets: Champhering the junction of top surface and sidewall junction and filling the same using polymer modified mortar (cement: sand) admixed with Zydex Zycoprime+ as per required dosage by weight of cement by weight of cement. 2. Application Procedure: • Horizontal surface to be treated with the solution of (Zydex Zycosil Max: Water=1:45) through brush over the cleaned surface followed by application of (Zydex Zycobond Max: Water=1:1) until full saturation. • Let the surface to dry. • Apply a bond coat of Zydex Cold Bond and after 30 minutes sealing around the periphery junctions, with polymer modified mortar (cement: sand) admixed with Zydex Zycoprime+ as per required dosage by weight of cement after champhering. Cracks will also be sealed after opening it in Dovetail groove pattern & sealing the same with polymer mortar. • Providing and applying first coat of (Zydex Elastosil: Cement=1 Ltr: 750 gm) with required amount of water for brushability over dried surface using flat brush/roller. • Leave the surface for 6 to 12 hours for drying. • After this, second coat should be applied and left to dry completely. • Apply Cement Sand Ghola on the top surface of waterproofing protective layer. | Sq.Ft. | 4005 | 55 | Approved
Primarc Chambers | BLOCK | POP/PUTTY Work |  | WO/PCH/PC01/50 | GAZI PAINTS PRIVATE LIMITED | 3mm thk. putty work (Gr. Fl) | "Charges for providing and applying of minimum 3mm thick putty ( 1.5 mm thick coarse putty in single coat as a base coarse and 1.5mm thick fine putty in double coats over the base coarse) including necessary surface preparation to remove any lumps, rendering, chipping of raised portion etc. all complete of the internal wall and ceiling as per direction of EIC. The rate inclusive of cost of all materials, storage of materials, tools & tackles, inside scaffolding, labour, transportation all lead and lift, overhead and profit etc. all complete. Brand of Putty: Asian/Berger Location-Ground Floor | Sq.Ft. | 3660.2 | 6.7 | Approved
Primarc Chambers | BLOCK | POP/PUTTY Work |  | WO/PCH/PC01/50 | GAZI PAINTS PRIVATE LIMITED | Gypsum Plaster | Providing & Applying Gypsum Plaster |  | 0 | 0 | Approved
Primarc Chambers | BLOCK | POP/PUTTY Work |  | WO/PCH/PC01/50 | GAZI PAINTS PRIVATE LIMITED | Providing and applying 12-15mm Gypsum Plaster | Charges for providing and applying 12-15mm Gypsum Plaster including necessary surface preparation to remove any lumps, rendering, chipping of raised portion, necessary hacking, grinding, application of fiber mesh etc. all complete of the the internal wall and ceiling as per drawing and direction of EIC. The rate inclusive of cost of al materials, storage of materials, tools & tackles, inside scaffolding, labour, lead and lift all complete . Brand of Gypsum : Rhino , Location : Ground Floor | Sq.Ft. | 881 | 28.5 | Approved
Primarc Chambers | BLOCK | POP/PUTTY Work |  | WO/PCH/PC01/50 | GAZI PAINTS PRIVATE LIMITED | Additional charges for loading unloading | Additional charges for loading unloading & transportation of material as per direction of EIC | Sq.Ft. | 881 | 3.5 | Approved
SOUTHWINDS PROJECT LLP (PHASE - III & IV) | FINISHING PHASE - IV | False Celling |  | WO/SP34/FW4/43 | TARAMA ASSOCIATES | Trap Door at Lobby Area: Size- 1.5'X1.5' | Trap Door at Lobby Area:)Providing and fixing of trap door made with Gypsum Board 12mm including Galvanized metal sections with fittings and fixture(at all 4 peripheries of cut out area and trap door)to, all finishing at all level as per drawing and direction of Engineer-in-Charge. Size- 1.5'X1.5' | Nos | 108 | 275 | Approved
SOUTHWINDS PROJECT LLP (PHASE - III & IV) | FINISHING PHASE - IV | False Celling |  | WO/SP34/FW4/38 | MMK INTERIOR | False Ceiling work at Lobby, Toilet & Kitchen (Typical Floor + Gr. Floor )area of Block-14(Part-01 & 02) as per BOQ ,dwg and direction of EIC. | Trap Door at Lobby Area:)Providing and fixing of trap door made with Gypsum Board 12mm including Galvanized metal sections with fittings and fixture(at all 4 peripheries of cut out area and trap door)to, all finishing at all level as per drawing and direction of Engineer-in-Charge. Size- 1.5'X1.5' |  | 0 | 0 | Approved
SOUTHWINDS PROJECT LLP (PHASE - III & IV) | FINISHING PHASE - IV | False Celling |  | WO/SP34/FW4/38 | MMK INTERIOR | For Block - 14 (Part - 1) | For Block - 14 (Part - 1) | Nos | 108 | 300 | Approved
SOUTHWINDS PROJECT LLP (PHASE - III & IV) | FINISHING PHASE - IV | False Celling |  | WO/SP34/FW4/38 | MMK INTERIOR | For Block - 14 (Part - 2) | For Block - 14 (Part - 2) | Nos | 126 | 300 | Approved
Primarc Aahana | BLOCK | Piling Work |  | WO/AAH/AAH04/1 | GEO Piling Solutions | Piling Work 450mm & 600mm | Charges for Boring, Providing and Installing 450 mm dia & 600mm dia working pile by DMC Mechanical method including pouring of RMC(M 25) and placing & fixing in position TMT steel bar reinforcement for RCC in situ work, cost of supplying, cutting, bending and binding with 18 gauge MS annealed binding wire, cement concrete spacer blocks etc.. complete strictly as per (15:2911 [Part 1/Sec. 2] drawings, specifications and as directed by the Engineer. The cement concrete should have an ultimate crushing strength of not less than 300Kg/sq.cm on 15 cm x 15cm x 15cm Cube at 28 days and its cement content not less than 400 Kg/cum. Rate shall include cost all tools & tackles, equipments, plant and machiney.cutting bending and of reinforcement (Tor Steel as per 15-1786, Fe 500D) lowering the cage for piling work including welding transporting, decoiling straightenin& removing loose rust and binding with 18 gauge annealed wire to the entire satisfaction of EIC. The rate shall include cost of binding wire, cover blocks which will not be measured separately for payment The pile reinforcemeni shall be properly welded as per IS specification at all joints both in case of main reinforcement and lateral ties etc including all completion as per drawing and decision. Rate also includes making Slurry vats at pre approved location of site, using bentonite, removal & shifting of bentonite slurry, solid, semisolid liquid muck fom vat/drain, dry/wet soil mixed with bentonite and the surplus earth excavated from vat to outside of the site premises by tanker & other tansport. (Note: Only Cement, RMC and Reinforcement will be supplied by Client, but subjected to reconciliation). Length of pile for payment shall be measured from cut off level to bottom of pile. Further include placing of concrete by tremie pile method. The item also includes cost of additional concrete (as per drg.) above cut off level. |  | 0 | 0 | Amended & Approved
Primarc Aahana | BLOCK | Piling Work |  | WO/AAH/AAH04/1 | GEO Piling Solutions | Empty Boring | Empty boring and filling with river sand above the specified level upto existing G.L. |  | 0 | 0 | Amended & Approved
Primarc Aahana | BLOCK | Piling Work |  | WO/AAH/AAH04/1 | GEO Piling Solutions | Routine load test on pile up to 1.5 times its load capacity | All charges for conducting routine load test on pile with 1.50 times the load carrying capacity as per practice conforming to IS Code 2911 Part-IV (latest revision), including mobilization & demobilization charges, preparation of pile head, cost of all temporary arrangements as necessary, construction of suitable pile head, loading, unloading and clearing the site, dismantling and removal of any structure built for the purpose of load test, hire and labour charges for necessary tools and plants, taking necessary readings as directed and applying load for complete test as per direction of Engineer-in-Charge and as per technical specification, submission of two copies of test reports; kentledge/load application will be done by concrete blocks |  | 0 | 0 | Amended & Approved
Primarc Aahana | BLOCK | Piling Work |  | WO/AAH/AAH04/1 | GEO Piling Solutions | Cost of construction of Brick build slurry vat incluiding all cost of labour & material complete | Cost of construction of Brick build slurry vat incluiding all cost of labour & material complete | Lump Sum | 0 | 200000 | Approved
Primarc Aahana | BLOCK | Piling Work |  | WO/AAH/AAH04/1 | GEO Piling Solutions | 450mm Dia | 450mm Dia | RMT | 729 | 700 | Approved
Primarc Aahana | BLOCK | Piling Work |  | WO/AAH/AAH04/1 | GEO Piling Solutions | 600mm Dia | 600mm Dia | RMT | 3390 | 800 | Approved
Primarc Aahana | BLOCK | Piling Work |  | WO/AAH/AAH04/1 | GEO Piling Solutions | 450mm Dia | 450mm Dia | RMT | 42 | 935 | Approved
Primarc Aahana | BLOCK | Piling Work |  | WO/AAH/AAH04/1 | GEO Piling Solutions | 600mm Dia | 600mm Dia | RMT | 477 | 1160 | Approved
Primarc Aahana | BLOCK | Piling Work |  | WO/AAH/AAH04/1 | GEO Piling Solutions | On 450mm dia. pile of capacity..70..Τ. | 450 mm dia pile with design load 70 MT, test load 105 MT, and kentledge load 131.25 MT. | Nos | 0 | 130000 | Approved
Primarc Aahana | BLOCK | Piling Work |  | WO/AAH/AAH04/1 | GEO Piling Solutions | On 600mm dia. pile of capacity....147..Τ. | 600 mm dia pile with design load 180 MT, test load 270 MT, and kentledge load 338 MT. | Nos | 1 | 300000 | Approved
Primarc Aadvika | COMMON INFRASTRUCTURE | Landscaping | Softscape | WO/HW1/PHW2/21 | THE GREEN VIEW | Supply of Plants (Tree) | Charges for supply of Plants (Tree) at required location as per approved drawing, specification and direction of EIC. |  | 0 | 0 | Approved
Primarc Aadvika | COMMON INFRASTRUCTURE | Landscaping | Softscape | WO/HW1/PHW2/21 | THE GREEN VIEW | Supply of Crepper | Charges for supply & plantation of Crepper at required location as per approved drawing, specification and direction of EIC LOCATION: Mechanical parking shead at marketing office area |  | 0 | 0 | Approved
Primarc Aadvika | COMMON INFRASTRUCTURE | Landscaping | Softscape | WO/HW1/PHW2/21 | THE GREEN VIEW | Alastonia scholaris (Chatim) | Alastonia scholaris (Chatim), Height: 12'-14', Girth-9"-10", Stem dia- 3"-3.5" | Nos | 41 | 4500 | Approved
Primarc Aadvika | COMMON INFRASTRUCTURE | Landscaping | Softscape | WO/HW1/PHW2/21 | THE GREEN VIEW | Neolamarckia cadamba (Kadam) | Anthocephalus cadamba (Kadam), Height: 13'-15', Girth-8"-9", Stem dia- 2.5"-3" | Nos | 10 | 3800 | Approved
Primarc Aadvika | COMMON INFRASTRUCTURE | Landscaping | Softscape | WO/HW1/PHW2/21 | THE GREEN VIEW | Thunbergia Grandiflora | Thunbergia Grandiflora (Purple colour), Height-2'-2.5' | Nos | 40 | 80 | Approved
Primarc Aadvika | COMMON INFRASTRUCTURE | Landscaping | Softscape | WO/HW1/PHW2/22 | Green View | Labour Charges for Plantation (Tree & Creeper) | Labour Charges for Plantation (Tree & Creeper) at required location as per approved drawing, specification and direction of EIC against WO/HW1/PHW2/21 |  | 0 | 0 | Approved
Primarc Aadvika | COMMON INFRASTRUCTURE | Landscaping | Softscape | WO/HW1/PHW2/22 | Green View | Plantation Charges for Tree | Plantation Charges for Tree | Nos | 51 | 70 | Approved
Primarc Aadvika | COMMON INFRASTRUCTURE | Landscaping | Softscape | WO/HW1/PHW2/22 | Green View | Charges for Supply & Fixing of Bamboo support of Tree | Charges for Supply & Fixing of Bamboo support of Tree (Atleast 2 bamboo per tree) | Nos | 51 | 180 | Approved
Primarc Aadvika | COMMON INFRASTRUCTURE | Landscaping | Softscape | WO/HW1/PHW2/22 | Green View | Delivery Charges | Delivery Charges | Trip | 7 | 2000 | Approved
BHOPAL - COMMERCIAL | MARKETING | Marketing Office | Interior Works | WO/BPC/BPC4/5 | INGRAIN ARRIVA SPACE SOLUTIONS PRIVATE LIMITED | Providing and fixing single skin wall cladding 62mm thick partition structure | Providing and fixing single skin wall cladding 62mm thick partition structure to be made with 50x50mm aluminium box section with 600 x 600mm grid, one side fitted with 12mm gypsum board with proper joint filling for waiting area as per drawing and instruction of site in-charge | Sq.Ft. | 2548.75 | 350 | Approved
The Ramdulari | CLUB | Electrical | Internal Electrical | WO/RP/RP06/7 | DIAMOND PROJECTS | Electrical work | Supply & Labour charges in /sq.ft. on plate area of total electrical work including supply of MMS, PVC Conduit of approved make for floor and wall conduiting including supply of all accessories, Sand, MS JB. Main line & CKT wiring, wiring of light point, fan point, exhaust fan, AC indoor & Out door unit connection, power point etc. of respective floor area as required, Receiving and Fixing of modular box, wire pulling, fixing of switch & socket, distribution boxes & MCB, fixing of Race way, GI ladder/ perforated cable tray in respective floor area as required, Fixing of Main LT Panel, all Sub electrical Panel, DB, MCCB, SFU, ACCL etc., Laying of suitable sizes of XLPE armoured cable including supply of all accessories from Main Panel up to all sub Panel, DB etc. in respective floor, Making end termination of 1.1 KV grade XIPE cable in LT Panel, Sub Panel, DB etc. Receiving & fixing of Main Switch/MCCB/DB as required. Conduiting & cable laying for TV & Telephone, internet system, CCTV, Music System, UPS system in respective floor as required. Fixing of suitable sizes of Raceway, GI Ladder / perforated cable tray for ELV system in respective floor area as required. Earthing system for respective floor in all electrical panel, Sub Panel, DB including supply of materials like GI Pipe electrode & Gl strip, sand, bricks, Stone chips, Cl cover etc. of standard size & approved make as required. Cutting holes in false ceiling for fixing of light fixture fan and exhaust fan. Etc. in respective floor area as per drawing complete in all respect & as per annexure attach with the WO. Total Plate area details - 7430 Sq. Ft. Location of Work –  Ground Floor: Reception Lobby, Multipurpose Hall, Foyer, Corridor, Washroom & Kitchen - 2,451 Sqft.  First Floor: Deck, Foyer, Washroom, Spa, Gymnasium, Yoga, Corridor, Manager Desk, Facility Office, Recreational Area, Terrace, Lounge and Library - 3,443 Sqft.  Terrace Floor: Resident's Lounge, Kitchen with Wooden Pergola, Washroom with wooden pergola and outdoor seating - 1,536 Sqft. | Sq.Ft. | 7430 | 62 | Approved
Primarc Chambers | COMMON INFRASTRUCTURE | Landscaping | Softscape | WO/PCH/PC04/46 | Mondal Nurseries & Exterior | Shrubs/Trees-Ground Floor Landscaping Area | Supply of Shrubs/Trees for Ground Floor Landscaping Area Plantation as per drawing and direction of EIC. |  | 0 | 0 | Approved
Primarc Chambers | COMMON INFRASTRUCTURE | Landscaping | Softscape | WO/PCH/PC04/46 | Mondal Nurseries & Exterior | a | Heliconia Psittacorum (12" C-C ) | Nos. | 200 | 76 | Approved
Primarc Chambers | COMMON INFRASTRUCTURE | Landscaping | Softscape | WO/PCH/PC04/46 | Mondal Nurseries & Exterior | b | Lantana ( 1' C-C) | Nos. | 70 | 110 | Approved
Primarc Chambers | COMMON INFRASTRUCTURE | Landscaping | Softscape | WO/PCH/PC04/46 | Mondal Nurseries & Exterior | c | Murraya paniculata (2' c-c) | Nos. | 8 | 720 | Approved
Primarc Chambers | COMMON INFRASTRUCTURE | Landscaping | Softscape | WO/PCH/PC04/46 | Mondal Nurseries & Exterior | d | Asparagus (1' c-c) | Nos. | 20 | 70 | Approved
Primarc Chambers | COMMON INFRASTRUCTURE | Landscaping | Softscape | WO/PCH/PC04/46 | Mondal Nurseries & Exterior | e | Peltophuram (Big Tree) -14ft-15ft (Dia-5'') | Nos. | 1 | 13500 | Approved
Primarc Chambers | COMMON INFRASTRUCTURE | Landscaping | Softscape | WO/PCH/PC04/46 | Mondal Nurseries & Exterior | Shrubs/Trees-Terrace Area | Supply of Shrubs/Trees for Terrace Plantation as per drawing and direction of EIC. |  | 0 | 0 | Approved
Primarc Chambers | COMMON INFRASTRUCTURE | Landscaping | Softscape | WO/PCH/PC04/46 | Mondal Nurseries & Exterior | a | Ficus Panda Dwarf (Height-2-2.6ft)(3' c/c) | Nos. | 50 | 550 | Approved
Primarc Chambers | COMMON INFRASTRUCTURE | Landscaping | Softscape | WO/PCH/PC04/46 | Mondal Nurseries & Exterior | Shrubs/Trees-Gr. Floor Reception Area | Supply of Shrubs/Trees for Gr. Floor Reception Area Plantation as per drawing and direction of EIC. |  | 0 | 0 | Approved
Primarc Chambers | COMMON INFRASTRUCTURE | Landscaping | Softscape | WO/PCH/PC04/46 | Mondal Nurseries & Exterior | a | Ficus Lyrata-Medium (Avg. Height-3 ft) | Nos. | 7 | 1350 | Approved
Primarc Chambers | COMMON INFRASTRUCTURE | Landscaping | Softscape | WO/PCH/PC04/46 | Mondal Nurseries & Exterior | b | Ficus Lyrata-Big ( Avg. Height-4-4.5 ft) | Nos. | 2 | 5400 | Approved
Primarc Chambers | COMMON INFRASTRUCTURE | Landscaping | Softscape | WO/PCH/PC04/46 | Mondal Nurseries & Exterior | c | Schefflera (Avg. Height-2 ft) | Nos. | 2 | 650 | Approved
Primarc Chambers | COMMON INFRASTRUCTURE | Landscaping | Softscape | WO/PCH/PC04/46 | Mondal Nurseries & Exterior | Shrubs/Trees-Main Entrance Gate Area | Supply of Shrubs/Trees for Main Entrance Gate Side Area Plantation as per drawing and direction of EIC. |  | 0 | 0 | Amended & Approved
Primarc Chambers | COMMON INFRASTRUCTURE | Landscaping | Softscape | WO/PCH/PC04/46 | Mondal Nurseries & Exterior | a | Heliconia Psittacorum (12" C-C ) | Nos. | 45 | 76 | Approved
Primarc Chambers | COMMON INFRASTRUCTURE | Landscaping | Softscape | WO/PCH/PC04/46 | Mondal Nurseries & Exterior | b | Ixora Chinensis (Mini) (14'' C-C) | Nos. | 65 | 60 | Approved
Primarc Chambers | COMMON INFRASTRUCTURE | Landscaping | Softscape | WO/PCH/PC04/46 | Mondal Nurseries & Exterior | c | Dianella Variegated (10'' C-C) | Nos. | 140 | 75 | Approved
Primarc Chambers | COMMON INFRASTRUCTURE | Landscaping | Softscape | WO/PCH/PC04/47 | Mondal Nurseries & Exterior | Plantation,Loading,unloading & transportation Charges (Ground Floor Landscaping Area) | Plantation, Loading, unloading & transportation Charges for Trees/ Shrubs at Ground Floor Landscaping Area |  | 0 | 0 | Approved
Primarc Chambers | COMMON INFRASTRUCTURE | Landscaping | Softscape | WO/PCH/PC04/47 | Mondal Nurseries & Exterior | Planting, Loading & Unloading Charges | Planting, Loading & Unloading Charges for Trees/ Shrubs Location: Gr. Floor Landscaping Area | Lump Sum | 1 | 2400 | Approved
Primarc Chambers | COMMON INFRASTRUCTURE | Landscaping | Softscape | WO/PCH/PC04/47 | Mondal Nurseries & Exterior | Transportation charges | Transportation charges for Trees/ Shrubs Location: Gr. Floor Landscaping Area | Lump Sum | 1 | 4000 | Approved
Primarc Chambers | COMMON INFRASTRUCTURE | Landscaping | Softscape | WO/PCH/PC04/47 | Mondal Nurseries & Exterior | Transportation Charges (Terrace Area) | Transportation Charges for Trees/ Shrubs at Terrace Area | Lump Sum | 1 | 3500 | Approved
Primarc Chambers | COMMON INFRASTRUCTURE | Landscaping | Softscape | WO/PCH/PC04/47 | Mondal Nurseries & Exterior | Soil preparation, manure, plantation work .(Ground Floor Reception Area) | Charges for Soil/Manure Preparation, Plantation Work at Ground Floor Reception Area |  | 0 | 0 | Approved
Primarc Chambers | COMMON INFRASTRUCTURE | Landscaping | Softscape | WO/PCH/PC04/47 | Mondal Nurseries & Exterior | Soil Preparation | Charges for Soil Preparation with supply of soil, mixing leveling and compacting as per direction of EIC. Location: Ground Floor Reception Area | Lump Sum | 1 | 7000 | Approved
Primarc Chambers | COMMON INFRASTRUCTURE | Landscaping | Softscape | WO/PCH/PC04/47 | Mondal Nurseries & Exterior | Manure Preparation | Charges for Manure Preparation with supply of vermicompost / manure/fertilizers mixing leveling and compacting as per direction of EIC Location: Ground Floor Reception Area | Lump Sum | 1 | 1500 | Approved
Primarc Chambers | COMMON INFRASTRUCTURE | Landscaping | Softscape | WO/PCH/PC04/47 | Mondal Nurseries & Exterior | Plantation charges | Plantation charges for Shrubs/Trees as per dwg. & direction of EIC. Location: Ground Floor Reception Area | Lump Sum | 1 | 3000 | Approved
Primarc Chambers | COMMON INFRASTRUCTURE | Landscaping | Softscape | WO/PCH/PC04/47 | Mondal Nurseries & Exterior | Transportation Charges | Transportation Charges for Trees/ Shrubs Location: Ground Floor Reception Area | Lump Sum | 1 | 4000 | Approved
Primarc Chambers | COMMON INFRASTRUCTURE | Landscaping | Softscape | WO/PCH/PC04/47 | Mondal Nurseries & Exterior | Plantation & Transportation Work (Main Entrance Gate Side Area) | Plantation & Transportation Charges for Trees/ Shrubs at Main Entrance Gate Side Area |  | 0 | 0 | Approved
Primarc Chambers | COMMON INFRASTRUCTURE | Landscaping | Softscape | WO/PCH/PC04/47 | Mondal Nurseries & Exterior | Plantation Charges | Plantation Charges for Trees/ Shrubs Location: Main Entrance Gate Side Area | Lump Sum | 1 | 2500 | Approved
Primarc Chambers | COMMON INFRASTRUCTURE | Landscaping | Softscape | WO/PCH/PC04/47 | Mondal Nurseries & Exterior | Transportation Charges | Transportation Charges for Trees/ Shrubs Location: Main Entrance Gate Side Area | Lump Sum | 1 | 3500 | Approved
AARANYA | EXPERIENCE CENTER | Painting | Internal Painting | WO/PKB/PKX/22 | ARTISAN | Surface preparation of existing MS structures | Surface preparation of existing MS structures, including thorough grinding and rust removal using mechanical tools and appropriate methods, to ensure a clean and stable surface for subsequent treatments, all complete as per standard specifications and direction of Engineer-in-Charge (EIC). | Sq.Ft. | 9055 | 3.35 | Approved
AARANYA | EXPERIENCE CENTER | Painting | Internal Painting | WO/PKB/PKX/22 | ARTISAN | PU based paint | Providing and applying two coats of epoxy-based primer followed by two coats of PU-based paint of approved make and shade, applied using spray painting method to achieve a smooth satin finish on MS surfaces. The scope includes supply of all materials, Labour, tools and tackles and execution of the work at all levels with necessary scaffolding or any other arrangement, leads, and lifts with all finishing work to complete as per the approved drawings and the direction of the EIC. Location- All MS Structural part including Pergola, Purlin, Ramp Area Railing, Existing Truss (Old). Brand – Asian Paints Colour- i. Ash Brown -N (RAL-K119) for all the MS Structure inside of the building ii. Brown Deer -N (RAL-K201) for all the External MS structure & railing. | Sq.Ft. | 6900 | 67 | Approved
BHOPAL - COMMERCIAL | MARKETING | Marketing Office | Civil and Finishing Work of Marketing Office | WO/BPC/BPC4/10 | PRESTAR INFRASTRUCTURE PROJECTS LTD | Fabrication,Supply & Fixing Designer Staircase | Charges for Fabrication, Supply & Fixing of Structural Steel Components for the PEB structure of designer stair case including one coat primer finish as per approved drawings and direction from the Engineer-in-Charge. Brand - JINDAL / SAIL. |  | 0 | 0 | Approved
BHOPAL - COMMERCIAL | MARKETING | Marketing Office | Civil and Finishing Work of Marketing Office | WO/BPC/BPC4/10 | PRESTAR INFRASTRUCTURE PROJECTS LTD | Structural Parts of Designer Staircase | Charges for Fabrication, Supply & Fixing Structural Parts of Designer Staircase as per approved drawing & direction of EIC | MT | 2.225 | 90000 | Approved
BHOPAL - COMMERCIAL | MARKETING | Marketing Office | Civil and Finishing Work of Marketing Office | WO/BPC/BPC4/10 | PRESTAR INFRASTRUCTURE PROJECTS LTD | Structural Parts of Hand Railing | Charges for Fabrication, Supply & Fixing Structural Parts of Hand Railing for Designer Staircase as per approved drawing & direction of EIC | Mtrs. | 28 | 1300 | Approved
BHOPAL - COMMERCIAL | MARKETING | Marketing Office | Civil and Finishing Work of Marketing Office | WO/BPC/BPC4/10 | PRESTAR INFRASTRUCTURE PROJECTS LTD | MS Pipe 50NB | Charges for Supply, Fabrication & Fixing Structural Parts of Hand Railing for Designer Staircase as per approved drawing & direction of EIC.(MS Pipe 50NB) | Mtrs. | 28 | 700 | Approved
SOUTHWINDS PROJECT LLP (PHASE - III & IV) | CLUB PHASE - III & IV | Grill / Steel Work |  | WO/SP34/CW34/23 | PROTECH ENGINEERS | PVC Coated GI Fencing & MS Structure as per drawing and direction of Engineer-in-Charge at Club (7th Floor) | "Providing, fabricating and installation of PVC Coated GI Fencing will be made of MS-SHS-132 x 132 x 4 as post (as shown in drwg) over 240 x 300 x 10 mm base plate with 4 nos 10 mm dia anchor fastner and 91.5 x 91.5x 3.6 as post (as shown in drwg) over 250 x 150 x 10 base plate with 4 nos 8 mm dia anchor fastner , PVC Coated GI chain link, including frame work with MS Angle-ISA- 35x35x6mm and flat 30x6 as framing of PVC Coated GI chain link ; including One Coat of epoxy Primer of approved manufacture at all MS section, Gas Set, Welding set all Machinery, all tools & tackles and lifting, loading -unloading charges as per direction of Engineer-in-charge. Bottle Hinge & Lock arrangement are in contractor scope"" Gate Size:- As per drawing/site" |  | 0 | 0 | Approved
SOUTHWINDS PROJECT LLP (PHASE - III & IV) | CLUB PHASE - III & IV | Grill / Steel Work |  | WO/SP34/CW34/23 | PROTECH ENGINEERS | MS Structure | Supply Fabrication & Erection of MS Structure | Kgs | 3037.934 | 115 | Approved
SOUTHWINDS PROJECT LLP (PHASE - III & IV) | CLUB PHASE - III & IV | Grill / Steel Work |  | WO/SP34/CW34/23 | PROTECH ENGINEERS | PVC Coated GI Fencing | PVC Coated GI Fencing: Supply and installation of PVC Coated GI Fencing (Colour approved by Site) as per drawing and direction of EIC | Sq.Ft. | 1606.839 | 62 | Approved
SOUTHWINDS PROJECT LLP (PHASE - III & IV) | CLUB PHASE - III & IV | Grill / Steel Work |  | WO/SP34/CW34/23 | PROTECH ENGINEERS | anchor fastner- 8 mm dia | Supply of anchor fastner- 8 mm dia | Nos | 54 | 40 | Approved
SOUTHWINDS PROJECT LLP (PHASE - III & IV) | CLUB PHASE - III & IV | Grill / Steel Work |  | WO/SP34/CW34/23 | PROTECH ENGINEERS | anchor fastner- 10 mm dia | Supply of anchor fastner- 10 mm dia | Nos | 16 | 50 | Approved
SOUTHWINDS PROJECT LLP (PHASE - III & IV) | CLUB PHASE - III & IV | Grill / Steel Work |  | WO/SP34/CW34/23 | PROTECH ENGINEERS | Ladder at Roof : Fabrication and erection charges of Door made as per drawing and direction of Engineer-in-Charge. | Ladder at Roof : Fabrication and erection charges of Door made with ISA 65X65X6/50x50x6 in door frame, ISA 50X50X6/40x40x6 in shutter frame, Stifner with 40x5/30x5 Flat, 2MM Sheet in overall surface and Ladder with ISA 50X50X5, 16MM MS Round bar complete, including cost of one coat of Epoxy based Primar ,Transportation and loading-unloading as per drawing and direction of Engineer-in-Charge. |  | 0 | 0 | Approved
SOUTHWINDS PROJECT LLP (PHASE - III & IV) | CLUB PHASE - III & IV | Grill / Steel Work |  | WO/SP34/CW34/23 | PROTECH ENGINEERS | MS Work | Supply, Fabrication & Erection of MS Work | Kgs | 185.942 | 106 | Approved
SOUTHWINDS PROJECT LLP (PHASE - III & IV) | CLUB PHASE - III & IV | Grill / Steel Work |  | WO/SP34/CW34/23 | PROTECH ENGINEERS | anchor fastner- 12 mm dia | Supply of anchor fastner- 12 mm dia | Nos | 54 | 55 | Approved
SOUTHWINDS PROJECT LLP (PHASE - III & IV) | CLUB PHASE - III & IV | Grill / Steel Work |  | WO/SP34/CW34/23 | PROTECH ENGINEERS | Fabrication & erection of Ramp Railing as per drawing and direction of Engineer-in-Charge. | Fabrication & erection of Ramp Railing made with 50x50 SHS handrail (horizontal), 12 mm dia ms solid round bar,32x10 ms flat, 100x10 ms flat shoe, lugs all complete, including cost of one coat of Epoxy based primer, transportation and loading-unloading at ground floor level as per drawing and direction of Engineer-in-Charge. | Kgs | 92.014 | 104 | Approved
The Ramdulari | BLOCK | Plumbing/Sanitory | External Plumbing | WO/RP/RP02/75 | SATYA AGRO IRRIGATION CO. | Piping Network | Piping Network Providing of PVC & uPVC pipes as per the requirement & specifications & as directed by EIC |  | 0 | 0 | Approved
The Ramdulari | BLOCK | Plumbing/Sanitory | External Plumbing | WO/RP/RP02/75 | SATYA AGRO IRRIGATION CO. | Drip Irrigation and Accessories | Supply of Drip Irrigation Materials and Accessories as per the requirement & specifications & as directed by EIC. |  | 0 | 0 | Approved
The Ramdulari | BLOCK | Plumbing/Sanitory | External Plumbing | WO/RP/RP02/75 | SATYA AGRO IRRIGATION CO. | Valves and Filtration Unit | Supply of Valves and Filtration Unit as per the requirement & specifications & as directed by EIC |  | 0 | 0 | Approved
The Ramdulari | BLOCK | Plumbing/Sanitory | External Plumbing | WO/RP/RP02/75 | SATYA AGRO IRRIGATION CO. | Automation Unit | Supply of Automation Unit as per the requirement & specifications & as directed by EIC. |  | 0 | 0 | Approved
The Ramdulari | BLOCK | Plumbing/Sanitory | External Plumbing | WO/RP/RP02/75 | SATYA AGRO IRRIGATION CO. | PVC Pipe 50mm OD- 10.0 kg/cm² | PVC Pipe 50mm OD- 10.0 kg/cm² Make: Asttral/ Supreme including fittings etc. | RMT | 132 | 150 | Approved
The Ramdulari | BLOCK | Plumbing/Sanitory | External Plumbing | WO/RP/RP02/75 | SATYA AGRO IRRIGATION CO. | 40mm OD- 10.0 kg/cm² | PVC Pipe 40mm OD- 10.0 kg/cm² Make: Asttral/ Supreme including fittings etc. | RMT | 1500 | 98 | Approved
The Ramdulari | BLOCK | Plumbing/Sanitory | External Plumbing | WO/RP/RP02/75 | SATYA AGRO IRRIGATION CO. | uPVC 1/2"OR 0.5" OD- SCH-40 INCLUDING CLAMPS & ACESSORIES | uPVC 1/2"OR 0.5" OD- SCH-40 INCLUDING CLAMPS & ACESSORIES Make: Asttral/ Supreme including fittings etc. | RMT | 1482 | 70 | Approved
The Ramdulari | BLOCK | Plumbing/Sanitory | External Plumbing | WO/RP/RP02/75 | SATYA AGRO IRRIGATION CO. | Landscape brown Inline Dripline 30cm, 2.1 lph, 1.2mm wall thickness Make: Smartflow/ Irritime | Landscape brown Inline Dripline 30cm, 2.1 lph, 1.2mm wall thickness Make: Smartflow/ Irritime | RMT | 4700 | 35 | Approved
The Ramdulari | BLOCK | Plumbing/Sanitory | External Plumbing | WO/RP/RP02/75 | SATYA AGRO IRRIGATION CO. | Landscape brownOnline Drip pipe Blank tubing dual layered Make: Rain Bird (USA) | Landscape brownOnline Drip pipe Blank tubing dual layered Make: Rain Bird (USA) | RMT | 760 | 52 | Approved
The Ramdulari | BLOCK | Plumbing/Sanitory | External Plumbing | WO/RP/RP02/75 | SATYA AGRO IRRIGATION CO. | .05 GPH EMITTER blue coloured with inbuilt PCJ diphgram special nozzles (2000 for planters vertical & 1000 for Gr floor) Make: Rain Bird (USA) | .05 GPH EMITTER blue coloured with inbuilt PCJ diphgram special nozzles (2000 for planters vertical & 1000 for Gr floor) Make: Rain Bird (USA) | Nos | 1000 | 20 | Approved
The Ramdulari | BLOCK | Plumbing/Sanitory | External Plumbing | WO/RP/RP02/75 | SATYA AGRO IRRIGATION CO. | Take Off Connection (Clamp Saddle + PVC Riser + Threaded Tee) Make: Rain Bird + Astore | Take Off Connection (Clamp Saddle + PVC Riser + Threaded Tee) Make: Rain Bird + Astore | Nos | 450 | 450 | Approved
The Ramdulari | BLOCK | Plumbing/Sanitory | External Plumbing | WO/RP/RP02/75 | SATYA AGRO IRRIGATION CO. | 9" Long Lateral Hold Stake for holding dripline Make: FIL/ IMPORTED | 9" Long Lateral Hold Stake for holding dripline Make: FIL/ IMPORTED | Nos | 3500 | 16 | Approved
The Ramdulari | BLOCK | Plumbing/Sanitory | External Plumbing | WO/RP/RP02/75 | SATYA AGRO IRRIGATION CO. | Air relief valve 1/2" with 6" valve Box Make: Rain Bird (USA) | Air relief valve 1/2" with 6" valve Box Make: Rain Bird (USA) | Nos | 11 | 950 | Approved
The Ramdulari | BLOCK | Plumbing/Sanitory | External Plumbing | WO/RP/RP02/75 | SATYA AGRO IRRIGATION CO. | Pressure Gauge with Pocket Pincher flexi connector with valve box Make: Satya | Pressure Gauge with Pocket Pincher flexi connector with valve box Make: Satya | Nos | 10 | 1350 | Approved
The Ramdulari | BLOCK | Plumbing/Sanitory | External Plumbing | WO/RP/RP02/75 | SATYA AGRO IRRIGATION CO. | Pop up Spray Head with VAN Nozzle Make: Rain Bird (USA) | Pop up Spray Head with VAN Nozzle Make: Rain Bird (USA) | Nos | 133 | 550 | Approved
The Ramdulari | BLOCK | Plumbing/Sanitory | External Plumbing | WO/RP/RP02/75 | SATYA AGRO IRRIGATION CO. | Pop up Spray Head with ROTARY VAN Nozzle Make: Rain Bird (USA) | Pop up Spray Head with ROTARY VAN Nozzle Make: Rain Bird (USA) | Nos | 21 | 850 | Approved
The Ramdulari | BLOCK | Plumbing/Sanitory | External Plumbing | WO/RP/RP02/75 | SATYA AGRO IRRIGATION CO. | Pop up Swing Assembly 1/2" WITH SERVICE SADDLE Make: Rain Bird (USA) | Pop up Swing Assembly 1/2" WITH SERVICE SADDLE Make: Rain Bird (USA) | Nos | 154 | 455 | Approved
The Ramdulari | BLOCK | Plumbing/Sanitory | External Plumbing | WO/RP/RP02/75 | SATYA AGRO IRRIGATION CO. | Flush Valve 40mm/ 50mm Make: FIL/SATYA | Flush Valve 40mm/ 50mm Make: FIL/SATYA | Nos | 10 | 330 | Approved
The Ramdulari | BLOCK | Plumbing/Sanitory | External Plumbing | WO/RP/RP02/75 | SATYA AGRO IRRIGATION CO. | Inline Disc Filter 1.5" (18m3/hr) Make: Xeritech/ IRRITI | Inline Disc Filter 1.5" (18m3/hr) Make: Xeritech/ IRRITI | Nos | 11 | 4500 | Approved
The Ramdulari | BLOCK | Plumbing/Sanitory | External Plumbing | WO/RP/RP02/75 | SATYA AGRO IRRIGATION CO. | 3/4" Brass Quick coupling valve Make: Harit/ Satya | 3/4" Brass Quick coupling valve Make: Harit/ Satya | Nos | 10 | 1500 | Approved
The Ramdulari | BLOCK | Plumbing/Sanitory | External Plumbing | WO/RP/RP02/75 | SATYA AGRO IRRIGATION CO. | 3/4" Brass Quick coupling key Make: Harit/ Satya | 3/4" Brass Quick coupling key Make: Harit/ Satya | Nos | 5 | 1600 | Approved
The Ramdulari | BLOCK | Plumbing/Sanitory | External Plumbing | WO/RP/RP02/75 | SATYA AGRO IRRIGATION CO. | Brass Swivel Hose Elbow 3/4" X 3/4" Make: Harit/ Satya | Brass Swivel Hose Elbow 3/4" X 3/4" Make: Harit/ Satya | Nos | 5 | 1450 | Approved
The Ramdulari | BLOCK | Plumbing/Sanitory | External Plumbing | WO/RP/RP02/75 | SATYA AGRO IRRIGATION CO. | PP Service Saddle- 50mm X 3/4" Special Brass fittings with ASTM pipe SOS Make: Astore +++ | PP Service Saddle- 50mm X 3/4" Special Brass fittings with ASTM pipe SOS Make: Astore +++ | Nos | 10 | 950 | Approved
The Ramdulari | BLOCK | Plumbing/Sanitory | External Plumbing | WO/RP/RP02/75 | SATYA AGRO IRRIGATION CO. | Spot Hose multi faucet gun with 15 Mt Hose pipe Rain Bird Make: Imported | Spot Hose multi faucet gun with 15 Mt Hose pipe Rain Bird Make: Imported | Nos | 5 | 3500 | Approved
The Ramdulari | BLOCK | Plumbing/Sanitory | External Plumbing | WO/RP/RP02/75 | SATYA AGRO IRRIGATION CO. | Main line PVC Ball Valve 50mm Make: FIL | Main line PVC Ball Valve 50mm Make: FIL | Nos | 4 | 1350 | Approved
The Ramdulari | BLOCK | Plumbing/Sanitory | External Plumbing | WO/RP/RP02/75 | SATYA AGRO IRRIGATION CO. | Lateral line PVC Ball Valve 50mm Make: FIL | Lateral line PVC Ball Valve 50mm Make: FIL | Nos | 5 | 1350 | Approved
The Ramdulari | BLOCK | Plumbing/Sanitory | External Plumbing | WO/RP/RP02/75 | SATYA AGRO IRRIGATION CO. | Lateral line PVC Ball Valve 50mm 50 X 40 Make: FIL | Lateral line PVC Ball Valve 50mm 50 X 40 Make: FIL | Nos | 6 | 1350 | Approved
The Ramdulari | BLOCK | Plumbing/Sanitory | External Plumbing | WO/RP/RP02/75 | SATYA AGRO IRRIGATION CO. | Lateral line UPVC Ball Valve 25mm FOR VERTICAL Make: FIL | Lateral line UPVC Ball Valve 25mm FOR VERTICAL Make: FIL | Nos | 74 | 450 | Approved
The Ramdulari | BLOCK | Plumbing/Sanitory | External Plumbing | WO/RP/RP02/75 | SATYA AGRO IRRIGATION CO. | Jumbo Valve box with cover for mainline 18" PVBJM Make: Rain Bird (USA) | Jumbo Valve box with cover for mainline 18" PVBJM Make: Rain Bird (USA) | Nos | 4 | 6250 | Approved
The Ramdulari | BLOCK | Plumbing/Sanitory | External Plumbing | WO/RP/RP02/75 | SATYA AGRO IRRIGATION CO. | 12" Rectangular Valve Box with cover PVB SERIES M Make: Rain Bird (USA) | 12" Rectangular Valve Box with cover PVB SERIES M Make: Rain Bird (USA) | Nos | 11 | 3300 | Approved
The Ramdulari | BLOCK | Plumbing/Sanitory | External Plumbing | WO/RP/RP02/75 | SATYA AGRO IRRIGATION CO. | 10" Round Valve Box with cover Make: Rain Bird (USA) | 10" Round Valve Box with cover Make: Rain Bird (USA) | Nos | 11 | 1400 | Approved
The Ramdulari | BLOCK | Plumbing/Sanitory | External Plumbing | WO/RP/RP02/75 | SATYA AGRO IRRIGATION CO. | ESPM3 4 STATION CONTROLLER Make: Rain Bird (USA) | ESPM3 4 STATION CONTROLLER Make: Rain Bird (USA) | Nos | 1 | 30000 | Approved
The Ramdulari | BLOCK | Plumbing/Sanitory | External Plumbing | WO/RP/RP02/75 | SATYA AGRO IRRIGATION CO. | 6 STATION MODULE FOR ABOVE Make: Rain Bird (USA) | 6 STATION MODULE FOR ABOVE Make: Rain Bird (USA) | Nos | 1 | 12000 | Approved
The Ramdulari | BLOCK | Plumbing/Sanitory | External Plumbing | WO/RP/RP02/75 | SATYA AGRO IRRIGATION CO. | RC2 CONTROLLER 8 STATION WITH WIFI AND CLOUD OPERATION Make: Rain Bird (USA) | RC2 CONTROLLER 8 STATION WITH WIFI AND CLOUD OPERATION Make: Rain Bird (USA) | Nos | 1 | 35000 | Approved
The Ramdulari | BLOCK | Plumbing/Sanitory | External Plumbing | WO/RP/RP02/75 | SATYA AGRO IRRIGATION CO. | Solenoid Valve (2")-PGA Series Make: Rain Bird (USA) | Solenoid Valve (2")-PGA Series Make: Rain Bird (USA) | Nos | 5 | 8500 | Approved
The Ramdulari | BLOCK | Plumbing/Sanitory | External Plumbing | WO/RP/RP02/75 | SATYA AGRO IRRIGATION CO. | Solenoid Valve (1.5")-PGA Series Make: Rain Bird (USA) | Solenoid Valve (1.5")-PGA Series Make: Rain Bird (USA) | Nos | 6 | 7500 | Approved
The Ramdulari | BLOCK | Plumbing/Sanitory | External Plumbing | WO/RP/RP02/75 | SATYA AGRO IRRIGATION CO. | Solenoid Valve (1")-DVF Series Make: Rain Bird (USA) | Solenoid Valve (1")-DVF Series Make: Rain Bird (USA) | Nos | 8 | 2900 | Approved
The Ramdulari | BLOCK | Plumbing/Sanitory | External Plumbing | WO/RP/RP02/75 | SATYA AGRO IRRIGATION CO. | PRS Dial pressure reducing cartridge for valve Make: Rain Bird (USA) | PRS Dial pressure reducing cartridge for valve Make: Rain Bird (USA) | Nos | 11 | 5000 | Approved
The Ramdulari | BLOCK | Plumbing/Sanitory | External Plumbing | WO/RP/RP02/75 | SATYA AGRO IRRIGATION CO. | Pressure regulating device fro Vertical planters Make: Bermad/ EQV | Pressure regulating device fro Vertical planters Make: Bermad/ EQV | Nos | 60 | 2450 | Approved
The Ramdulari | BLOCK | Plumbing/Sanitory | External Plumbing | WO/RP/RP02/75 | SATYA AGRO IRRIGATION CO. | #14AWG Copper Conductor Direct Burial Double Core PVC Jacketed Single core cables Live & common Make: PAIGE USA/ Macrotherm eqv | #14AWG Copper Conductor Direct Burial Double Core PVC Jacketed Single core cables Live & common Make: PAIGE USA/ Macrotherm eqv | RMT | 2200 | 40 | Approved
The Ramdulari | BLOCK | Plumbing/Sanitory | External Plumbing | WO/RP/RP02/75 | SATYA AGRO IRRIGATION CO. | 32mm PVC Conduit Pipe Make: ASTRAL/AKG | 32mm PVC Conduit Pipe Make: ASTRAL/AKG | RMT | 600 | 50 | Approved
The Ramdulari | BLOCK | Plumbing/Sanitory | External Plumbing | WO/RP/RP02/75 | SATYA AGRO IRRIGATION CO. | DBY series water proof wire connector with splices Make: Rain Bird (USA) | DBY series water proof wire connector with splices Make: Rain Bird (USA) | Nos | 50 | 350 | Approved
The Ramdulari | BLOCK | Plumbing/Sanitory | External Plumbing | WO/RP/RP02/75 | SATYA AGRO IRRIGATION CO. | Rain Sensor Make: Rain Bird (USA) | Rain Sensor Make: Rain Bird (USA) | Nos | 1 | 5000 | Approved
The Ramdulari | BLOCK | Plumbing/Sanitory | External Plumbing | WO/RP/RP02/76 | KRISHANK GREENSCAPES | Installation Charge | Instalation Charges for Piping Network, Sprinkler & Other equipments. | Lump Sum | 1 | 550000 | Approved
AARANYA | COMMON INFRASTRUCTURE | Land Development | Land Area Development | WO/PKB/PKB2/17 | GANAPATI ENTERPRISE | RCC Dismantling | Charges for Dismantling Reinforced Concrete structural Below & Above Ground Level by using heavy breaker machine(JCB) including excavation and removal of surrounding earth to expose the structure, clearing access for dismantling, cutting reinforcement (if required) all complete with required machinery, labour, Tool & tackle as per direction of Engineer-in-Charge. | Cum. | 131.27 | 2700 | Approved
AARANYA | COMMON INFRASTRUCTURE | Land Development | Land Area Development | WO/PKB/PKB2/17 | GANAPATI ENTERPRISE | Disposal of dismantled material | Charges for disposal of dismantled material by manual or mechanical means within a lead of 100mtr, including transportation, loading, unloading, tools, tackles, equipment and stacking at designated location within the site premises as per the direction of the Engineer-in-Charge. | Cum. | 131.27 | 215 | Approved
AARANYA | COMMON INFRASTRUCTURE | Land Development | Land Area Development | WO/PKB/PKB2/17 | GANAPATI ENTERPRISE | JCB Hire charges | Hire charges for JCB "Backhoe Loader" on hourly basis including fuel, operator, tiffin charges & maintenance. | hrs. | 24 | 850 | Approved
Primarc Chambers | COMMON INFRASTRUCTURE | Civil | Misc Civil Work | WO/PCH/PC04/40 | B P Enterprise | Dismantling of Concrete Pile heads | Dismantling of Concrete Pile heads up to Cut-off level / good concrete as per drawing ( mechanical/pneumatic tools would not be allowed beyond 1 mtr above the cut-off level so as not to damage the RC piles) all complete as per direction of EIC. | Nos | 5 | 1000 | Approved
Primarc Aadvika | EXPERIENCE CENTER | Hardscape |  | WO/HW1/PHW3/30 | RENEWABLE ENERGY SOLUTIONS | Supply, Installation & Commissioning of RES water fountain as per Drawing & Direction of EIC. | Supply, Installation & Commissioning of RES water fountain as per Drawing & Direction of EIC. |  | 0 | 0 | Approved
Primarc Aadvika | EXPERIENCE CENTER | Hardscape |  | WO/HW1/PHW3/30 | RENEWABLE ENERGY SOLUTIONS | 1.5 HP single phase open well submersible pump | Single-phase open well submersible pump 1.5 HP. (Make: Aqua-Texmo/ Kirloskar) | Nos | 1 | 19000 | Approved
Primarc Aadvika | EXPERIENCE CENTER | Hardscape |  | WO/HW1/PHW3/30 | RENEWABLE ENERGY SOLUTIONS | 4.5Mtr x 3.3Mtr FRP Made Tank outside wall 550mm height | FRP made MS structure tank (4.5m x 3.3m) with FRP coating, Complete with internal and external high-quality paint finish in approved RAL shade. • Outer wall height of 550mm with 225mm wall thickness • Inner wall height of 1200mm with 300mm wall thickness | Nos | 1 | 160000 | Approved
Primarc Aadvika | EXPERIENCE CENTER | Hardscape |  | WO/HW1/PHW3/30 | RENEWABLE ENERGY SOLUTIONS | 900mm x 2100mm FRP tray 100mm height along with 100mm stand | FRP tray (900mm x 2100mm) of 100mm height along with 275mm stand | Nos | 1 | 18000 | Approved
Primarc Aadvika | EXPERIENCE CENTER | Hardscape |  | WO/HW1/PHW3/30 | RENEWABLE ENERGY SOLUTIONS | 300MM SS Water Descent without LED Light | 300MM SS Water Descent without LED Light | Nos | 6 | 4600 | Approved
Primarc Aadvika | EXPERIENCE CENTER | Hardscape |  | WO/HW1/PHW3/30 | RENEWABLE ENERGY SOLUTIONS | Interconnecting UPVC Pipe & Pipe fittings along with control valves (Make: Supreme/Finolex/ Skipper/Equivalent) | Interconnecting UPVC Pipe & Pipe fittings along with control valves (Make: Supreme/Finolex/ Skipper/Equivalent) | Lot | 1 | 16500 | Approved
Primarc Aadvika | EXPERIENCE CENTER | Hardscape |  | WO/HW1/PHW3/30 | RENEWABLE ENERGY SOLUTIONS | 15q-mm 2 core submersible copper round cable (Make: Finolex/Mescab/Polycab/Equivalent) | 1mm2 2 core submersible copper round cable (Make: Finolex/Mescab/Polycab/Equivalent) | RMT | 10 | 75 | Approved
Primarc Aadvika | EXPERIENCE CENTER | Hardscape |  | WO/HW1/PHW3/30 | RENEWABLE ENERGY SOLUTIONS | Installation & Commissioning | Installation & Commissioning | Job | 1 | 18000 | Approved
Primarc Chambers | COMMON INFRASTRUCTURE | Civil | Misc Civil Work | WO/PCH/PC04/40 | B P Enterprise | Civil Work of Fire Tank Area | Civil Work of Fire Tank Area as per instruction of EIC. |  | 0 | 0 | Approved
Primarc Chambers | COMMON INFRASTRUCTURE | Civil | Misc Civil Work | WO/PCH/PC04/40 | B P Enterprise | Dismantling of RCC | Dismantling of Reinforced Cement Concrete(RCC) structure at all heights and level, as per the requirement including all tools & tackles, labours all complete as per the direction and entire satisfaction of the Technical head/EIC Location: Fire Tank | Cum. | 2.17 | 3000 | Approved
Primarc Chambers | COMMON INFRASTRUCTURE | Civil | Misc Civil Work | WO/PCH/PC04/40 | B P Enterprise | Extra for Manpower engagement | Extra for Manpower engagement for RCC dismantling work Inside of fire tank. | Cum. | 2.17 | 1000 | Approved
Primarc Chambers | COMMON INFRASTRUCTURE | Civil | Misc Civil Work | WO/PCH/PC04/40 | B P Enterprise | Silver sand filling | Labour charges for silver sand filling with good sand, in layers not exceeding 150 mm. including breaking clods and consolidating the same by ramming and dressing complete as per the instructions of E.I.C. (Silver sand Supplied by Client) Location: Fire Tank | Cum. | 5.91 | 170 | Approved
Primarc Chambers | COMMON INFRASTRUCTURE | Civil | Misc Civil Work | WO/PCH/PC04/40 | B P Enterprise | Shuttering | All charges for providing, fabricating, erecting and fixing in position plained timber, plywood centering and shuttering true to line and level, including steel propping, staging, shuttering removal, applying shuttering oil, including required bracing, chamfering corners (of exposed edges) of all applicable structures and complete as per drawing and direction of Engineer-in-Charge. Rate shall also include removal and dismantling the aforesaid assembly after specified period complete at all depths and leads for all items Location: Fire Tank | Sq.Mtr. | 5.09 | 425 | Approved
Primarc Chambers | COMMON INFRASTRUCTURE | Civil | Misc Civil Work | WO/PCH/PC04/40 | B P Enterprise | R.C.C | Charges for providing & laying of R.C.C (M25 Grade) by site mix concrete 25 mm and down sized , screened and washed well graded stone chips excluding shuttering, consolidation complete in all respect as per drawing, specification and direction of EIC. (Cement & Steel would be supplied by the client, but subjected to reconciliation.) Location: Fire Tank | Cum. | 2.811 | 7000 | Approved
Primarc Chambers | COMMON INFRASTRUCTURE | Civil | Misc Civil Work | WO/PCH/PC04/40 | B P Enterprise | Additional charges R.C.C | Additional charges for extra manpower, loading, unloading material transportation for R.C.C (M25 Grade) Location: Fire Tank | Cum. | 2.811 | 1000 | Approved
Primarc Chambers | COMMON INFRASTRUCTURE | Civil | Misc Civil Work | WO/PCH/PC04/40 | B P Enterprise | Polythene Sheet | All charges for laying Polythene sheet (150 Micron) as per drawing & direction of EIC (Area 15.138 Sqm) Location: Fire Tank | Lump Sum | 1 | 1000 | Approved
Primarc Chambers | COMMON INFRASTRUCTURE | Civil | Misc Civil Work | WO/PCH/PC04/40 | B P Enterprise | Chipping work | Labour charges for Chipping work in floor/wall at all levels using all tools, tackles as per drawing and direction of Engineer-In-Charge. (Area 22.704 Sqm) Location: Fire Tank | Lump Sum | 1 | 700 | Approved
Primarc Chambers | COMMON INFRASTRUCTURE | Civil | Misc Civil Work | WO/PCH/PC04/40 | B P Enterprise | IPS Flooring | Charges for providing & laying of Avg. 50mm IPS Flooring,(1:2:4) complete in all respect as per drawing, specification and direction of EIC. (Cement would be supplied by the client, but subjected to reconciliation.) Location: Fire Tank | Sq.Mtr. | 22.71 | 550 | Approved
Primarc Chambers | COMMON INFRASTRUCTURE | Civil | Misc Civil Work | WO/PCH/PC04/40 | B P Enterprise | 15mm thk Plaster | Charges for applying of 15mm thk Plaster (1:6), complete in all respect as per drawing, specification and direction of EIC. (Cement would be supplied by the client, but subjected to reconciliation.) (Area-1.563 Sqm) Location: Fire Tank | Lump Sum | 1 | 800 | Approved
Primarc Chambers | COMMON INFRASTRUCTURE | Civil | Misc Civil Work | WO/PCH/PC04/40 | B P Enterprise | Neat Cement Punning | Charges for applying of Neat Cement Punning,(2.75kg/sqm) complete in all respect as per drawing, specification and direction of EIC. (Cement would be supplied by the client, but subjected to reconciliation.) Location: Fire Tank | Sq.Mtr. | 1.57 | 13 | Approved
Primarc Chambers | COMMON INFRASTRUCTURE | Civil | Misc Civil Work | WO/PCH/PC04/40 | B P Enterprise | Civil Work of New Ramp at Retail Space -1 | Civil Work of New Ramp at Retail Space -1 as per drawing & instruction of EIC. |  | 0 | 0 | Approved
Primarc Chambers | COMMON INFRASTRUCTURE | Civil | Misc Civil Work | WO/PCH/PC04/40 | B P Enterprise | Excavation | All charges for doing excavation in required profile in all type of soils in dry and wet condition for pile cap, or other foundation of the proposed structure as per drawings or direction of PMC/Owner including dismantling of foundation (if any) made with brick, PCC, RCC, dressing of side, bottom, ramming of bottom, dewatering, shoring, strutting, diverting underground sewer line, water line, electrical line (if any) barricading the area providing caution board maintaining required slopes including all labour, materials, machinery, tools & tackles for all lead & lift as per drawing and direction of Engineer-in-Charge (i.e bottom of PCC area). a) Depth up to 1.5m from EGL | Cum. | 3.01 | 250 | Approved
Primarc Chambers | COMMON INFRASTRUCTURE | Civil | Misc Civil Work | WO/PCH/PC04/40 | B P Enterprise | Brick Flat Soling | All charges for laying single brick flat soling of picked, jhama bricks below foundation floor, pile cap, tie beam etc. including ramming dressing and bringing to proper level including all materials, labour, tools and plants etc. complete as per specification, drawing and as per direction of Engineer-in-Charge. Below foundation. (Brick is supplied by Client) | Sq.Mtr. | 12.93 | 80 | Approved
Primarc Chambers | COMMON INFRASTRUCTURE | Civil | Misc Civil Work | WO/PCH/PC04/40 | B P Enterprise | PCC | Charges for providing and laying of PCC (1:3:6) by site six concrete with 20mm and down size, screened and washed well graded stone chips excluding shuttering, consolidation complete in all respect as per drawing, specification and direction of EIC. (Cement will be supplied by client, but subjected to reconciliation). | Cum. | 1.531 | 5720 | Approved
Primarc Chambers | COMMON INFRASTRUCTURE | Civil | Misc Civil Work | WO/PCH/PC04/40 | B P Enterprise | R.C.C | Charges for providing & laying of R.C.C (M25 Grade) by site mix concrete 25 mm and down sized , screened and washed well graded stone chips excluding shuttering, consolidation complete in all respect as per drawing, specification and direction of EIC. (Cement & Steel would be supplied by the client, but subjected to reconciliation.) | Cum. | 1.94 | 7000 | Approved
Primarc Chambers | COMMON INFRASTRUCTURE | Civil | Misc Civil Work | WO/PCH/PC04/40 | B P Enterprise | Dismantling of RCC | Dismantling of Reinforced Cement Concrete(RCC) structure at all heights and level, as per the requirement including all tools & tackles, labours all complete as per the direction and entire satisfaction of the Technical head/EIC | Cum. | 0.652 | 3000 | Approved
Primarc Chambers | COMMON INFRASTRUCTURE | Civil | Misc Civil Work | WO/PCH/PC04/40 | B P Enterprise | Kerb Stone Laying | Labour charges for carrying, shifting, handling & laying factory made kerb stone in position to the required line , level & curvature jointed with cement & sand morter 1:4 including making joints with or without grooves including making drainage opening where ever required complete in all respect as per BOQ & direction of EIC.( Pre cast kerb stone shall be supplied by Client but subject to reconciliation). | RMT | 7.93 | 250 | Approved
Primarc Chambers | COMMON INFRASTRUCTURE | Civil | Misc Civil Work | WO/PCH/PC04/40 | B P Enterprise | Dismantling of 125mm thick Brick Work | Dismantling of 125mm thick Brick Work at all heights and level, as per the requirement including all tools & tackles, labours all complete as per the direction and entire satisfaction of the Technical head/EIC Location: Rudramani Side | Sq.Mtr. | 35.91 | 550 | Approved
Primarc Chambers | COMMON INFRASTRUCTURE | Civil | Misc Civil Work | WO/PCH/PC04/40 | B P Enterprise | Civil Work of Podium level Saucer Drain | Civil Work of Podium level Saucer Drain as per drawing & instruction of EIC. |  | 0 | 0 | Approved
Primarc Chambers | COMMON INFRASTRUCTURE | Civil | Misc Civil Work | WO/PCH/PC04/40 | B P Enterprise | IPS Flooring | Charges for providing & laying of Avg. 20mm IPS Flooring,(1:2:4) complete in all respect for saucer drain making work at podium level as per drawing, specification and direction of EIC. (Cement would be supplied by the client, but subjected to reconciliation. | RMT | 224.5 | 200 | Approved
Primarc Chambers | COMMON INFRASTRUCTURE | Civil | Misc Civil Work | WO/PCH/PC04/40 | B P Enterprise | Dismantling of IPS | Dismantling of IPS of Avg Thk of 35mm at all heights and level, as per the requirement including all tools & tackles, labours all complete as per the direction and entire satisfaction of the Technical head/EIC ( Rmt 224.5 Rmt) | Lump Sum | 1 | 5800 | Approved
Primarc Aadvika | EXPERIENCE CENTER | Interior Work |  | WO/HW1/PHW3/8 | Kraftwood Decor Pvt. Ltd. | Additional Work | Additional Work |  | 0 | 0 | Approved
Primarc Aadvika | EXPERIENCE CENTER | Interior Work |  | WO/HW1/PHW3/8 | Kraftwood Decor Pvt. Ltd. | Calcium silicate ceiling in Toilet Area | Providing and fixing of Calcium Silicate Ceiling for Toilet area using 8 mm thick hilux board with classic channel of approved quality as per the drawing and design at all heights and levels, including the jointing, tapping, compounding, cut outs of light fittings, A/C grills, speakers, and services, completed as per the drawing and design. | Sq.Ft. | 63.5 | 150 | Approved
Primarc Aadvika | EXPERIENCE CENTER | Interior Work |  | WO/HW1/PHW3/8 | Kraftwood Decor Pvt. Ltd. | Pantry Built-in -Counter and storage (Under-the-counter and over-the-counter units in laminate finish) | Pantry Built-in -Counter and storage (Under-the-counter and over-the-counter units in laminate finish) | Sq.Ft. | 107 | 2500 | Approved
Primarc Aadvika | EXPERIENCE CENTER | Interior Work |  | WO/HW1/PHW3/8 | Kraftwood Decor Pvt. Ltd. | Window sill granite with Moulding detail as approved (Steel grey granite) | Providing & Fixing charges for Granite Patty / Strip (Brand as approved) at Window Sill with necessary chipping in any level with Adhesive (As per approved Brand) as per drawing & direction of Engineer-in-charge. (All the material, Labour, Shifting & Lifting of all materials & machineries are in contractor's scope) Colour: Steel Gray | Rft | 56 | 450 | Approved
Primarc Aadvika | EXPERIENCE CENTER | Interior Work |  | WO/HW1/PHW3/8 | Kraftwood Decor Pvt. Ltd. | A/C support MS frame | Providing and Fixing charges for A/C support MS Framework as per drawing & direction of Engineer-In-Charge. | Nos. | 7 | 11000 | Approved
Primarc Aadvika | EXPERIENCE CENTER | Interior Work |  |  |  | MS Sturcture with Cement board finished on External wall Roof with necessary detail and drip course | MS Sturcture with Cement board finished on External walll Roof with necessary detail and drip course | Sq.Ft. |  |  | Approved
Primarc Aadvika | EXPERIENCE CENTER | Interior Work |  |  |  | Internal and external MS pillars and structural support covered in Cement board | Internal and external MS pillars and structural support covered in Cement board | Sq.Ft. |  |  | Approved
Primarc Aadvika | EXPERIENCE CENTER | Interior Work |  | WO/HW1/PHW3/8 | Kraftwood Decor Pvt. Ltd. | Plaster work over A/C Wiring cutouts | Plaster work over A/C Wiring cutouts | Lump Sum | 1 | 5000 | Approved
Primarc Aadvika | EXPERIENCE CENTER | Interior Work |  | WO/HW1/PHW3/8 | Kraftwood Decor Pvt. Ltd. | PCC work in Meeting room | PCC work in Meeting room | Sq.Ft. | 135 | 50 | Approved
Primarc Aadvika | EXPERIENCE CENTER | Interior Work |  | WO/HW1/PHW3/8 | Kraftwood Decor Pvt. Ltd. | Bathroom vanity with mirror | Bathroom vanity with mirror | Nos | 1 | 45000 | Approved
Primarc Aadvika | EXPERIENCE CENTER | Interior Work |  | WO/HW1/PHW3/8 | Kraftwood Decor Pvt. Ltd. | Bathroom ledge work | Bathroom ledge work | Rft | 7 | 450 | Approved
Primarc Aadvika | EXPERIENCE CENTER | Interior Work |  | WO/HW1/PHW3/8 | Kraftwood Decor Pvt. Ltd. | Pantry Back door in Laminate finish with door frame in Paint finish P/F of Internal door shutter Flush , finish as per design and approved drawings Laminted both side + Door frame in Solid wood . All hardware/Architrave to be Inculsive 1140mm x2515 | Pantry Back door in Laminate finish with door frame in Paint finish P/F of Internal door shutter Flush , finish as per design and approved drawings Laminted both side + Door frame in Solid wood . All hardware/Architrave to be Inculsive 1140mm x2515mm x 55mm | Nos | 1 | 65000 | Approved
Primarc Aadvika | EXPERIENCE CENTER | Interior Work |  | WO/HW1/PHW3/8 | Kraftwood Decor Pvt. Ltd. | MS hooks - providing & welding on ceiling for hanging support | MS hooks - providing & welding on ceiling for hanging support | Nos | 6 | 1500 | Approved
Primarc Aadvika | EXPERIENCE CENTER | Interior Work |  | WO/HW1/PHW3/8 | Kraftwood Decor Pvt. Ltd. | GLASS DOOR 1150mm x 2425mm | GLASS DOOR 1150mm x 2425mm | Nos | 1 | 58000 | Approved
Primarc Aadvika | EXPERIENCE CENTER | Interior Work |  | WO/HW1/PHW3/8 | Kraftwood Decor Pvt. Ltd. | GLASS DOOR 1900mm x 2700mm | GLASS DOOR 1900mm x 2700mm | Nos | 1 | 129000 | Approved
Primarc Aadvika | EXPERIENCE CENTER | Interior Work |  | WO/HW1/PHW3/8 | Kraftwood Decor Pvt. Ltd. | Projector ledge 700mm x 400mm | Projector ledge 700mm x 400mm | Nos | 1 | 1500 | Approved
Primarc Aadvika | EXPERIENCE CENTER | Interior Work |  |  |  | Guard room Wall & Ceiling - PAINT | Guard room Wall & Ceiling - PAINT | Sq.Ft. |  |  | Approved
Primarc Aadvika | EXPERIENCE CENTER | Interior Work |  |  |  | Providing and applying spray paint in dark grey colour on True ceiling Over open cell ceiling | Providing and applying spray paint in dark grey colour on True ceiling Over open cell ceiling | Sq.Ft. |  |  | Approved
SOUTHWINDS PROJECT LLP (PHASE - III & IV) | HARDSCAPE & LANDSCAPE PHASE - IV | Road Works |  | WO/SP34/HL4/8 | Suraj Sharma | Road work around block-14 | Road work around Block-14 (Paver Block Laying Work) as per drawing & direction of Engineer-in-Charge. |  | 0 |  | Approved
SOUTHWINDS PROJECT LLP (PHASE - III & IV) | HARDSCAPE & LANDSCAPE PHASE - IV | Road Works |  | WO/SP34/HL4/8 | Suraj Sharma | Laying Geo Textile | Laying Charges of Geo Textile membrane above the sub base layer as per drawing and direction of Engineer-in-Charge . (Geo textile supplied by client) | Sq.Mtr. | 0 |  | Approved
SOUTHWINDS PROJECT LLP (PHASE - III & IV) | HARDSCAPE & LANDSCAPE PHASE - IV | Road Works |  | WO/SP34/HL4/8 | Suraj Sharma | Laying interlocking designer paver block - (200X200) | Laying interlocking designer paver block of any shade and Colour of approved quality , laid in pattern as directed in pavement, driveway etc. including necessary underlay complete in all respect with all labour and material. (Border concrete if necessary to be paid separately), a) 60 mm thick Block (Over 50 mm sand bed). (Paver block and Sand supply by client,but subjected to reconciliation). All work complete as per drawing & direction of Engineer-in-Charge.Size of paver block-(200X200) | Sq.Mtr. | 0 |  | Approved
SOUTHWINDS PROJECT LLP (PHASE - III & IV) | HARDSCAPE & LANDSCAPE PHASE - IV | Road Works |  | WO/SP34/HL4/8 | Suraj Sharma | Laying interlocking designer paver block - (100X100) | Laying interlocking designer paver block of any shade and Colour of approved quality , laid in pattern as directed in pavement, driveway etc. including necessary underlay complete in all respect with all labour and material. (Border concrete if necessary to be paid separately), a) 60 mm thick Block (Over 50 mm sand bed). (Paver block and sand supply by client,but subjected to reconciliation). All work complete as per drawing & direction of Engineer-in-Charge.Size of paver block-(100X100) | Sq.Mtr. | 0 |  | Approved
SOUTHWINDS PROJECT LLP (PHASE - III & IV) | HARDSCAPE & LANDSCAPE PHASE - IV | Road Works |  | WO/SP34/HL4/8 | Suraj Sharma | PCC (1:4:8) With Pigment matching colour of Paver Block | Charges of PCC (1:4:8) With Pigment matching colour of Paver Block | Cum. | 0 |  | Approved
SOUTHWINDS PROJECT LLP (PHASE - III & IV) | HARDSCAPE & LANDSCAPE PHASE - IV | Road Works |  | WO/SP34/HL4/8 | Suraj Sharma | loading unloading | Charges for loading unloading as per direction of EIC | Lump Sum | 0 |  | Approved
SOUTHWINDS PROJECT LLP (PHASE - III & IV) | HARDSCAPE & LANDSCAPE PHASE - IV | Hardscape | Civil | WO/SP34/HL4/7 | NEW L. N. CONSTRUCTION | Courtyard and Hardscape civil work around Block 14 | Courtyard and Hardscape civil work around Block 14 |  | 0 | 0 | Approved
SOUTHWINDS PROJECT LLP (PHASE - III & IV) | HARDSCAPE & LANDSCAPE PHASE - IV | Hardscape | Civil | WO/SP34/HL4/7 | NEW L. N. CONSTRUCTION | Earthwork in excavation | Earthwork in excavation upto 1.5 m deep & 50 Mtr Lead necessary for construction of road way embankment , in all types of soil, including clearing and grubbing of road land, removal of roots, stumps and vegetation,disposal of surplus earth at designated location with all leads and lifts etc. all complete as per Drawing & DIRECTION by the Engineer-in-Charge | Cum. | 117.705 | 300 | Approved
SOUTHWINDS PROJECT LLP (PHASE - III & IV) | HARDSCAPE & LANDSCAPE PHASE - IV | Hardscape | Civil | WO/SP34/HL4/7 | NEW L. N. CONSTRUCTION | All charges disposal of excavated earth | All charges disposal of excavated earth outside of the site premises/Phase - IV area as specified by statutory authorities under contractor's own arrangement including all statutory sanction and royalties if any shall be paid by the contractor. | Cum. | 0 | 160 | Approved
SOUTHWINDS PROJECT LLP (PHASE - III & IV) | HARDSCAPE & LANDSCAPE PHASE - IV | Hardscape | Civil | WO/SP34/HL4/7 | NEW L. N. CONSTRUCTION | Single layer brick flat soling | Single layer brick flat soling work using Soling bricks including preparation of bed as necessary with joints properly filled in and packed with powdered earth or silver sand complete as per drawing, specification and direction of EIC. | Sq.Mtr. | 232.643 | 460 | Approved
SOUTHWINDS PROJECT LLP (PHASE - III & IV) | HARDSCAPE & LANDSCAPE PHASE - IV | Hardscape | Civil | WO/SP34/HL4/7 | NEW L. N. CONSTRUCTION | All charges for laying1:4:8 plain cement concrete (PCC) | All charges for laying1:4:8 plain cement concrete (PCC)(75-100 mm thick) of required thickness below brick foundation or any other location as specified in the drawing till Plinth level using 20 mm nominal size well-graded approved quality aggregate including vibrating / compacting, scaffolding as required establishing dewatering system by pumping / bailing out water, cleaning, preparing surfaces, junctions etc. including shuttering, curing complete as per drawing and direction of Engineer-in-Charge. Cement will be supplied by client but subjected to reconciliation | Cum. | 35.587 | 7300 | Approved
SOUTHWINDS PROJECT LLP (PHASE - III & IV) | HARDSCAPE & LANDSCAPE PHASE - IV | Hardscape | Civil | WO/SP34/HL4/7 | NEW L. N. CONSTRUCTION | Providing & Laying of R.C.C | Charges for providing & laying R.C.C (M25) by site mix concrete 25 mm and down sized ,screened and washed well graded stone chips excluding shuttering,consolidation complete in all respect as per drawing ,specification and direction of EIC. | Cum. | 21.297 | 7350 | Approved
SOUTHWINDS PROJECT LLP (PHASE - III & IV) | HARDSCAPE & LANDSCAPE PHASE - IV | Hardscape | Civil | WO/SP34/HL4/7 | NEW L. N. CONSTRUCTION | Providing and erecting brick work with 1st class bricks | Providing and erecting brick work with 1st class bricks for walls of specified thickness in cement sand mortar (1:6) including the cost of all material, labour, tools, tackles, scaffolding, curing etc. complete as per direction of Engineer-in-Charge and technical specification.(Cement supplied free of cost at site) | Cum. | 1.423 | 7600 | Approved
SOUTHWINDS PROJECT LLP (PHASE - III & IV) | HARDSCAPE & LANDSCAPE PHASE - IV | Hardscape | Civil | WO/SP34/HL4/7 | NEW L. N. CONSTRUCTION | Providing and erecting 125mm. thick brick thick work | Providing and erecting 125mm. thick brick thick work with 1st class bricks for walls of specified thickness in cement sand mortar (1:4) including the cost of all material, labour, tools, tackles, scaffolding, curing etc. complete as per direction of Engineer-in-Charge and technical specification.(Cement supplied free of cost at site) | Sq.Mtr. | 206.043 | 834 | Approved
SOUTHWINDS PROJECT LLP (PHASE - III & IV) | HARDSCAPE & LANDSCAPE PHASE - IV | Hardscape | Civil | WO/SP34/HL4/7 | NEW L. N. CONSTRUCTION | Reinforcement work | Labour Charges for fixing Reinforcement for reinforced cement concrete work from in all sorts of structures including distribution bars, stirrups, binding wire etc. Initial straightening and removal of loost rust (if necessary) cutting to requisite length, hooking & bending to correct shape , placing in proper position & binding with 16 gauge black annealed wire/welding as per relevant I.S. code in every intersection complete as per drawing, specification of EIC | MT | 0.346 | 8500 | Approved
SOUTHWINDS PROJECT LLP (PHASE - III & IV) | HARDSCAPE & LANDSCAPE PHASE - IV | Hardscape | Civil | WO/SP34/HL4/7 | NEW L. N. CONSTRUCTION | Plaster work | Providing and applying plaster with sand and cement mortar including rounding off or chamfering of concrete surface,curing etc. complete as per direction of EIC-12 mm thick sand cement mortar (1: 6),at Ground floor and level(Cement would be supplied by the employer free of cost,but subjected to reconciliation) | Sq.Mtr. | 147.095 | 250 | Approved
SOUTHWINDS PROJECT LLP (PHASE - III & IV) | HARDSCAPE & LANDSCAPE PHASE - IV | Hardscape | Civil | WO/SP34/HL4/7 | NEW L. N. CONSTRUCTION | Shuttering Work | Hire & labour charges for Shuttering with centering & necessary staging up to necessary height using approved stout props, 12mm thick quality ply board shuttering,with required bracing for curved or straight fitting,fixing & striking out after completion of works(including bailing of water)at substructure and superstructure,complete per drawing,specification and direction of EIC | Sq.Mtr. | 83 | 475 | Approved
The Ramdulari | OVERHEAD | Hire Charges |  | WO/RP/RP04/17 | GANAPATI ENTERPRISE | JCB Hire charges | Hire charges for JCB "Backhoe Loader" on hourly basis including fuel, operator, tiffin charges & maintenance. Total working hours: 30 days × 8 hours = 240 hours. However, if actual working hours in the month fall below 180 hours, a minimum of 180 hours (i.e. 6 hours × 30 days) will be payable. | hrs. | 498 | 812.5 | Approved
The Ramdulari | BLOCK | Electrical | DG Cost | WO/RP/RP02/77 | OLYMPIA ENGINEERING | Obtain the approval of 1010 KVA D. G. Set | Obtain the approval of 1010 KVA D. G. Sets from Directorate of Electricity, WB, as per Indian Electricity rules 2010. | Lump Sum | 1 | 50000 | Approved
CHANDANNAGAR COMMERCIAL | MAIN TOWER | Solar Power Generation |  | WO/GC01/GC01/10 | JUPITER INTERNATIONAL LIMITED | Roof Top Grid-tied Solar panel | Design, drawing, Supplying , Transportation to site, installation , testing , Commissioning of 1.09 KW Roof Top Solar panel including all allied equipments and accessories to complte the system as required in all respect. |  | 0 | 0 | Approved
CHANDANNAGAR COMMERCIAL | MAIN TOWER | Solar Power Generation |  | WO/GC01/GC01/10 | JUPITER INTERNATIONAL LIMITED | Supply & Transportation of Soler System | Supplying & Transportation of 1.09 KW Roof Top Solar panel including all allied equipments and accessories to complete the system as required in all respect. The required Major Components are Follows, 1. 2nos Solar Photovoltaic MONO PERC-Solar Panel (545 Wp each) (Make- Vikram/Waaree/Rene wsys) 2. 1set String Type Inverter 1 Kw (Make- Solis/THEA/Sungrow/Growatt) 3. 1set Uni-directional Meter (Make- Secure) 4. 1set Zero export relay. 5. AC Distribution Board (Make- L&T/ABB/Havels/Schneider) i. 1 no Polycarbonate IP-65 Protected Box Array Junction Box (AJB), SPD, DC Fuse. ii. 1 no Inverter interfacing panel 6. Cables, Earthing, & Accessories i. Solar DC Cable (2.5sqmm Copper cable) length 50mtr as per project (Make- Polycab/KEI/Mescab) ii. AC Cable (1C X 1.5sqmm Copper Cable) length as per project requirement. (Make- Polycab/KEI/Mescab) iii. Earthing Cable (1C X 4.0sqmm Copper Cable) length as per project requirement. iv. Miscellaneous electrical hardware - Cable ties, MC4 Connector, Plastic gland, lux pin, indicator, Saddles etc. v. DC Earth Pit 7. Mechanical Works i. 1set Hot dip galvanized mechanical structure ii. 1set Stainless Steel Nut Bolt + Washer iii. 1set Anchor Fasteners | Nos | 1 | 45500 | Approved
CHANDANNAGAR COMMERCIAL | MAIN TOWER | Solar Power Generation |  | WO/GC01/GC01/10 | JUPITER INTERNATIONAL LIMITED | Design, Installation and Commissioning | Design, Installation and Commissioning | Set | 1 | 19500 | Approved
SOUTHWINDS PROJECT LLP (PHASE - III & IV) | MEP PHASE - IV | DG Cost |  |  |  | Obtain the approval of 500 KVA D. G. Set | Obtain the approval of 500 KVA D. G. Sets from Directorate of Electricity, WB, as per Indian Electricity rules,2010. | Nos |  |  | Draft
AARANYA | EXPERIENCE CENTER | Hardscape |  | WO/PKB/PKX/23 | NEW L. N. CONSTRUCTION | EXCAVATION upto 1.5 m depth by manual mean | Earthwork excavation by manual means upto 1.5 m deep & 50 Mtr Lead necessary for construction of foundatin, footing, Trench in all types of soil, including clearing and grubbing of road land, removal of roots, stumps and vegetation,disposal of surplus earth at designated location with all leads and lifts etc. all complete as per Drawing & DIRECTION by the Engineer-in-Charge. Location: Security cabin , Partition wall & MCP foundation | Cum. | 89.25 | 300 | Approved
AARANYA | EXPERIENCE CENTER | Hardscape |  | WO/PKB/PKX/23 | NEW L. N. CONSTRUCTION | EXCAVATION upto 1.5 m depth by mechanical mean | Earthwork excavation by mechanical meanupto 1.5 m deep & 50 Mtr Lead necessary for construction of Paved way embankment , in all types of soil, including clearing and grubbing of road land, removal of roots, stumps and vegetation,disposal of surplus earth at designated location with all leads and lifts etc. all complete as per Drawing & DIRECTION by the Engineer-in-Charge. Location : Main entry & drive way. Location: Main Entry & Drive way area | Cum. | 702 | 250 | Approved
AARANYA | EXPERIENCE CENTER | Hardscape |  | WO/PKB/PKX/23 | NEW L. N. CONSTRUCTION | BACKFILLING | Filling in foundation ( Up to plinth level ) with selected earth in layers (Height should be as per Specification ) including watering, ramming, consolidation etc. as directed. The rates are inclusive of all labours, tools/tackles, pumps, vibratory roller/earth compactor temporary works, etc. complete [ Measurement should be as per specification. ] Filling with excavated earth available at site". Location: Security cabin , Partition wall & MCP foundation | Cum. | 182.7 | 160 | Approved
AARANYA | EXPERIENCE CENTER | Hardscape |  | WO/PKB/PKX/23 | NEW L. N. CONSTRUCTION | BRICK FLAT SOLING | Charges for SINGLE LAYER BRICK FLAT SOLING including preparation of soil / sand filling bed and filling the joints with sand , watering etc. complete as per drawing, specification & as directed by E-I-C including all materials, tools & tackles, labours all finishes and complete." Location: Security cabin , Partition wall, MCP foundation, Main Entry & Drive way | Sq.Mtr. | 748.6 | 460 | Approved
AARANYA | EXPERIENCE CENTER | Hardscape |  | WO/PKB/PKX/23 | NEW L. N. CONSTRUCTION | PLAIN CEMENT CONCRETE (1:3:6) . | Providing, mixing and laying in position Plain cement concrete (1:3:6) as applicable including necessary manpower, plant, machinary, tools, tackles and whatsoever for placing, spreading, compacting by tamping /mechanical vibrator,, levelling concrete to any depth and for all leads including curing of concrete, supply of all water and necessary piping, dewatering and keeping the area dry to receive the concrete, protecting the newly placed concrete from rain with PVC sheets, as per the instructions of the Engineer, clearing the area of debris, any other ancillary works related to this activity etc complete to the satisfaction of the Engineer. The rate shall also include for all centering, shuttering required to complete the work as per the instruction and satisfaction of Engineer. (Cement will be supplied by Client but subjected to reconciliation) Location: Security cabin , Partition wall & MCP foundation. | Cum. | 19.64 | 7500 | Approved
AARANYA | EXPERIENCE CENTER | Hardscape |  | WO/PKB/PKX/23 | NEW L. N. CONSTRUCTION | RCC- M25 | Providing, mixing and laying in position Cement Concrete of appropriate grade to all type of R .C.C. work with 20 mm down graded machine crushed stone aggregates and coarse sand of approved grade including mixing admixture of any kind with concrete wherever specified for all types of R .C.C. work AT GFL LVL & 1st floor Lvl. (Cement will be supplied by Client but subjected to reconciliation) GRADE - M25 (SMC) Location: Security cabin , Partition wall, MCP foundation & Main Entry | Cum. | 80.1 | 7600 | Approved
AARANYA | EXPERIENCE CENTER | Hardscape |  | WO/PKB/PKX/23 | NEW L. N. CONSTRUCTION | PLY SHUTTERING | All charges for providing, fabricating, erecting and fixing in position plained timber, plywood centering and shuttering true to line and level, including steel propping, staging, shuttering removal, applying shuttering oil, including required bracing, chamfering corners (of exposed edges) of beams, columns, walls etc. completeas per drawing and direction of Engineer-in-Charge. Rate shall also include removal and dismantling the aforesaid assembly after specified period complete at all depths and leads for all items, at all levels . Location: Security cabin , Partition wall, MCP foundation & Main Entry | Sq.Mtr. | 425 | 475 | Approved
AARANYA | EXPERIENCE CENTER | Hardscape |  | WO/PKB/PKX/23 | NEW L. N. CONSTRUCTION | Fixing steel reinforcement | All charges for fixing steel reinforcement (Tor Steel as per IS-1786, Fe 500) for RCC work including transporting, decoiling, straightening, removing loose rust, cutting, bending and placing for all profile and for all lead & lift upto required level and binding with 18 gauge annealed wire as per drawing and direction of Engineer-in-Charge. (Only Reinforcement would be supplied by the client free of cost, but subjected to reconciliation) Location: Security cabin , Partition wall, MCP foundation & Main Entry | MT | 6.1 | 9500 | Approved
AARANYA | EXPERIENCE CENTER | Hardscape |  | WO/PKB/PKX/23 | NEW L. N. CONSTRUCTION | 200/250mm Thk BRICKWORK | Providing and erecting 200/250mm thick brick work with 1st class bricks for walls of specified thickness in cement sand mortar (1:6) including the cost of all material, as per drawing and as specified in relevant is codes, necessary curing, scaffolding, staging, all leads and lifts from any point to any point inside the site in all structures such as walls / pillars / stub / supports / drains etc including cleaning of accumulated debris as per drawing and specifications and as directed by the project manager. (Cement will be supplied by Client but subjected to reconciliation) Location: Security cabin & partition wall | Cum. | 24.8 | 7600 | Approved
AARANYA | EXPERIENCE CENTER | Hardscape |  | WO/PKB/PKX/23 | NEW L. N. CONSTRUCTION | INSIDE PLASTER 12mm thk | All charges for providing & applying average 12mm thick internal plaster using cement mortar (1:6) to all internal wall surfaces including necessary scaffolding, rounding off or chamfering corners putting wire / fibre mesh 6 to 8 inches wide at every flush joint of brickwork and concrete as directed and raking out joints & roughening of concrete surface( including chipping and cutting of bulged concrete if any), including throating, nosing , curing, chipping of excess mortar from floor, cleaning of debris etc.complete as per the drawings and specifications / as directed by the project manager and mending the junction of skirting good after the skirting is fixed or finished by the flooring contractor. (Cement will be supplied by Client but subjected to reconciliation) Location: Security cabin | Sq.Mtr. | 153 | 235 | Approved
AARANYA | EXPERIENCE CENTER | Hardscape |  | WO/PKB/PKX/23 | NEW L. N. CONSTRUCTION | EXTERNAL PLASTER 15mm thk | All charges for Providing and applying 15mm thk. plaster with (1:6) cement and sand mortar including rounding off or chamfering of corners as directed and raking out joints or roughening of concrete surface, including threading nosing and drip course where necessary including MS pipe scaffolding, curing etc. all complete as per drawing & direction of EIC. (Cement will be supplied by Client but subjected to reconciliation) Location : partition wall between project and marketing office | Sq.Mtr. | 221 | 280 | Approved
AARANYA | EXPERIENCE CENTER | Hardscape |  | WO/PKB/PKX/23 | NEW L. N. CONSTRUCTION | EXTERNAL PLASTER 20mm thk | All charges for Providing and applying external plaster of 20 mm. thick in two layers (12+8) with sand and cement mortar (6:1) including making grooves, rounding off or chamfering corners as directed and raking out joints or roughening of concrete surface, including fixing of 300 mm wide wire mesh in the junction of R.C.C. & Brickwork & threading nosing and drip course where necessary including scaffolding, curing, complete as per direction of Engineer-in-charge. (Cement will be supplied by Client but subjected to reconciliation) Location: Security cabin | Sq.Mtr. | 36.5 | 320 | Approved
AARANYA | EXPERIENCE CENTER | Hardscape |  | WO/PKB/PKX/23 | NEW L. N. CONSTRUCTION | SILVER SAND- 200MM | All charges for providing, laying, spreading of Silver sand to a uniform layers not exceeding 200mm thick, to proper gradient and chamber, inundating each layer by water & packing & ramming layer by layer to achieve desired compaction including all materials, labour, guarding, barricading, making adequate earthen bundh where necessary , mending cracks & depression by ramming where ever necessary. Location : Drive way | Cum. | 112.42 | 2100 | Approved
AARANYA | EXPERIENCE CENTER | Hardscape |  | WO/PKB/PKX/23 | NEW L. N. CONSTRUCTION | JHAMA BATS- 125 THK | All Charges for providing & Construction of water bound macadam (WBM) sub-base with over burnt brick aggregate and binding material (silver sand, brick dust) etc. of minimum thickness 125 mm including screening, sorting, spreading to template and consolidation with 8-10 T Static Roller (Breakdown Rolling + Intermediate Rolling + Finish Rolling) , all complete including the cost of hire & labour charges of all men and machineries and compacting to the required density, as per drawing and direction of Engineer-in-Charge. Location : Drive way | Cum. | 71.4 | 3250 | Approved
AARANYA | EXPERIENCE CENTER | Hardscape |  | WO/PKB/PKX/23 | NEW L. N. CONSTRUCTION | METAL WMM- 125THK | All Charges for providing & Construction of water bound macadam (WBM) sub-base with stone aggregates of specific sizes and binding material (Stone dust) etc. of minimum thickness 125 mm including screening, sorting, spreading to template and consolidation with 8-10 T Static Roller (Breakdown Rolling + Intermediate Rolling + Finish Rolling) , all complete including the cost of hire & labour charges of all men and machineries and compacting to the required density, as per drawing and direction of Engineer-in-Charge . Location : Drive way | Cum. | 63.97 | 5350 | Approved
AARANYA | EXPERIENCE CENTER | Hardscape |  | WO/PKB/PKX/23 | NEW L. N. CONSTRUCTION | Paver Block laying | All charges for Providing & Fixing of 60mm thick Concrete paver laid in HERRIBOND PATTERN including making a border over 50mm thick sand bed including all lead and lift as per drawing & direction of EIC. (Only Paver Block will be supplied by client but subjected to reconciliation) Size of paver: 100 X 200 (LIGHT GREY PAVER -ROUGH FINISH) Location: Drive way | Sq.Mtr. | 420 | 375 | Approved
AARANYA | EXPERIENCE CENTER | Hardscape |  | WO/PKB/PKX/23 | NEW L. N. CONSTRUCTION | Fixing of Kerb stones | All Charges for providing & fixing of Kerb stones of specific sizes over 50mm cement sand Morter bed along the Pavement or other designated places including jointing the kerbstone with cement mortar with necessary alignment, all lead and lift, carrying cost from stock yard to execution point, All complete as per drawing & direction of EIC. (Kerbstone & Cement will be supplied by Client but subjected to reconciliation). Location: Main Entry & Drive way | RMT | 91.5 | 320 | Approved
SOUTHWINDS PROJECT LLP (PHASE - III & IV) | MEP PHASE - IV | DG Cost | Consultancy | WO/SP34/MW4/65 | OLYMPIA ENGINEERING | Obtain the approval of 500 KVA D. G. Set | Obtain the approval of 500 KVA D. G. Sets from Directorate of Electricity, WB, as per Indian Electricity rules,2010. | Nos | 1 | 30000 | Approved
AARANYA | COMMON INFRASTRUCTURE | Boundary Wall |  |  |  | Pathway | Civil Work for 900mm pathway of 170mtr length in between Pond-2 & 3 |  |  |  | Approved
AARANYA | COMMON INFRASTRUCTURE | Boundary Wall |  |  |  | Boundary Wall | Civil Work at 31Mtr. lenght Boundary Wall |  |  |  | Approved
AARANYA | COMMON INFRASTRUCTURE | Boundary Wall |  |  |  | excavation upto 1.5 m deep | All Charges for Earthwork excavation upto 1.5 m deep & 50 Mtr Lead necessary for construction of Paved way embankment , in all types of soil, including clearing and grubbing of road land, removal of roots, stumps and vegetation,disposal of surplus earth at designated location with all leads and lifts etc. all complete as per Drawing & DIRECTION by the Engineer-in-Charge. | Cum. |  |  | Approved
AARANYA | COMMON INFRASTRUCTURE | Boundary Wall |  |  |  | Back Filling | All Charges for Earth work in filling to foundation, trenches , Plinth or any other substructure work with excavated earth obtained from the excavation work ,including watering, ramming and consolidating, up to the required level as per approved drawing & direction of Engineer-in-Charge | Cum. |  |  | Approved
AARANYA | COMMON INFRASTRUCTURE | Boundary Wall |  |  |  | Earth Compaction | All Charges for compacting the exposed earth surface using manual or mechanical means such as hand rammers, plate compactors, or vibratory rollers to achieve 90% to 95% of the maximum dry density (as per Proctor Test), including light sprinkling of water, dressing to required level and slope, and labour, tools & equipment all complete as per the direction of Engineer-in-Charge. | Sq.Mtr. |  |  | Approved
AARANYA | COMMON INFRASTRUCTURE | Boundary Wall |  |  |  | Disposal of Excess Earth | All Charges for disposal of excess earth to a designated location with in the site at lead upto 75mtr by manual or mechanical means, including labour, tools & tackle, transporting, loading, unloading, stacking all complete as per the direction of Engineer-in-Charge. | Cum. |  |  | Approved
AARANYA | COMMON INFRASTRUCTURE | Boundary Wall |  |  |  | BRICK FLAT SOLING (BFS) | All Charges for SINGLE LAYER BRICK FLAT SOLING over 50 mm average thickness sand filling bed and fill the joints with available sand , watering etc. complete as per drawing, specification & as directed by E-I-C including all materials, tools & tackles, labours all finishes and complete. | Sq.Mtr. |  |  | Approved
AARANYA | COMMON INFRASTRUCTURE | Boundary Wall |  |  |  | RCC M20 | All Charges for Providing, mixing and laying in position Cement Concrete of appropriate grade to all type of R .C.C. work with 20 mm down graded machine crushed stone aggregates and coarse sand of approved grade including mixing admixture of any kind with concrete wherever specified for all types of R .C.C. work AT GFL LVL. (Cement will be supplied by Client but subjected to reconciliation) GRADE - M20 (SMC) | Cum. |  |  | Approved
AARANYA | COMMON INFRASTRUCTURE | Boundary Wall |  |  |  | REINFORCEMENT | All Charges for fixing steel reinforcement (Tor Steel as per IS-1786, Fe 500) for RCC work including transporting, decoiling, straightening, removing loose rust, cutting, bending and placing for all profile and for all lead & lift above Plinth level and binding with 18 gauge annealed wire to the entire satisfaction of Engineer-in-Charge. Payment of steel shall be made as per drawing and approved bar bending schedule with permissible laps and paid on the basis of the sectional weights of bar as per relevant I.S. Code. The rate shall include cost of binding wire, chairs, spacers, pins, cover blocks which will not be measured separately for payment. (Reinforcement would be supplied by the client free of cost, but subjected to reconciliation) | MT |  |  | Approved
AARANYA | COMMON INFRASTRUCTURE | Boundary Wall |  |  |  | Thermocol strip | All Charges for supply and fixing of 12mm thk thermocol strip in concrete expension joint at every 2400 mm interval, including all labour, Material, tools & tackle, as per the drawing & direction of the Engineer-in-Charge. | RMT |  |  | Approved
AARANYA | COMMON INFRASTRUCTURE | Boundary Wall |  |  |  | RCC M20 | All Charges for Providing, mixing and laying in position Cement Concrete of appropriate grade to all type of R .C.C. work with 20 mm down graded machine crushed stone aggregates and coarse sand of approved grade including mixing admixture of any kind with concrete wherever specified for all types of R .C.C. work AT GFL LVL. (Cement will be supplied by Client but subjected to reconciliation) GRADE - M20 (SMC) | Cum. |  |  | Approved
AARANYA | COMMON INFRASTRUCTURE | Boundary Wall |  |  |  | Brick Work 125mm | All charges for Providing and erecting 125 mm thick brick work with 1st class Conventional bricks for walls of specified thickness in sand cement mortar (1 :4) including the cost of all material, labour, tools, tackles, scaffolding, curing etc. complete as per direction of Engineer-in-Charge and technical specification. (Cement shall be supplied by the client on a reconciliation basis.) | Sq.Mtr. |  |  | Approved
AARANYA | COMMON INFRASTRUCTURE | Boundary Wall |  |  |  | EXTERNAL PLASTER 15mm thk | All charges for Providing and applying 15mm thk. plaster with (1:6) cement and sand mortar including rounding off or chamfering of corners as directed and raking out joints or roughening of concrete surface, including threading nosing and drip course where necessary including MS pipe scaffolding, curing etc. all complete as per drawing & direction of EIC. (Cement will be supplied by Client but subjected to reconciliation) Location : partition wall between project and marketing office | Sq.Mtr. |  |  | Approved
AARANYA | COMMON INFRASTRUCTURE | Boundary Wall |  |  |  | PLY SHUTTERING | All charges for providing, fabricating, erecting and fixing in position plained timber, plywood centering and shuttering true to line and level, including steel propping, staging, shuttering removal, applying shuttering oil, including required bracing, chamfering corners (of exposed edges) of beams, columns, walls etc. completeas per drawing and direction of Engineer-in-Charge. Rate shall also include removal and dismantling the aforesaid assembly after specified period complete at all depths and leads for all items, at all levels . | Sq.Mtr. |  |  | Approved
AARANYA | COMMON INFRASTRUCTURE | Boundary Wall |  |  |  | REINFORCEMENT | All Charges for fixing steel reinforcement (Tor Steel as per IS-1786, Fe 500) for RCC work including transporting, decoiling, straightening, removing loose rust, cutting, bending and placing for all profile and for all lead & lift above Plinth level and binding with 18 gauge annealed wire to the entire satisfaction of Engineer-in-Charge. Payment of steel shall be made as per drawing and approved bar bending schedule with permissible laps and paid on the basis of the sectional weights of bar as per relevant I.S. Code. The rate shall include cost of binding wire, chairs, spacers, pins, cover blocks which will not be measured separately for payment. (Reinforcement would be supplied by the client free of cost, but subjected to reconciliation) | MT |  |  | Approved
AARANYA | PRE-CONSTRUCTION PHASE | Site Office | Civil and Finishing Work of Site Office | WO/PKB/PKB1/13 | NEW L. N. CONSTRUCTION | Brick Work 125mm | All charges for Providing and erecting 125 mm thick brick work with 1st class Conventional bricks for walls of specified thickness in sand cement mortar (1 :4) including the cost of all material, labour, tools, tackles, scaffolding, curing etc. complete as per direction of Engineer-in-Charge and technical specification. (Cement shall be supplied by the client on a reconciliation basis.) | Sq.Mtr. | 265.7 | 1150 | Approved
AARANYA | PRE-CONSTRUCTION PHASE | Site Office | Civil and Finishing Work of Site Office | WO/PKB/PKB1/13 | NEW L. N. CONSTRUCTION | Internal plaster 12mm thk (1:6) | All charges for providing & applying 12mm thk. Internal plaster(1:6) , to all internal wall surfaces with cement and sand mortar including necessary scaffolding, rounding off or chamfering corners putting wire / fibre mesh 6 to 8 inches wide at every flush joint of brickwork and concrete as directed and raking out joints & roughening of concrete surface (including chipping and cutting of bulged concrete if any), including throating, nosing , curing, chipping of excess mortar from floor, cleaning of debris etc. Complete as per the drawings and specifications / as directed by the project manager. (cement shall be supplied by the client on a reconciliation basis.) | Sq.Mtr. | 352.1 | 235 | Approved
AARANYA | PRE-CONSTRUCTION PHASE | Site Office | Civil and Finishing Work of Site Office | WO/PKB/PKB1/13 | NEW L. N. CONSTRUCTION | PCC (1:3:6) | All Charges for Providing, mixing and laying in position Plain cement concrete (1:3:6) as applicable including necessary manpower, plant, machinary, tools, tackles and whatsoever for placing, spreading, compacting by tamping /mechanical vibrator,, levelling concrete to any depth and for all leads including curing of concrete, supply of all water and necessary piping, dewatering and keeping the area dry to receive the concrete, protecting the newly placed concrete from rain with PVC sheets, as per the instructions of the Engineer, clearing the area of debris, any other ancillary works related to this activity etc complete to the satisfaction of the Engineer. The rate shall also include for all centering, shuttering required to complete the work as per the instruction and satisfaction of Engineer. (Cement will be supplied by Client but subjected to reconciliation) Location: Toilet area & Toilet Entry area | Cum. | 0.56 | 7500 | Approved
AARANYA | PRE-CONSTRUCTION PHASE | Site Office | Civil and Finishing Work of Site Office | WO/PKB/PKB1/13 | NEW L. N. CONSTRUCTION | Lintel (125X200) | Providing & fixing of RCC Lintel (125X200) for 125 mm thick Brick work at any level including Cost of all labour, materials for Shuttering, Reinforcement (Fe 500) , RCC & machinery, tools & tackles to the entire satisfaction of EIC. Grade of Concrete M20. Reinforcement Detail as per attached Annexture-1. (Cement & Reinforcement will be supplied by Client but subjected to reconciliation) | RMT | 6.85 | 475 | Approved
AARANYA | PRE-CONSTRUCTION PHASE | Site Office | Civil and Finishing Work of Site Office | WO/PKB/PKB1/13 | NEW L. N. CONSTRUCTION | Brick Wall Dismantling | Brick Wall Dismantling - Charges for doing dismantling of brick work along with its plaster & other finishes including all labour, tools & tackles, equipment, scaffolding (if required), and necessary safety precautions also disposing full or part of the dismantled material & its debris at designated dump yard inside of the site premises as direction of Engineer-in-Charge. | Cum. | 5.88 | 1550 | Approved
AARANYA | PRE-CONSTRUCTION PHASE | Site Office | Civil and Finishing Work of Site Office | WO/PKB/PKB1/13 | NEW L. N. CONSTRUCTION | Removel of Existing Plaster | Removel of Existing Plaster - Charges for removal of existing plaster & rendering of the wall including ncluding all labour, tools & tackles, equipment, scaffolding (if required) and removal of accumulated debris at designated dump yard inside of the site premises as direction of Engineer-in-Charge. | Sq.Mtr. | 179.65 | 120 | Approved
AARANYA | PRE-CONSTRUCTION PHASE | Site Office | Civil and Finishing Work of Site Office | WO/PKB/PKB1/13 | NEW L. N. CONSTRUCTION | External Plaster 20mm thk (6:1) | All charges for Providing and applying external plaster of 20 mm. thick in two layers (12+8) with sand and cement mortar (6:1) including making grooves, rounding off or chamfering corners as directed and raking out joints or roughening of concrete surface, including fixing of 300 mm wide wire mesh in the junction of R.C.C. & Brickwork & threading nosing and drip course where necessary including scaffolding, curing, complete as per direction of Engineer-in-charge. (Cement will be supplied by Client but subjected to reconciliation) | Sq.Mtr. | 53.4 | 320 | Approved
AARANYA | PRE-CONSTRUCTION PHASE | Site Office | Civil and Finishing Work of Site Office | WO/PKB/PKB1/13 | NEW L. N. CONSTRUCTION | Wooden door Removel | Wooden door Removel - All Charges for Dismantling and removing existing wooden door frame with shutter of any size and section, fixed in masonry or concrete, including taking out holdfasts or fixing arrangements, detaching hardware fittings like hinges, tower bolts, handles, etc., and stacking serviceable materials (frame/shutters/fittings), disposing of accumulated debris & unserviceable materials to a designated dumping yard inside of the site premises as per direction of Engineer-in-Charge. | Nos | 7 | 250 | Approved
AARANYA | PRE-CONSTRUCTION PHASE | Site Office | Civil and Finishing Work of Site Office | WO/PKB/PKB1/13 | NEW L. N. CONSTRUCTION | Window Removel | All Charges for dismantling and removing existing window frame with shutter of any size and section, fixed in masonry or concrete, including removing glass panels (if any), grills (fixed within the frame or wall), holdfasts, and all hardware fittings like hinges, handles, stays, etc., and stacking serviceable materials (frame/shutters/fittings), disposing of accumulated debris & unserviceable materials to a designated dumping yard inside of the site premises as per direction of Engineer-in-Charge. (900X1800mm 7nos, 900X1200mm 7nos) | Nos | 20 | 250 | Approved
AARANYA | PRE-CONSTRUCTION PHASE | Site Office | Civil and Finishing Work of Site Office | WO/PKB/PKB1/13 | NEW L. N. CONSTRUCTION | Door frame fixing. | All Charges for Labour charges for Door frame fixing including supply & fixing by Ms hold fast /Anchor fastener adjacent to concrete surface or Brick surface including concrete grouting at any Level as per drawing and direction of Engineer-in-charge. (Door frame would be supplied by client, but subjected to reconciliation.) size: 1200x2200 - 1nos & 900x2100 - 10 nos | Nos | 11 | 465 | Approved
The Ramdulari | BLOCK | Electrical | DG Cost | WO/RP/RP02/78 | OLYMPIA ENGINEERING | Obtain the approval of 1010 KVA D. G. Set | Obtain the approval of 1010 KVA D. G. Sets from Directorate of Electricity, WB, as per Indian Electricity rules 2010. | Nos | 1 | 50000 | Approved
BHOPAL - COMMERCIAL | PRE-CONSTRUCTION PHASE | Site Office | Civil and Finishing Work of Site Office | WO/BPC/BPC1/10 | Gulshan India Infrastructure Private Limited | Charges For Random Rubble Masonry Wall & Boulder Pitching Work At Site Office Area | All charges for making Random Rubble Masonry wall & Boulder Pitching work using cement ,sand & aggregate and proper base preparation with maintaining proper slope & height including necessary tools & tackles, equipment's, loading, leading, unloading all complete as per drawing & instruction of EIC (Material in Contractor Scope). (Length-100 ft) |  | 0 | 0 | Approved
BHOPAL - COMMERCIAL | PRE-CONSTRUCTION PHASE | Site Office | Civil and Finishing Work of Site Office | WO/BPC/BPC1/10 | Gulshan India Infrastructure Private Limited | Random Rubble Stone Wall Masonry | Labour Charges for Random Rubble Stone Wall Masonry work (100 ft x 2ft x 2ft) as per drawing & instruction of EIC. | Cft. | 400 | 50 | Approved
BHOPAL - COMMERCIAL | PRE-CONSTRUCTION PHASE | Site Office | Civil and Finishing Work of Site Office | WO/BPC/BPC1/10 | Gulshan India Infrastructure Private Limited | Additional Charges for Random Rubble Stone Wall Masonry Work | Additional Charges for Random Rubble Stone Wall Masonry Work for Material, tools & tackles, loading, unloading, leading, transportation as per instruction of EIC. | Cft. | 400 | 83.33 | Approved
BHOPAL - COMMERCIAL | PRE-CONSTRUCTION PHASE | Site Office | Civil and Finishing Work of Site Office | WO/BPC/BPC1/10 | Gulshan India Infrastructure Private Limited | Boulder Pitching Work | Labour Charges for Boulder Pitching Work along length of approx. 100 ft. length,2ft width with 2ft slope and required height (average 5ft) as per drawing & instruction of EIC. | Cft. | 500 | 20 | Approved
BHOPAL - COMMERCIAL | PRE-CONSTRUCTION PHASE | Site Office | Civil and Finishing Work of Site Office | WO/BPC/BPC1/10 | Gulshan India Infrastructure Private Limited | Additional Charges for Boulder Pitching Work | Additional Charges for Boulder Pitching Work for Material, tools & tackles, loading, unloading, leading, transportation as per instruction of EIC. | Cft. | 500 | 33.34 | Approved
BHOPAL - COMMERCIAL | PRE-CONSTRUCTION PHASE | Site Office | Civil and Finishing Work of Site Office | WO/BPC/BPC1/10 | Gulshan India Infrastructure Private Limited | JCB Hire Charges | Hire Charges for JCB, including fuel, operator ,all complete as per instruction of EIC | Job | 1 | 16000 | Approved
BHOPAL - COMMERCIAL | PRE-CONSTRUCTION PHASE | Site Office | Civil and Finishing Work of Site Office | WO/BPC/BPC1/10 | Gulshan India Infrastructure Private Limited | Base Preparation Work | Labour Charges for Base preparation work as per instruction of EIC.( 100ft x 2ft) | Sq.Ft. | 200 | 35 | Approved
Primarc Chambers | BLOCK | Water Proofing |  | WO/PCH/PC01/97 | AKJ Engineers Pvt. Ltd. | Waterproofing Treatment work at Fire Tank | Supply & Apply Waterproofing Treatment work at Fire Tank as per BOQ, drawing and direction of EIC. 1.Dismantling: Charges for chipping out & removing existing plaster work by chipping machine or manually etc. Cleaning the same to remove all loose dirt, dust, loose materials etc. all complete as per direction of EIC. 2.Grinding Work : Charges towards grinding work manually/mechanically over the substrate surface to remove bulged concrete, patta finish undulation spots, spill over concrete, hard & rigid mortar to expose mother slab, complete as per manufacturers specification & direction of EIC 3.Surface Preparation: Charges towards cleaning the substrate surface with apply jharu brush, wire brush, water etc. to remove all loose dirt, dust, cement latience etc., Vertical wall joint sealing with polymer modified mortar enriched with Sika Latex Power etc as per manufacturer specification & direction of EIC. 4. Grouting Work: Charges towards pressure grouting work with neat cement slurry admixture with expanding grout admixture Sika Cem-130 Intraplast , including drilling holes, fixing nozzles with extra quick setting liquid Sika-2. Sealing the holes after grouting, finally sealing the same with Sika Latex enriched cement sand mortar etc. complete as per manufacturers specification & direction of EIC 5. Coating Work : Charges towards providing & application of two coats of 2 Comp.Acrylic polymer modified waterproofing slurry coating Sikatop Seal-109 hi, (after application of 1st coat Sikatop Seal 109 hi laying of Fibre glass cloth while the coating is in green stage then application of 2nd coat shall be applied ) as per manufacturer's specification and direction of EIC. After 24 hrs of coating , the same shall be cured for 3-4 days by sprinkling water on it. | Lump Sum | 1 | 50870 | Approved
SOUTHWINDS PROJECT LLP (PHASE - III & IV) | FINISHING PHASE - IV | Internal Painting |  | WO/SP34/FW4/78 | INTERIO HUB | Multipurpose Hall, Pantry & Toilet area Plastic Emulsion Paint | Providing and applying of one coat of Primer followed by two coats of Plastic Emulsion Paint of approved shade & brand with complete finish, up to the required height including all surfaces properly rubbed, smoothened with emery paper, thoroughly cleaned by dry mopping with cloths to make the surfaces dust free prior to application of paint, including fill cracks and holes with approved filler if required so with necessary tools, tackles & scaffolding at all levels as per direction of Engineer in charge. Brand: Asian Paints/Berger/AkzoNable Location:Multipurpose Hall, Pantry & Toilet |  | 0 | 0 | Approved
SOUTHWINDS PROJECT LLP (PHASE - III & IV) | FINISHING PHASE - IV | Internal Painting |  | WO/SP34/FW4/78 | INTERIO HUB | Block - 13 | Block - 13 | Sq.Ft. | 695.22 | 11.5 | Approved
SOUTHWINDS PROJECT LLP (PHASE - III & IV) | FINISHING PHASE - IV | Internal Painting |  | WO/SP34/FW4/78 | INTERIO HUB | Block - 14 (Part - 1) | Block - 14 (Part - 1) | Sq.Ft. | 945.53 | 11.5 | Approved
SOUTHWINDS PROJECT LLP (PHASE - III & IV) | FINISHING PHASE - IV | Internal Painting |  | WO/SP34/FW4/78 | INTERIO HUB | Block - 15 | Block - 15 | Sq.Ft. | 887.59 | 11.5 | Approved
SOUTHWINDS PROJECT LLP (PHASE - III & IV) | FINISHING PHASE - IV | Internal Painting |  | WO/SP34/FW4/78 | INTERIO HUB | Multipurpose Hall & Office Wall areas Royal matt Paint with Texture finish | Providing and applying of one coat of Primer followed by two coats of royal matt Paint with Texture finish of approved shade & brand with complete finish, up to the required height including all surfaces properly rubbed, smoothened with emery paper, thoroughly cleaned by dry mopping with cloths to make the surfaces dust free prior to application of paint, including fill cracks and holes with approved filler if required so with necessary tools, tackles & scaffolding at all levels as per direction of Engineer in charge. Brand: Asian Paints/Berger/AkzoNable Location:Multipurpose Hall & Office Wall |  | 0 | 0 | Approved
SOUTHWINDS PROJECT LLP (PHASE - III & IV) | FINISHING PHASE - IV | Internal Painting |  | WO/SP34/FW4/78 | INTERIO HUB | Block - 13 | Block - 13 | Sq.Ft. | 1200.66 | 45 | Approved
SOUTHWINDS PROJECT LLP (PHASE - III & IV) | FINISHING PHASE - IV | Internal Painting |  | WO/SP34/FW4/78 | INTERIO HUB | Block - 14 (Part - 1) | Block - 14 (Part - 1) | Sq.Ft. | 445.37 | 45 | Approved
SOUTHWINDS PROJECT LLP (PHASE - III & IV) | FINISHING PHASE - IV | Internal Painting |  | WO/SP34/FW4/78 | INTERIO HUB | Block - 15 | Block - 15 | Sq.Ft. | 693.91 | 45 | Approved
SOUTHWINDS PROJECT LLP (PHASE - III & IV) | FINISHING PHASE - IV | Internal Painting |  | WO/SP34/FW4/78 | INTERIO HUB | Multipurpose Hall & Pantry Wall areas Wall Putty | Providing and Applying of 2mm thick Putty on Wall surface including grinding & rendering the surface filling cracks etc & including all material, Labour, scaffolding etc all complete as per drawing and direction of Engineer-in-Charge. Brand of Putty: Asian / Berger /JK/ Birla White ; Location:Multipurpose Hall & Pantry Wall |  | 0 | 0 | Approved
SOUTHWINDS PROJECT LLP (PHASE - III & IV) | FINISHING PHASE - IV | Internal Painting |  | WO/SP34/FW4/78 | INTERIO HUB | Block - 13 | Block - 13 | Sq.Ft. | 1200.66 | 7 | Approved
SOUTHWINDS PROJECT LLP (PHASE - III & IV) | FINISHING PHASE - IV | Internal Painting |  | WO/SP34/FW4/78 | INTERIO HUB | Block - 14 (Part - 1) | Block - 14 (Part - 1) | Sq.Ft. | 539.96 | 7 | Approved
SOUTHWINDS PROJECT LLP (PHASE - III & IV) | FINISHING PHASE - IV | Internal Painting |  | WO/SP34/FW4/78 | INTERIO HUB | Block - 15 | Block - 15 | Sq.Ft. | 780.25 | 7 | Approved
SOUTHWINDS PROJECT LLP (PHASE - III & IV) | FINISHING PHASE - IV | Internal Painting |  | WO/SP34/FW4/78 | INTERIO HUB | Pantry areas Ceiling Putty Works | Providing and Applying of 2mm thick Putty on Ceiling surface including grinding & rendering the surface filling cracks etc & including all material, Labour, scaffolding etc all complete as per drawing and direction of Engineer-in-Charge, Brand of Putty: Asian / Berger /JK/ Birla White ; Location:- Pantry ceiling |  | 0 | 0 | Approved
SOUTHWINDS PROJECT LLP (PHASE - III & IV) | FINISHING PHASE - IV | Internal Painting |  | WO/SP34/FW4/78 | INTERIO HUB | Block - 14 (Part - 1) | Block - 14 (Part - 1) | Sq.Ft. | 48.42 | 9 | Approved
SOUTHWINDS PROJECT LLP (PHASE - III & IV) | FINISHING PHASE - IV | Internal Painting |  | WO/SP34/FW4/78 | INTERIO HUB | Block - 15 | Block - 15 | Sq.Ft. | 59.03 | 9 | Approved
The Ramdulari | BLOCK | Water Proofing |  | WO/RP/RP02/79 | DRS AQUA ENGINEER | Water proofing work at Hardscaped Deck Area Including Planters | Water proofing work at Hardscaped Deck Area Including Planters as per BOQ, drawing and direction of EIC. |  | 0 | 0 | Amended & Approved
The Ramdulari | BLOCK | Water Proofing |  | WO/RP/RP02/79 | DRS AQUA ENGINEER | Surface Preparation | SURFACE PREPARATION : Preparation of structural concrete surface by manual means with chisel, hammers, wire & normal brushes, to clean & remove all loose cementitious slurry, small concrete lumps, oil/grease etc complete at all level. Ponding of water to find out any cracks & related leakages in concrete, must be done before starting the job. | Sq.Ft. | 2443.5 | 90 | Approved
The Ramdulari | BLOCK | Water Proofing |  | WO/RP/RP02/79 | DRS AQUA ENGINEER | Coving | COVING : Providing and Applying at the junction of slab and vertical offsets with Cement Mortar 1:4 and admixed with Mapei planicreat SBR dosage of 5 litre per 50kg cement. (cement and sand shall be supplied by the client) Making cova of 25*25 mm size. | RMT | 800.5 | 170 | Approved
The Ramdulari | BLOCK | Water Proofing |  | WO/RP/RP02/79 | DRS AQUA ENGINEER | CRACK TREATMENT | CRACK TREATMENT : All the cracks found in the slab shall be cut open into a width of at least 6-8 mm. The chased open crack shall be cleaned free from dust and shall be filled with a solvent free epoxy resin called Epojet Lv 40 which is pourable and shall fill the crack for monolithic sealing. | RMT | 0 | 170 | Approved
The Ramdulari | BLOCK | Water Proofing |  | WO/RP/RP02/79 | DRS AQUA ENGINEER | Waterproofing | Waterproofing Coating :- Supply and applying two coats of a single-component, water-based, polymer-modified, polyurethene-asphalt hybrid waterproofing liquid applied membrane called Plastimul PU-W which cures to form a tough and highly elastic membrane with an elongation of >800% (ASTM D 412-98), with a static & dynamic crack-bridging ability of 2mm & 1mm (ASTM C 836:00) respectively when applied with 0.75kg/m2/coat. The product shall have the solid contents approximately upto 60%. The product when applied with the mentioned coverage should exhibit Tensile strength of >2 Mpa (ASTM D 412-98) & a Tear strength of 1.08 Mpa (CNS 6986, CNS 6988). The product is applied in two coats. When the second coat is still tacky , seieved sand shall be sprinkeled all over the coated surface which shall act as a mechanical key between the coating and plaster. The coating shall be applied after priming the surface by coating Plastimul PU W diluting it in 1:3 ratio with water. | Sq.Mtr. | 2443.5 | 529 | Approved
The Ramdulari | BLOCK | Water Proofing |  | WO/RP/RP02/79 | DRS AQUA ENGINEER | Termination- | Termination- Plastimul PU W will be terminated at the retaining wall 100mm down from the podium horizontal surface. (This is a general termination procedure ). At the termination groove should be 20mmx10mm. After PU application the entire groove should be filled with pmm mortar (sand cement admixed with Panicrete SBR) | RMT | 518 | 100 | Approved
The Ramdulari | BLOCK | Water Proofing |  | WO/RP/RP02/79 | DRS AQUA ENGINEER | Protective Layer | PROTECTIVE PLASTER : The coated surface shall be protected with a 12-15mm thick protective plaster/cement mortar with ratio 1:4 (cement :sand)as per the design requirement.. The plaster shall be laid is admixed with MAPEPLAST SUPER an integral waterproofing admixture @ dosage of 250 gms per 50 kg cement.. The curing shall be done as for a minimum of 3 days. (Cement ,Sand Supplied by Client Subject to reconciliation ) After That WATER PONDING : Once the coving is done, the slab shall be ponded with water for up to 48 hours. Any weak areas found, shall be pressure grouted from the bottom. Any cracks in the slab shall be treated with crack treatment. | Sq.Ft. | 2443.5 | 170 | Approved
The Ramdulari | BLOCK | Water Proofing |  | WO/RP/RP02/79 | DRS AQUA ENGINEER | Bore Packing | Bore Packing(If needed) :- Providing and laying of the shrinkage compensated thixotropic mortar for the pipe cut outs at drain outlets & bore packings. The pipes to be fixed should be profiled rough to provide a proper bond and the same to be aligned. Minimum of 20-25 mm all-round gap to be provided between the pipe and the core applying non- shrink thixotropic mortar called Mapei Mapegrout T40. | RMT | 31 | 275 | Approved
The Ramdulari | BLOCK | Water Proofing |  | WO/RP/RP02/79 | DRS AQUA ENGINEER | Nozzle Grouting | Nozzle Grouting (if needed):-injecting cement slurry with NSG compound by pressure grouting on RCC raft after 28 days using 12mm dia, 75 mm long PVC nozzles 0.5 m C/C in the concrete sealing the nozzles with the quick set compound. Extra nozzles are to be provided along the construction joint If any. | RMT | 0 | 150 | Approved
The Ramdulari | BLOCK | Electrical | DG Cost | WO/RP/RP02/80 | S.S.Electricals | Exhaust System | Supply & erection of exhaust piping of following sizes MS B Class exhaust pipes conforming to IS:3589 with welding joint including rain Cap.bends, clamps, dash fastener, flanges, nuts, bolts Polution Testing provision etc. complete as required and as per specifications detailed below including two coat red oxide primer paint & two coat Heat resistant paint. |  | 0 | 0 | Amended & Approved
The Ramdulari | BLOCK | Electrical | DG Cost | WO/RP/RP02/80 | S.S.Electricals | 50mm Thick Glasswool/Mineral Wool | Charges for Supply & Erection of 50mm thick Glaswool/Mineral Wool, wire chicken mesh over insulation and 26 gauge aluminium sheet cladding over the following size of exhaust pipes from silencer to atmosphere all finishes and complete including all materials, tools & tackles and labours at any height and level as per the specification and requirement and as directed by the EIC |  | 0 | 0 | Approved
The Ramdulari | BLOCK | Electrical | DG Cost | WO/RP/RP02/80 | S.S.Electricals | MS Support Structure | Charges for Supply and Installation of MS Support Structure all finishes and complete including all materials, tools & tackles and labours at any height and level as per the specification and requirement and as directed by the EIC. The MS Structure will be duly coated with two coats of red oxide primer and two coats of epoxy paint(Grey/Aluminium/Black) | Kg | 4200 | 127.5 | Amended & Approved
The Ramdulari | BLOCK | Electrical | DG Cost | WO/RP/RP02/80 | S.S.Electricals | Aluminium Cladding | Charges for Supply & Installation of Aluminium Cladding for residential silencers with Mineral Wool 50mm thick, density 64kg/cu. mtr., wire mesh and 24 gauge aluminium cladding all finishes and complete including all materials, tools & tackles and labours at any height and level as per the specification and requirement and as directed by the EIC. | Nos. | 2 | 6500 | Approved
The Ramdulari | BLOCK | Electrical | DG Cost | WO/RP/RP02/80 | S.S.Electricals | SS Flexible Bellows | Charges for Supply & Installation of SS Flexible Bellows, 10" dia. (250mm NB) complete with counter flanges, heat resistant gasket, nuts-bolts-washers etc., all finishes and complete including all materials, tools & tackles and labours at any height and level as per the specification and requirement and as directed by the EIC. | Nos. | 2 | 12000 | Approved
The Ramdulari | BLOCK | Electrical | DG Cost | WO/RP/RP02/80 | S.S.Electricals | Hiring Charges of Hydra and Crane | Hiring Charges of Hydra and Crane for Lifting, Shifting, Positioning & Erection for Structural MS Supports, including all required labour, tools, machinery, and safety equipment for safely erection work, complete as per direction of Engineer-in-Charge | Job | 1 | 30000 | Approved
The Ramdulari | BLOCK | Electrical | DG Cost | WO/RP/RP02/80 | S.S.Electricals | 10" dia. (250 mm NB), MS Exhaust pipe | 10" dia. (250 mm NB), MS Exhaust pipe | RMT | 40 | 4250 | Approved
The Ramdulari | BLOCK | Electrical | DG Cost | WO/RP/RP02/80 | S.S.Electricals | 10" dia. (250mm NB), MS Exhaust Pipe | 10" dia. (250mm NB), MS Exhaust Pipe | RMT | 40 | 1980 | Approved
AARANYA | COMMON INFRASTRUCTURE | Boundary Wall | Civil Work | WO/PKB/PKB2/18 | NEW L. N. CONSTRUCTION | Pathway | Civil Work for 900mm wide pathway of 170mtr length in between Pond-2 & 3 |  | 0 | 0 | Amended & Approved
AARANYA | COMMON INFRASTRUCTURE | Boundary Wall | Civil Work | WO/PKB/PKB2/18 | NEW L. N. CONSTRUCTION | Boundary Wall | Civil Work at 31Mtr. length Boundary Wall (Beside pond - 3) |  | 0 | 0 | Amended & Approved
AARANYA | COMMON INFRASTRUCTURE | Boundary Wall | Civil Work | WO/PKB/PKB2/18 | NEW L. N. CONSTRUCTION | excavation upto 1.5 m deep | All Charges for Earthwork excavation upto 1.5 m deep & 50 Mtr Lead necessary for construction of Paved way embankment , in all types of soil, including clearing and grubbing of road land, removal of roots, stumps and vegetation,disposal of surplus earth at designated location with all leads and lifts etc. all complete as per Drawing & DIRECTION by the Engineer-in-Charge. | Cum. | 42.7 | 300 | Approved
AARANYA | COMMON INFRASTRUCTURE | Boundary Wall | Civil Work | WO/PKB/PKB2/18 | NEW L. N. CONSTRUCTION | Back Filling | All Charges Earth work in filling to foundation, trenches , Plinth or any other substructure work with excavated earth obtained from the excavation work ,including watering, ramming and consolidating, up to the required level as per approved drawing & direction of Engineer-in-Charge | Cum. | 6.63 | 160 | Approved
AARANYA | COMMON INFRASTRUCTURE | Boundary Wall | Civil Work | WO/PKB/PKB2/18 | NEW L. N. CONSTRUCTION | Earth Compaction | All Charges for compacting the exposed earth surface using manual or mechanical means such as hand rammers, plate compactors, or vibratory rollers to achieve 90% to 95% of the maximum dry density (as per Proctor Test), including light sprinkling of water, dressing to required level and slope, and labour, tools & equipment all complete as per the direction of Engineer-in-Charge. (Proctor Test is in client scope, if Required) | Sq.Mtr. | 169.37 | 65 | Approved
AARANYA | COMMON INFRASTRUCTURE | Boundary Wall | Civil Work | WO/PKB/PKB2/18 | NEW L. N. CONSTRUCTION | Disposal of Excess Earth | All charges for disposal of excess earth to a designated location with in the site at lead upto 75mtr by manual or mechanical means, including labour, tools & tackle, transporting, loading, unloading, stacking all complete as per the direction of Engineer-in-Charge. | Cum. | 34.24 | 550 | Approved
AARANYA | COMMON INFRASTRUCTURE | Boundary Wall | Civil Work | WO/PKB/PKB2/18 | NEW L. N. CONSTRUCTION | BRICK FLAT SOLING (BFS) | All Charges for SINGLE LAYER BRICK FLAT SOLING over 50 mm average thickness sand filling bed and fill the joints with available sand , watering etc. complete as per drawing, specification & as directed by E-I-C including all materials, tools & tackles, labours all finishes and complete. | Sq.Mtr. | 170.81 | 580 | Approved
AARANYA | COMMON INFRASTRUCTURE | Boundary Wall | Civil Work | WO/PKB/PKB2/18 | NEW L. N. CONSTRUCTION | RCC M20 | All charges for Providing, mixing and laying in position Cement Concrete of appropriate grade to all type of R .C.C. work with 20 mm down graded machine crushed stone aggregates and coarse sand of approved grade including mixing admixture of any kind with concrete wherever specified for all types of R .C.C. work AT GFL LVL. (Cement will be supplied by Client but subjected to reconciliation) GRADE - M20 (SMC) | Cum. | 15.25 | 7600 | Approved
AARANYA | COMMON INFRASTRUCTURE | Boundary Wall | Civil Work | WO/PKB/PKB2/18 | NEW L. N. CONSTRUCTION | REINFORCEMENT | All charges for fixing steel reinforcement (Tor Steel as per IS-1786, Fe 500) for RCC work including transporting, decoiling, straightening, removing loose rust, cutting, bending and placing for all profile and for all lead & lift above Plinth level and binding with 18 gauge annealed wire to the entire satisfaction of Engineer-in-Charge. Payment of steel shall be made as per drawing and approved bar bending schedule with permissible laps and paid on the basis of the sectional weights of bar as per relevant I.S. Code. The rate shall include cost of binding wire, chairs, spacers, pins, cover blocks which will not be measured separately for payment. (Reinforcement would be supplied by the client free of cost, but subjected to reconciliation) | MT | 0.53 | 9500 | Approved
AARANYA | COMMON INFRASTRUCTURE | Boundary Wall | Civil Work | WO/PKB/PKB2/18 | NEW L. N. CONSTRUCTION | Thermocol strip | All charges for supply and fixing of 12mm thk thermocol strip in concrete expension joint at every 2400 mm interval, including all labour, Material, tools & tackle, as per the drawing & direction of the Engineer-in-Charge. | RMT | 63.51 | 35 | Approved
AARANYA | COMMON INFRASTRUCTURE | Boundary Wall | Civil Work | WO/PKB/PKB2/18 | NEW L. N. CONSTRUCTION | RCC M20 | All charges for Providing, mixing and laying in position Cement Concrete of appropriate grade to all type of R .C.C. work with 20 mm down graded machine crushed stone aggregates and coarse sand of approved grade including mixing admixture of any kind with concrete wherever specified for all types of R .C.C. work AT GFL LVL. (Cement will be supplied by Client but subjected to reconciliation) GRADE - M20 (SMC) | Cum. | 6.48 | 7600 | Approved
AARANYA | COMMON INFRASTRUCTURE | Boundary Wall | Civil Work | WO/PKB/PKB2/18 | NEW L. N. CONSTRUCTION | Brick Work 125mm | All charges for Providing and erecting 125 mm thick brick work with 1st class Conventional bricks for walls of specified thickness in sand cement mortar (1 :4) including the cost of all material, labour, tools, tackles, scaffolding, curing etc. complete as per direction of Engineer-in-Charge and technical specification. (Cement shall be supplied by the client on a reconciliation basis.) | Sq.Mtr. | 28.95 | 1150 | Approved
AARANYA | COMMON INFRASTRUCTURE | Boundary Wall | Civil Work | WO/PKB/PKB2/18 | NEW L. N. CONSTRUCTION | EXTERNAL PLASTER 15mm thk | All charges for Providing and applying 15mm thk. plaster with (1:6) cement and sand mortar including rounding off or chamfering of corners as directed and raking out joints or roughening of concrete surface, including threading nosing and drip course where necessary including MS pipe scaffolding, curing etc. all complete as per drawing & direction of EIC. (Cement will be supplied by Client but subjected to reconciliation) Location : partition wall between project and marketing office | Sq.Mtr. | 294.6 | 280 | Approved
AARANYA | COMMON INFRASTRUCTURE | Boundary Wall | Civil Work | WO/PKB/PKB2/18 | NEW L. N. CONSTRUCTION | PLY SHUTTERING | All charges for providing, fabricating, erecting and fixing in position plained timber, plywood centering and shuttering true to line and level, including steel propping, staging, shuttering removal, applying shuttering oil, including required bracing, chamfering corners (of exposed edges) of beams, columns, walls etc. completeas per drawing and direction of Engineer-in-Charge. Rate shall also include removal and dismantling the aforesaid assembly after specified period complete at all depths and leads for all items, at all levels . | Sq.Mtr. | 34.75 | 475 | Approved
AARANYA | COMMON INFRASTRUCTURE | Boundary Wall | Civil Work | WO/PKB/PKB2/18 | NEW L. N. CONSTRUCTION | REINFORCEMENT | All Charges for fixing steel reinforcement (Tor Steel as per IS-1786, Fe 500) for RCC work including transporting, decoiling, straightening, removing loose rust, cutting, bending and placing for all profile and for all lead & lift above Plinth level and binding with 18 gauge annealed wire to the entire satisfaction of Engineer-in-Charge. Payment of steel shall be made as per drawing and approved bar bending schedule with permissible laps and paid on the basis of the sectional weights of bar as per relevant I.S. Code. The rate shall include cost of binding wire, chairs, spacers, pins, cover blocks which will not be measured separately for payment. (Reinforcement would be supplied by the client free of cost, but subjected to reconciliation) | MT | 0.47 | 9500 | Approved
SOUTHWINDS PROJECT LLP (PHASE - III & IV) | OVERHEAD PHASE - III & IV | In-house labour |  | WO/SP34/OP34/51 | SHAQUIB ENTERPRISES | Charges of Unskilled Labour for misc. Work | Charges of Unskilled labour for misc work as per direction of EIC. Time Period: 24th April'2025 to 2nd May'2025 | Nos | 22 | 600 | Approved
AARANYA | EXPERIENCE CENTER | Grill / Steel Work |  | WO/PKB/PKX/24 | PROTECH ENGINEERS | Supply and Fixing MS Structure | All Charges for Providing, erecting and Fixing deffernt types of MS Angle, MS SHS Pipes & RSH Pipes, MS Flat & Insert Plats in all vertical & horizontal members as per drawing confirming to relevant IS code as per approved design including materials, Labour, tools & tackles, transportation, loading-unloading for all levels as per drawing, specification and direction of Engineer-in-Charge. (Location - Pond 1 Railing, Marketing Office Railing,Tyre Wash Area Etc.) |  | 0 | 0 | Approved
AARANYA | EXPERIENCE CENTER | Grill / Steel Work |  | WO/PKB/PKX/24 | PROTECH ENGINEERS | Supply and Fixing MS Work at Hight | All Charges for Providing, erecting and Fixing deffernt types of MS SHS Pipes & RSH Pipes in all vertical & horizontal members as per drawing confirming to relevant IS code as per approved design including materials, Labour, tools & tackles, transportation, loading-unloading for all levels as per drawing, specification and direction of Engineer-in-Charge. (Location - Marketing Office Polycarbonet MS Structure & Out side Periphery Projection MS Structure & Partition Gate) | Kg | 1119.884 | 106 | Approved
AARANYA | EXPERIENCE CENTER | Grill / Steel Work |  | WO/PKB/PKX/24 | PROTECH ENGINEERS | MS wire mesh (50 X 25mm) | All Charges for Providing and Fixing of MS expanded wire mesh (50 X 25mm) fixed between vertical L-shaped angle posts, including all labour, material, tools, tackles and necessary cutting, bending, aligning, fixing, scaffolding, transportation, loading unloading for all levels as per drawing, specification and direction of Engineer-in-Charge. Location - (Over Pond 1 Railing) | Sq.Ft. | 638.96 | 39 | Approved
AARANYA | EXPERIENCE CENTER | Grill / Steel Work |  | WO/PKB/PKX/24 | PROTECH ENGINEERS | Polycarbonate sheet supply and fixing | All Charges for Providing and Fixing of 12mmthk 2 layer Polycarbonate sheet according to IS 16530 or equivalent, UV stabilized, impact resistant, fire retardant with high light transmission as per approved drawing including transporting, lifting to places and fixing as per direction of EIC. | Sq.Ft. | 871.33 | 150 | Approved
AARANYA | EXPERIENCE CENTER | Grill / Steel Work |  | WO/PKB/PKX/24 | PROTECH ENGINEERS | Aluminium strip with rubber gasket | All charges for Supplying and fixing aluminium strip capping with rubber gasket over joints of polycarbonate sheets, including cutting, aligning, and securing with self-drilling screws to ensure watertight sealing, complete with all accessories, labour, material, tools and tackle as per direction of Engineer-in-Charge. | Rft | 418.4 | 85 | Approved
AARANYA | EXPERIENCE CENTER | Grill / Steel Work |  | WO/PKB/PKX/24 | PROTECH ENGINEERS | Anchor Fasteners | All charges for supplying and fixing 12 mm dia, 100 mm long anchor fasteners of approved make RCC or masonry surface, including marking of locations, drilling with rotary hammer drill, cleaning the borehole, installation and tightening for fixing structural elements, complete with all accessories,labour,tools, tackles as per manufacturer's specification and direction of Engineer-in-Charge. | Nos | 440 | 50 | Approved
AARANYA | EXPERIENCE CENTER | Grill / Steel Work |  | WO/PKB/PKX/24 | PROTECH ENGINEERS | Cutting and Shifting of ISMB & MS plates | Charges for cutting and shifting of ISMB sections and MS plates of various sizes, including marking, cutting as per required dimensions, and shifting to the specified location within site premises, complete with labour, tools and equipment as directed by Engineer-in-Charge. | Kg | 973.93 | 22 | Approved
AARANYA | EXPERIENCE CENTER | Grill / Steel Work |  | WO/PKB/PKX/24 | PROTECH ENGINEERS | Providing & Fixing | Charges for providing, erecting & fixing work. | Kg | 3076.7 | 101 | Approved
AARANYA | EXPERIENCE CENTER | Grill / Steel Work |  | WO/PKB/PKX/24 | PROTECH ENGINEERS | Fixing Only | Charges for Only Erecting & Fixing work. (MS member will be supplied by client but subject to reconciliation) | Kg | 3168.43 | 32 | Approved
Primarc Chambers | BLOCK | Grill / Steel Work |  | WO/PCH/PC01/98 | ADA-METCON | Dismantling & Re-erection Work of MS Structural Member | Charges for Dismantling & Re-erection Work of MS Structural Member as per direction of E.I.C |  | 0 | 0 | Approved
Primarc Chambers | BLOCK | Grill / Steel Work |  | WO/PCH/PC01/98 | ADA-METCON | Dismantling of MS Structure At 4th floor AC Ledge | All Charges for doing dismantling work at AC ledge of 4th floor Podium of ISMC 125 & MS Flat 100mm x 8mm with necessary tools & tackles as per direction of EIC. | Kg | 398.39 | 15 | Approved
Primarc Chambers | BLOCK | Grill / Steel Work |  | WO/PCH/PC01/98 | ADA-METCON | Dismantling of MS Structure At Roof Pergola-2 | All Charges for doing dismantling work at Roof-Pergola 2 of MS Structural section 96mm x 48mmx 4mm with necessary tools & tackles as per direction of EIC. | Lump Sum | 1 | 1500 | Approved
Primarc Chambers | BLOCK | Grill / Steel Work |  | WO/PCH/PC01/98 | ADA-METCON | Re-erection of MS Structure At Roof Pergola-2 | All Charges for re-erection work at Roof-Pergola 2 of MS Structural section 96mm x 48mmx 4mm with necessary tools & tackles as per direction of EIC. | Kg | 236.74 | 35 | Approved
Primarc Chambers | BLOCK | Grill / Steel Work |  | WO/PCH/PC01/98 | ADA-METCON | Dismantling, Shifting & Re-erection Work of Roof Signage "PRIMARK" | All charges for MS Structural Member (50x50x6mm Ms Angle & SHS 25x25x2.6 ) dismantling and re-erection work ,including letter shifting at proper alignment of above Roof Signage "PRIMARK" including staging & necessary tools & tackles, as per direction of EIC. | Lump Sum | 1 | 10000 | Approved
Primarc Chambers | BLOCK | Grill / Steel Work |  | WO/PCH/PC01/98 | ADA-METCON | Dismantling & Re-erection Work of MS Structure at AC-ODU | All charges for MS Structural Member (ISMC 125) dismantling and re-erection work of AC-ODU including necessary tools & tackles, as per direction of EIC. (Qty-202.55 Kg) | Lump Sum | 1 | 10127 | Approved
Primarc Chambers | BLOCK | Grill / Steel Work |  | WO/PCH/PC01/98 | ADA-METCON | MS Angle cutting work | Charges for MS Angle cutting in part for transfer to Southwinds site, all complete as per direction of EIC | Lump Sum | 1 | 2500 | Approved
Primarc Chambers | BLOCK | Grill / Steel Work |  | WO/PCH/PC01/98 | ADA-METCON | Signage Round pipe cutting work in shaft area | Charges for Signage Round pipe cutting in shaft area, all complete as per direction of EIC | Lump Sum | 1 | 3500 | Approved
Primarc Chambers | BLOCK | Grill / Steel Work |  | WO/PCH/PC01/98 | ADA-METCON | Stair-1 & Stair-2 safety rods cutting work | Charges for Stair-1 & Stair-2 safety rods cutting from Ground to 15th floor ,including necessary tools & tackles, consumables ,all complete as per instruction of EIC. | Lump Sum | 1 | 6000 | Approved
Primarc Chambers | BLOCK | Grill / Steel Work |  | WO/PCH/PC01/98 | ADA-METCON | Re-erection Work of MS Structure at Roof Stair | Charges for re-erection work of MS structural member of roof Stair including necessary tools & tackles, consumables ,all complete as per drawing and direction of EIC. | Lump Sum | 1 | 2000 | Approved
Primarc Chambers | BLOCK | Grill / Steel Work |  | WO/PCH/PC01/98 | ADA-METCON | Dismantling of MS Main Gate | Charges for doing dismantling of temporary MS Main Gate with necessary tools & tackles, consumables all complete as per direction of EIC. as per direction of EIC. | Lump Sum | 1 | 3500 | Approved
Primarc Chambers | BLOCK | Grill / Steel Work |  | WO/PCH/PC01/98 | ADA-METCON | Above Roof Signage rectification work | Charges for rectification work of above roof signage including necessary tools & tackles, consumables all complete as per direction of EIC. | Lump Sum | 1 | 3500 | Approved
Primarc Aadvika | PRE-CONSTRUCTION PHASE | Electrical | Infrastructure - Electrical & construction power | WO/HW1/PHW1/27 | M.A. ENTERPRISE | Light Fittings & Connection | Light Fittings & Connection |  | 0 | 0 | Approved
Primarc Aadvika | PRE-CONSTRUCTION PHASE | Electrical | Infrastructure - Electrical & construction power | WO/HW1/PHW1/27 | M.A. ENTERPRISE | DB/MCB BOX FITTINGS & DRESSING | DB/MCB BOX FITTINGS & DRESSING: Installation, Testing, Commissioning of following sizes of single pole / three pole and neutral, double door MCB Distribution Board in sheet steel, 240/415 V, on surface/recess, complete with tinned copper bus bar, neutral bus bar, earth bar, din bar, interconnections including dressing, earthing etc. to complete all respect as required. MCB, DB Box with Fittings will be supplied by client. |  | 0 | 0 | Approved
Primarc Aadvika | PRE-CONSTRUCTION PHASE | Electrical | Infrastructure - Electrical & construction power | WO/HW1/PHW1/27 | M.A. ENTERPRISE | CABLE & WIRES LAYING | Cable & Wires Laying: Laying of following size of 1.1KV grade PVC/XLPE insulated and sheathed armoured/unarmoured power cable in existing trench/underground/pipe/conduit etc. as required completing in all respect. Cable & Wires will be supplied by client. |  | 0 | 0 | Approved
Primarc Aadvika | PRE-CONSTRUCTION PHASE | Electrical | Infrastructure - Electrical & construction power | WO/HW1/PHW1/27 | M.A. ENTERPRISE | CABLE END TERMINATION | Cable end Termination: Supply & Installation of End Termination Aluminium Socket & Gland for insulated and sheathed armoured/unarmoured power cable in existing trench/underground/pipe/conduit etc. as required completing in all respect. |  | 0 | 0 | Approved
Primarc Aadvika | PRE-CONSTRUCTION PHASE | Electrical | Infrastructure - Electrical & construction power | WO/HW1/PHW1/27 | M.A. ENTERPRISE | GI Pipe & Earthing Strip | GI Pipe & Earthing Strip |  | 0 | 0 | Approved
Primarc Aadvika | PRE-CONSTRUCTION PHASE | Electrical | Infrastructure - Electrical & construction power | WO/HW1/PHW1/27 | M.A. ENTERPRISE | Providing and installation of Light point wiring at CESE Meter Room including supply of PVC conduit & accessories as per drawing and direction of Engineer in-charge. Light, wire/cable, switches and Modular Box will be supplied by client. | Providing and installation of Light point wiring at CESE Meter Room including supply of PVC conduit & accessories as per drawing and direction of Engineer in-charge. Light, wire/cable, switches and Modular Box will be supplied by client. | Nos | 2 | 300 | Approved
Primarc Aadvika | PRE-CONSTRUCTION PHASE | Electrical | Infrastructure - Electrical & construction power | WO/HW1/PHW1/27 | M.A. ENTERPRISE | Providing and installation of 6A/16A socket point wiring at CESE Meter Room including supply of PVC conduit & accessories as per drawing and direction of Engineer in-charge. Wire/cable, switches and Modular Box will be supplied by client. | Providing and installation of 6A/16A socket point wiring at CESE Meter Room including supply of PVC conduit & accessories as per drawing and direction of Engineer in-charge. Wire/cable, switches and Modular Box will be supplied by client. | Nos | 1 | 300 | Approved
Primarc Aadvika | PRE-CONSTRUCTION PHASE | Electrical | Infrastructure - Electrical & construction power | WO/HW1/PHW1/27 | M.A. ENTERPRISE | 200 Amp Main Switch | 200 Amp Main Switch | Nos | 2 | 400 | Approved
Primarc Aadvika | PRE-CONSTRUCTION PHASE | Electrical | Infrastructure - Electrical & construction power | WO/HW1/PHW1/27 | M.A. ENTERPRISE | 200 Amp Busbar | 200 Amp Busbar | Nos | 2 | 400 | Approved
Primarc Aadvika | PRE-CONSTRUCTION PHASE | Electrical | Infrastructure - Electrical & construction power | WO/HW1/PHW1/27 | M.A. ENTERPRISE | 4 Way VTPN DB | 4 Way VTPN DB | Nos | 1 | 400 | Approved
Primarc Aadvika | PRE-CONSTRUCTION PHASE | Electrical | Infrastructure - Electrical & construction power | WO/HW1/PHW1/27 | M.A. ENTERPRISE | 4 Way TPN DB | 4 Way TPN DB | Nos | 1 | 400 | Approved
Primarc Aadvika | PRE-CONSTRUCTION PHASE | Electrical | Infrastructure - Electrical & construction power | WO/HW1/PHW1/27 | M.A. ENTERPRISE | 315 Amp MCCB with Enclosure Box | 315 Amp MCCB with Enclosure Box | Nos | 2 | 400 | Approved
Primarc Aadvika | PRE-CONSTRUCTION PHASE | Electrical | Infrastructure - Electrical & construction power | WO/HW1/PHW1/27 | M.A. ENTERPRISE | 320Amp Bus bar | 320Amp Bus bar | Nos | 2 | 400 | Approved
Primarc Aadvika | PRE-CONSTRUCTION PHASE | Electrical | Infrastructure - Electrical & construction power | WO/HW1/PHW1/27 | M.A. ENTERPRISE | 200Amp manual Changeover | 200Amp manual Changeover | Nos | 1 | 400 | Approved
Primarc Aadvika | PRE-CONSTRUCTION PHASE | Electrical | Infrastructure - Electrical & construction power | WO/HW1/PHW1/27 | M.A. ENTERPRISE | 4Pole Encloser Box | 4Pole Encloser Box | Nos | 1 | 200 | Approved
Primarc Aadvika | PRE-CONSTRUCTION PHASE | Electrical | Infrastructure - Electrical & construction power | WO/HW1/PHW1/27 | M.A. ENTERPRISE | 3.5Core x 185 sq.mm. Aluminum Armoured Cable | 3.5Core x 185 sq.mm. Aluminum Armoured Cable | Mtrs. | 12 | 50 | Approved
Primarc Aadvika | PRE-CONSTRUCTION PHASE | Electrical | Infrastructure - Electrical & construction power | WO/HW1/PHW1/27 | M.A. ENTERPRISE | 3.5Core x 120 sq.mm. Aluminum Armoured Cable Layning including 1no joint compound filling as required. | 3.5Core x 120 sq.mm. Aluminum Armoured Cable Layning including 1no joint compound filling as required. | Mtrs. | 110 | 45 | Approved
Primarc Aadvika | PRE-CONSTRUCTION PHASE | Electrical | Infrastructure - Electrical & construction power | WO/HW1/PHW1/27 | M.A. ENTERPRISE | 3.5Core x 70 sq.mm. Aluminum Armoured Cable | 3.5Core x 70 sq.mm. Aluminum Armoured Cable | Mtrs. | 220 | 35 | Approved
Primarc Aadvika | PRE-CONSTRUCTION PHASE | Electrical | Infrastructure - Electrical & construction power | WO/HW1/PHW1/27 | M.A. ENTERPRISE | 3.5Core x 50 sq.mm. Aluminum Armoured Cable | 3.5Core x 50 sq.mm. Aluminum Armoured Cable | Mtrs. | 150 | 30 | Approved
Primarc Aadvika | PRE-CONSTRUCTION PHASE | Electrical | Infrastructure - Electrical & construction power | WO/HW1/PHW1/27 | M.A. ENTERPRISE | 3.5Core x 25 sq.mm. Aluminum Armoured Cable | 3.5Core x 25 sq.mm. Aluminum Armoured Cable | Mtrs. | 50 | 20 | Approved
Primarc Aadvika | PRE-CONSTRUCTION PHASE | Electrical | Infrastructure - Electrical & construction power | WO/HW1/PHW1/27 | M.A. ENTERPRISE | End Termination Aluminium Socket for 3.5Core x 185 sq.mm. Aluminium Armoured Cable. | End Termination Aluminium Socket for 3.5Core x 185 sq.mm. Aluminium Armoured Cable. | Nos | 3 | 300 | Approved
Primarc Aadvika | PRE-CONSTRUCTION PHASE | Electrical | Infrastructure - Electrical & construction power | WO/HW1/PHW1/27 | M.A. ENTERPRISE | End Termination Aluminium Socket & Gland for 3.5Core x 185 sq.mm. Aluminium Armoured Cable. | End Termination Aluminium Socket & Gland for 3.5Core x 185 sq.mm. Aluminium Armoured Cable. | Nos | 1 | 500 | Approved
Primarc Aadvika | PRE-CONSTRUCTION PHASE | Electrical | Infrastructure - Electrical & construction power | WO/HW1/PHW1/27 | M.A. ENTERPRISE | End Termination Aluminium Socket for 3.5Core x 120 sq.mm. Aluminium Armoured Cable. | End Termination Aluminium Socket for 3.5Core x 120 sq.mm. Aluminium Armoured Cable. | Nos | 2 | 200 | Approved
Primarc Aadvika | PRE-CONSTRUCTION PHASE | Electrical | Infrastructure - Electrical & construction power | WO/HW1/PHW1/27 | M.A. ENTERPRISE | End Termination Aluminium Socket & Gland for 3.5Core x 70 sq.mm. Aluminium Armoured Cable. | End Termination Aluminium Socket & Gland for 3.5Core x 70 sq.mm. Aluminium Armoured Cable. | Nos | 1 | 300 | Approved
Primarc Aadvika | PRE-CONSTRUCTION PHASE | Electrical | Infrastructure - Electrical & construction power | WO/HW1/PHW1/27 | M.A. ENTERPRISE | End Termination Aluminium Socket for 3.5Core x 70 sq.mm. Aluminium Armoured Cable. | End Termination Aluminium Socket for 3.5Core x 70 sq.mm. Aluminium Armoured Cable. | Nos | 1 | 120 | Approved
Primarc Aadvika | PRE-CONSTRUCTION PHASE | Electrical | Infrastructure - Electrical & construction power | WO/HW1/PHW1/27 | M.A. ENTERPRISE | End Termination Aluminium Socket for 3.5Core x 50 sq.mm. Aluminium Armoured Cable. | End Termination Aluminium Socket for 3.5Core x 50 sq.mm. Aluminium Armoured Cable. | Nos | 2 | 100 | Approved
Primarc Aadvika | PRE-CONSTRUCTION PHASE | Electrical | Infrastructure - Electrical & construction power | WO/HW1/PHW1/27 | M.A. ENTERPRISE | End Termination Aluminium Socket & Gland for 3.5Core x 25 sq.mm. Aluminium Armoured Cable. | End Termination Aluminium Socket & Gland for 3.5Core x 25 sq.mm. Aluminium Armoured Cable. | Nos | 2 | 150 | Approved
Primarc Aadvika | PRE-CONSTRUCTION PHASE | Electrical | Infrastructure - Electrical & construction power | WO/HW1/PHW1/27 | M.A. ENTERPRISE | Installation of G.I. Earth Pipe of 50 mm dia 3 mtrs. Long with supply of salt charcoal /Enhancing Compound and wither Construction of pit chamber for (CESC Meter room Body) GI Earth Pipe & Earth pit will supplied by client. | Installation of G.I. Earth Pipe of 50 mm dia 3 mtrs. Long with supply of salt charcoal /Enhancing Compound and wither Construction of pit chamber for (CESC Meter room Body) GI Earth Pipe & Earth pit will supplied by client. | Nos | 4 | 2500 | Approved
Primarc Aadvika | PRE-CONSTRUCTION PHASE | Electrical | Infrastructure - Electrical & construction power | WO/HW1/PHW1/27 | M.A. ENTERPRISE | Supply and installation of G.I. Earth Pipe of 50mm dia 3 mtrs. Long with supply of salt charcoal /Enhancing Compound and wither Construction of pit chamber for (CESC Meter room Body) | Supply and installation of G.I. Earth Pipe of 50mm dia 3 mtrs. Long with supply of salt charcoal /Enhancing Compound and wither Construction of pit chamber for (CESC Meter room Body) | Nos | 4 | 4500 | Approved
Primarc Aadvika | PRE-CONSTRUCTION PHASE | Electrical | Infrastructure - Electrical & construction power | WO/HW1/PHW1/27 | M.A. ENTERPRISE | Laying of 40×6 G.I. strip for Body Earth Connection GI Strip will Supplied by Client | Laying of 40×6 G.I. strip for Body Earth Connection GI Strip will Supplied by Client | Mtrs. | 40 | 60 | Approved
Primarc Aadvika | PRE-CONSTRUCTION PHASE | Electrical | Infrastructure - Electrical & construction power | WO/HW1/PHW1/27 | M.A. ENTERPRISE | Laying of 6 No SWG wire for Body Earth Connection of Pole & DB Box SWG wire will supplied by client. | Laying of 6 No SWG wire for Body Earth Connection of Pole & DB Box SWG wire will supplied by client. | Mtrs. | 30 | 100 | Approved
Primarc Chambers | BLOCK | Business Centre |  | WO/PCH/PC01/85 | A.M. Enterprise | Leather Finished Black Granite Strip with Adhesive | Charges for Lifting & Fixing for Avg 16-18mm thk Leather Finished Black Granite Strip over a bed of 8-10mm Approved Adhesive in proper line and level.all materials, labours, tools & tackles, all lead & lifts at all levels and finishing & cleaning all complete as per drawing, specification and direction of Engineer-in-Charge.(Only Granite will be Supplied by Client, but subject to reconciliation) (Location- 15th Floor Drain Cover) | Rft | 202.22 | 35 | Approved
Primarc Chambers | BLOCK | Business Centre |  | WO/PCH/PC01/85 | A.M. Enterprise | Leather finished black granite Coping | Charges for Lifting & Fixing for Leather finished black granite Coping 200-300mm in all levels over a bed of 20-25mm thick cement mortar (1:3) in proper line and level. The joints will be filled with polymer based grout pigmented to match after acid washing , all materials , labours, tools & tackles ,all lead & lifts at all levels and finishing & cleaning all complete as par drawing, specification and direction of Engineer- in -Charge(only granite & cement will be supplied by client ,but subject to reconciliation) (Location-15th Floor parapet wall & Fire Slab Parapet wall top) | Sq.Ft. | 577.9 | 50 | Approved
Primarc Chambers | BLOCK | Business Centre |  | WO/PCH/PC01/85 | A.M. Enterprise | V-Groove making on Granite | Labour Charges of V-Groove making on granite vertical & Horizontal facia for all levels as per drawing and direction of Engineer-In-Charge. (Location-15th Floor Planter Top & Cladding) | Rft | 164.53 | 20 | Approved
SOUTHWINDS PROJECT LLP (PHASE - III & IV) | CLUB PHASE - III & IV | Window and Glazing |  | WO/SP34/CW34/5 | Vinayak Fabtech | Rate Escalation of Tensile Fabric | Rate Escalation of Tensile Fabric | Sq.Ft. | 3496.007 | 20 | Approved
The Ramdulari | BLOCK | Wood Work |  | WO/RP/RP02/81 | M.R. Furniture | Wooden Rafter (50x150mm section) | Labour charges for fixing Wooden Rafter (50x150mm section) at Lift Lobby Ceiling using threaded rods, nut & necessary arrangements including supply of nails, screws, adhesive, and masking tape, as per approved drawings and instructions of the Engineer-in-Charge. (Pine Wood, Threaded Rod, Threaded nut, Rod washer & Z type clamp will be supplied by client.) | Rft | 5197 | 95 | Approved
The Ramdulari | BLOCK | Wood Work |  | WO/RP/RP02/83 | Abdul Abid Khan | PU Polish (Matte Finish) on Wooden Rafter. | All Charges for PU Polish (Matte Finish) on the Surface of the Wooden Rafter at Lift Lobby as per direction of Engineer-In-Charge. (Measurement will be actual on Surface area) |  | 0 | 0 | Amended & Approved
The Ramdulari | BLOCK | Wood Work |  | WO/RP/RP02/83 | Abdul Abid Khan | Applying on 150mm Vertical & Horizontal Surface | Applying on 150mm Vertical & Horizontal Surface | Sq.Ft. | 3807 | 180 | Approved
The Ramdulari | BLOCK | Wood Work |  | WO/RP/RP02/83 | Abdul Abid Khan | Applying on 50mm Horizontal Surface | Applying on 50mm Horizontal Surface | Rft | 6246 | 100 | Approved
The Ramdulari | BLOCK | Wood Work |  | WO/RP/RP02/81 | M.R. Furniture | Loading - Unloading Charges | Charges for loading unloading & transportation as per direction of Engineer-in-Charge. | Lump Sum | 1 | 19750 | Approved
The Ramdulari | BLOCK | Elevation Work |  | WO/RP/RP02/82 | Annex Design Pvt. Ltd. | Providing Aluminium Profile for Facade Light. | Providing Aluminium Profile for Facade Light. |  | 0 | 0 | Amended & Approved
The Ramdulari | BLOCK | Elevation Work |  | WO/RP/RP02/82 | Annex Design Pvt. Ltd. | Providing Charges for new die development for custom aluminium profile for facade lighting and handing over of die to client DIE for making Extruded Section. | Charges for new die development for custom aluminium profile for facade lighting and handing over of die to client | Nos | 1 | 75000 | Approved
The Ramdulari | BLOCK | Elevation Work |  | WO/RP/RP02/82 | Annex Design Pvt. Ltd. | Supply of Aluminium Extruded Sections of Grade 6063 T6, size 84.25mm x 59mm x 2mm thick, with a weight of 10.5 kg/m, total length 124 metres, as per approved drawings and as directed by the Engineer-in-Charge. (3.1Mtr x 40nos =124 Mtr) | Supply of Aluminium Extruded Sections of Grade 6063 T6, size 84.25mm x 59mm x 2mm thick, with a weight of 1.05 kg/m, total length 124 metres, as per approved drawings and as directed by the Engineer-in-Charge. (3.1Mtr x 43nos =133.4 Mtr) | Kg | 140.7 | 400 | Approved
The Ramdulari | BLOCK | Elevation Work |  | WO/RP/RP02/82 | Annex Design Pvt. Ltd. | Charges for Powder Coating with approved RAL 7035 shade and finish on aluminium profile, as per specifications and direction of Engineer-in-Charge Perimeter: 387mm Total Length - 124mtr | Charges for Powder Coating with approved RAL 7035 shade and finish on aluminium profile, as per specifications and direction of Engineer-in-Charge Perimeter: 387mm Total Length – 133.4mtr | Sq.Mtr. | 52 | 160 | Approved
The Ramdulari | BLOCK | Elevation Work |  | WO/RP/RP02/82 | Annex Design Pvt. Ltd. | Delivery charges for transporting aluminium extrusions to site, including loading, unloading | Delivery charges for transporting aluminium extrusions to site, including loading, unloading. | Lump Sum | 1 | 15000 | Approved
The Ramdulari | BLOCK | Water Treatment Plant |  | WO/RP/RP02/84 | RESONANCE | Water Treatment Plant. | Supply, erection & commissioning of 8 cum/hr Water Treatment Plant as per BOQ and terms & Condition. |  | 0 | 0 | Approved
The Ramdulari | BLOCK | Water Treatment Plant |  | WO/RP/RP02/84 | RESONANCE | OXIDATION CHAMBER | OXIDATION CHAMBER SIZE- 600 X 600 MM SHELL THICKNESS- 6 MM DISHED END THICKNESS- 8 MM PIPE LINE SIZE- 40 MM MOC OF VESSEL- MSEP MEDIA- 160 KGS. FLOW RATE- 8 CUM / HRS. DESIGN PRESSURE- 2 KG / CM SQ. MAX. WORKING PRESSURE - 3.5 KG / CM SQ. | Set | 1 | 37000 | Approved
The Ramdulari | BLOCK | Water Treatment Plant |  | WO/RP/RP02/84 | RESONANCE | MULTIGRADE FILTER | MULTIGRADE FILTER SIZE- 600 X 2000 MM SHELL THICKNESS- 6 MM DISHED END THICKNESS- 8 MM PIPE LINE SIZE- 40 MM MOC OF VESSEL- MSEP UNDER BED- 240 KGS. FLOW RATE- 8 CUM / HRS. DESIGN PRESSURE- 2 KG / CM SQ. MAX. WORKING PRESSURE - 3.5 KG / CM SQ. | Set | 1 | 110000 | Approved
The Ramdulari | BLOCK | Water Treatment Plant |  | WO/RP/RP02/84 | RESONANCE | SOFTENER | SOFTENER SIZE- 600 X 2000 MM SHELL THICKNESS- 6 MM DISHED END THICKNESS- 8 MM PIPE LINE SIZE- 40 MM MOC OF VESSEL- MSEP UNDER BED- 240 KGS. SOFTENING RESIN- 700 LTRS. FLOW RATE- 8 CUM / HRS. DESIGN PRESSURE- 2 KG / CM SQ. MAX. WORKING PRESSURE - 3.5 KG / CM SQ. | Set | 1 | 210000 | Approved
The Ramdulari | BLOCK | Water Treatment Plant |  | WO/RP/RP02/84 | RESONANCE | Brine tank | Brine tank Capacity 750 Lts MOC-LDPE Agitator 0.5 HP Motor with reducing gear box, SS stirrer, MSEP mounting support. | Set | 1 | 25000 | Approved
The Ramdulari | BLOCK | Water Treatment Plant |  | WO/RP/RP02/84 | RESONANCE | Feed Pumps | Feed Pumps Capacity - 8OOO Lts/ Hr @ 25 m head MOC - CI Qty - 2 ( 1 W + 1 SB) | Nos | 2 | 22000 | Approved
The Ramdulari | BLOCK | Water Treatment Plant |  | WO/RP/RP02/84 | RESONANCE | CHEMICAL DOSER (PP) | CHEMICAL DOSER (PP) CAPACITY- 0-10 LPH | Set | 1 | 8000 | Approved
The Ramdulari | BLOCK | Water Treatment Plant |  | WO/RP/RP02/84 | RESONANCE | Electrical Control Panel | Electrical Control Panel | Nos | 1 | 21000 | Approved
The Ramdulari | BLOCK | Water Treatment Plant |  | WO/RP/RP02/84 | RESONANCE | uPVC interconnecting pipe | uPVC interconnecting pipe between OC, MGF & SF with supports | Lot | 1 | 10000 | Approved
The Ramdulari | BLOCK | Water Treatment Plant |  |  |  | Erection Commissioning Charges | Erection Commissioning Charges | Lump Sum |  |  | Approved
The Ramdulari | BLOCK | Water Treatment Plant |  | WO/RP/RP02/84 | RESONANCE | UV SYSTEM | UV SYSTEM 1 Make ALFA 2 MOC SS304 3 FLOW LPH 8000 | Lot | 1 | 25000 | Approved
Primarc Chambers | BLOCK | Painting | Internal Painting |  |  | Internal paint at Gr.Floor | Internal Paint work at Ground Floor Area as per B.O.Q & direction of EIC. |  |  |  | Draft
Primarc Chambers | BLOCK | Painting | Internal Painting |  |  | Reception Area & Lift Lobby - Wall | Providing and applying of TWO COATS WATER BASED PRIMER, FOLLOWED BY TWO OR MORE COATS OF ACRYLIC PUTTY FILLUP, THEN ONE COAT ROYALE ASPIRA COAT AND 2ND COATS OF ASIAN PAINTS - ROYALE ASPIRA GREY FLANNEL - 8331 over putty surface. Paint with complete finish as per approved shade, up to the required height including all surfaces properly cleaned by water jetting and scrapping with hard coir brush prior to application of paint, rub down, clean, fill cracks and holes with approved filler with tool tackles & necessary scaffolding if required at wall as per direction of Engineer in charge. Make: Paint (Asian Paints) Location - Reception Area & Lift Lobby - Wall | Sq.Ft. |  |  | Draft
The Ramdulari | BLOCK | Grill / Steel Work |  | WO/RP/RP02/85 | ADA-METCON | MS Work for AC Ledge Platform with MS Railing | MS Work for AC Ledge Platform with MS Railing as per approved dwg, & as per direction of EIC. |  | 0 | 0 | Amended & Approved
The Ramdulari | BLOCK | Grill / Steel Work |  | WO/RP/RP02/85 | ADA-METCON | MS Work for Mezzanine Floor Platform, Railing & Ladder with MS Railing | MS Work for Mezzanine Floor Platform, Railing & Ladder with MS Railing as per approved dwg, & as per direction of EIC. |  | 0 | 0 | Approved
The Ramdulari | BLOCK | Grill / Steel Work |  | WO/RP/RP02/85 | ADA-METCON | AC Ledge Platform | Providing and Fixing of AC Ledge Platform made with SHS 100x100x4mm & 40x40x2.6mm, 60x40x29mm RHS, 250x250x12mm insert plate, 10mm thik stiffener plate & 6mm thik chequered plate. All vertical & horizontal members to be connected, placed equally c/c & finished with all complete and including all materials, tools & tackles, labours, cost of Red Oxide Primer, transportation and loading-unloading for all levels as per drawing, specification and direction of Engineer-in-Charge. (Only demarcation of the Anchor Fastener position will done by contractor & fixing shall be by the client) | Kg | 1562.5 | 118 | Approved
The Ramdulari | BLOCK | Grill / Steel Work |  | WO/RP/RP02/85 | ADA-METCON | MS Railing for AC Ledge | Supply, fabrication, and installation of MS Railing using SHS 40mm x40mmx2.6mm thick sections for vertical posts and handrail, including 100mm x 100mm x 10mm thick insert plates, Include one coat of epoxy primer, lifting, positioning, and fixing at all specified levels, complete as per approved drawings and instructions of the Engineer-in-Charge. Location: Beside the Ramp. | Kg | 127 | 118 | Approved
The Ramdulari | BLOCK | Grill / Steel Work |  | WO/RP/RP02/85 | ADA-METCON | Mezzanine Floor Platform, Railing & Ladder | Charges for Supply, Fabrication & Fixing of MS Structure i. Mezzanine Floor Platform made with various sizes of member SHS (200X100X6), SHS (142X8X4.8), Insert Plate (225X400X16), ISA (100X100X6), 6mm Thik chequered plate & 50X6mm thik @ 600 C/C RIB Plate etc. ii. Mezzanine Floor Railing made with various sizes of member SHS (40X40X2.6) for Vertical Post & Hand Rail, Insert Plate (100X100X10) etc. iii. Mezzanine Floor Ladder made with various sizes of member SHS (40X40X2.6) for Vertical Post & Hand Rail etc. Including all lift, lead & one coat of Red oxide primer as per approved drawing & direction of EIC. (Only demarcation of the Anchor Fastener position will done by contractor & fixing shall be by the client) | Kg | 1062 | 118 | Approved
Primarc Aadvika | EXPERIENCE CENTER | Softscape |  | WO/HW1/PHW3/22 | THE GREEN VIEW | Supply of Additional Indoor Plants | Charges for supply of Addition Indoor Plants at required location as per approved drawing, specification and direction of EIC. |  | 0 | 0 | Amended & Approved
Primarc Aadvika | EXPERIENCE CENTER | Softscape |  | WO/HW1/PHW3/22 | THE GREEN VIEW | Boston fern | Boston fern Height-2'-6" | Nos | 10 | 150 | Approved
Primarc Aadvika | EXPERIENCE CENTER | Softscape |  | WO/HW1/PHW3/22 | THE GREEN VIEW | Dracena Mahatma | Dracena Mahatma Height-3'-0" | Nos | 10 | 100 | Approved
Primarc Aadvika | EXPERIENCE CENTER | Softscape |  | WO/HW1/PHW3/22 | THE GREEN VIEW | Money plant | Money plant Height-3'-0" | Nos | 10 | 425 | Approved
Primarc Aadvika | EXPERIENCE CENTER | Softscape |  | WO/HW1/PHW3/22 | THE GREEN VIEW | Dracaena Deremensis | Dracaena Deremensis Height-3'-0" | Nos | 8 | 480 | Approved
Primarc Aadvika | EXPERIENCE CENTER | Softscape |  | WO/HW1/PHW3/22 | THE GREEN VIEW | Areca palm | Areca palm Height-3'-0" | Nos | 8 | 215 | Approved
Primarc Aadvika | EXPERIENCE CENTER | Softscape |  | WO/HW1/PHW3/22 | THE GREEN VIEW | ZZ Plant | ZZ Plant Height-2'-6" | Nos | 7 | 2800 | Approved
Primarc Aadvika | EXPERIENCE CENTER | Softscape |  | WO/HW1/PHW3/22 | THE GREEN VIEW | Dracaena Draco | Dracaena Draco Height-7'-0" | Nos | 4 | 15000 | Approved
Primarc Aadvika | EXPERIENCE CENTER | Softscape |  | WO/HW1/PHW3/23 | Green View | Labour Charges for additional Indoor Plantation. | Labour Charges for Additional Indoor Plantation as per approved drawing, specification and direction of EIC |  | 0 | 0 | Approved
Primarc Aadvika | EXPERIENCE CENTER | Softscape |  | WO/HW1/PHW3/23 | Green View | Plantation Charges | Plantation charges for additional indoor plant in pot and arranging the same in desired location as direction of EIC (Pot will be provided by client) | Nos | 85 | 20 | Approved
Primarc Aadvika | EXPERIENCE CENTER | Softscape |  | WO/HW1/PHW3/23 | Green View | Delivery Charges | Delivery Charges for additional indoor plants. | Trip | 2 | 2000 | Approved
Primarc Aadvika | EXPERIENCE CENTER | Softscape |  | WO/HW1/PHW3/22 | THE GREEN VIEW | Lady Palm | Lady Palm Height-2'6" | Nos | 8 | 500 | Approved
Primarc Aadvika | EXPERIENCE CENTER | Softscape |  | WO/HW1/PHW3/22 | THE GREEN VIEW | Supply Charges for Soil, Vermicompost & Cocopeat. | Supply Charges for Soil, Vermicompost & Cocopeat ar per Requirement. |  | 0 | 0 | Approved
Primarc Aadvika | EXPERIENCE CENTER | Softscape |  | WO/HW1/PHW3/22 | THE GREEN VIEW | Agricultural Soil | Agricultural Soil | Pkt | 2 | 150 | Approved
Primarc Aadvika | EXPERIENCE CENTER | Softscape |  | WO/HW1/PHW3/22 | THE GREEN VIEW | Supply & Plantation of Creeper | Charges for Supply & Plantation of Creeper at required location as per approved drawing, specification and direction of EIC Location: Mechanical parking shead at marketing office area |  | 0 | 0 | Approved
Primarc Aadvika | EXPERIENCE CENTER | Softscape |  | WO/HW1/PHW3/22 | THE GREEN VIEW | Thunbergia Grandiflora | Thunbergia Grandiflora Height-2'-2.5' Colour- Purple | Nos | 40 | 80 | Approved
The Ramdulari | BLOCK | Civil | Sub & Super Structure Work |  |  | Transportation & Loading Unloading Charges | Charges for Transportation & Loading as per direction of Engineer-in-Charge. | Lump Sum |  |  | Approved
Primarc Chambers | OVERHEAD | Security Expense |  | WO/PCH/PC05/32 | Martinet Facility Management Services Pvt. Ltd. | Providing Security Personnel. | Providing Security Guard @12 hrs. daily basis for 30/31 days in a month including reliever, NH & management fees, from 1st Jul'2025 to 31st Jul'2025, Total Manpower = 06 nos | Head | 6 | 18270 | Approved
The Ramdulari | BLOCK | Civil | Sub & Super Structure Work | WO/RP/RP02/59 | M/S MALENA DISTRIBUTORS LLP | Transportation Charges for Supply of Materials | Transportation Charges for Supply of Materials | Lump Sum | 1 | 15000 | Approved
Primarc Chambers | MARKETING | Housekeeping |  | WO/PCH/PC03/52 | Integrated Security Service | Housekeeping boy at Marketing office | Providing One (01) Housekeeping boy at Marketing office @10 hrs. daily basis for full month Including Reliver, NH & Management fees, from 01st Jul'2025 to 30th Sep'2025. | Head | 2 | 20419 | Approved
Primarc Chambers | OVERHEAD | Lift Operator |  | WO/PCH/PC05/33 | Secura Infra Services Pvt. Ltd. | Licensed lift operator | Providing two (02) licensed lift operator @8.5 hr. daily basis for full month including reliever, NH & Management fees, from 1st Jul'2025 to 31st Jul'2025. | Head | 2 | 18033 | Approved
AARANYA | EXPERIENCE CENTER | Interior Work |  | WO/PKB/PKX/25 | CHANDAN KUMAR SHARMA | Jute Mat Ceiling | Providing and making of Jute Rafia (Madur) ceiling with periphery and on joints with 35-40mm wooden beading pasted on Madur and 12mm thk. plywood base over aluminium box section (50x25x2.0mm section to be fixed with 600x600 grid structure necessary support from true MS ceiling structure) on the sloped truss roof. All wooden beading surface to be finished in matt paint as per specifications with all necessary hardware, all complete as per direction of the Engineer In Charge | Sq.Ft. | 1500 | 395 | Approved
SOUTHWINDS PROJECT LLP (PHASE - III & IV) | MEP PHASE - IV | MLCP | Civil | WO/SP34/MW4/66 | Milan Roy | Hire charges of Scaffolding/ staging | Hire charges of Scaffolding/ staging including transportation Charges, all complete as per drawing and direction of EIC for 30 days. | Cum. | 1040 | 110 | Approved
SOUTHWINDS PROJECT LLP (PHASE - III & IV) | FINISHING PHASE - IV | Wood Work |  | WO/SP34/FW4/79 | M.R. Furniture | Fixing of Flush Door Shutter at Multipurpose Hall and Office (Block - 13, 14(1) & 15) | Labour charges for lifting, carrying and fixing of flush door Shutters at Toilet, Pantry & Hall locations of apartments including fixing of Laminates with Tower bolt, Magnetic buffer and catcher, Handle, Stopper and other accessaries as per drawing, fixing of door jointing lipping work along with supply of screw,pvc gutkha,nails and gum as necessary for entire work, cleaning the work area, shifting all the debris/wastes to a designated place at ground floor level, at all level as per approved drawing and direction of Engineer in charge. (Wooden Flush door shutter, all hardwares as mentioned above including hinges, Laminate, lipping will be supplied by client free of cost and on reconciliation basis) Screwing on Hinges must be done by machine, not manually. (900X2400)mm, (1100X2400)mm & (750X2400)mm |  | 0 | 0 | Approved
SOUTHWINDS PROJECT LLP (PHASE - III & IV) | FINISHING PHASE - IV | Wood Work |  | WO/SP34/FW4/79 | M.R. Furniture | Door shutter Fixing with 4 Side Lipping | Door shutter Fixing with 4 Side Lipping | Nos | 6 | 600 | Approved
SOUTHWINDS PROJECT LLP (PHASE - III & IV) | FINISHING PHASE - IV | Wood Work |  | WO/SP34/FW4/79 | M.R. Furniture | Laminate pasting (Both Side) | Laminate pasting (Both Side) | Nos | 6 | 1620 | Approved
SOUTHWINDS PROJECT LLP (PHASE - III & IV) | FINISHING PHASE - IV | Wood Work |  | WO/SP34/FW4/79 | M.R. Furniture | Hardware Fixing | Hardware Fixing | Nos | 6 | 80 | Approved
SOUTHWINDS PROJECT LLP (PHASE - III & IV) | FINISHING PHASE - IV | Wood Work |  | WO/SP34/FW4/79 | M.R. Furniture | Cylindrical Lock Fixing | Cylindrical Lock Fixing | Nos | 0 | 70 | Approved
The Ramdulari | OVERHEAD | Security Expenditure |  | WO/RP/RP04/18 | NIS MANAGEMENT LIMITED | Security Guard and Supervisor, | Providing Security Supervisor and Security Guard @12 hrs. duty basis. | Head | 0 | 0 | Approved
The Ramdulari | OVERHEAD | Security Expenditure |  | WO/RP/RP04/18 | NIS MANAGEMENT LIMITED | Security Supervisor | Providing One (01) Security Supervisor@12 hrs. daily basis for full month including reliever, NH & management fees, from 1st Jul'2025 to 31st Dec'2025. | Head | 10.387 | 25969 | Approved
The Ramdulari | OVERHEAD | Security Expenditure |  | WO/RP/RP04/18 | NIS MANAGEMENT LIMITED | Security Guard | Providing Security Guard@12 hrs. daily basis for full month including reliever, NH & management fees, from 1st Jul'2025 to 31st Dec'2025, Total Manpower = 7 nos | Head | 42 | 23069 | Approved
SOUTHWINDS PROJECT LLP (PHASE - III & IV) | FINISHING PHASE - IV | Wood Work |  | WO/SP34/FW4/79 | M.R. Furniture | Toilet, Pantry & Hall Door cladding/panelling work | Labour charges for Toilet, Pantry & Hall Door cladding/panelling work by plywood fixing with Laminate pasting with supply of screw,pvc gutkha,nails and gum including cleaning the work area, shifting all the debris/wastes to a designated place at ground floor level, all complete at all level as per approved drawing and direction of Engineer in charge. Laminate, Plywood will be supplied by client free of cost and on reconciliation basis |  | 0 | 0 | Approved
SOUTHWINDS PROJECT LLP (PHASE - III & IV) | FINISHING PHASE - IV | Wood Work |  | WO/SP34/FW4/79 | M.R. Furniture | Wall Paneling with Laminate Pasting | Labour Charges for Wall Paneling with Laminate Pasting with supply of Nail, Screw, Gum including cleaning the work area, shifting all the debris/wastes to a designated place at ground floor lavel, all level as per approved drawing and direction of Engineer in charge Plywood, Laminate will be supplied by client free of cost and on reconciliation basis Location : Above Toilet Door, Above Courtyard Door, Manager Desk Wall, Beside Manager Desk, Above Pantry Door, Above Hall Door, Glass Door, window peripherial architrave. | Sq.Ft. | 208.961 | 155 | Approved
The Ramdulari | OVERHEAD | Lift Operator |  | WO/RP/RP04/19 | Secura Infra Services Pvt. Ltd. | Licensed lift operator | Providing one (01) licensed lift operator @10 hr. daily basis for full month including reliever, NH & Management fees, from 1st Jul'2025 to 31st Dec'2025. | Head | 1 | 19407 | Approved
SOUTHWINDS PROJECT LLP (PHASE - III & IV) | FINISHING PHASE - IV | Wood Work |  | WO/SP34/FW4/79 | M.R. Furniture | Wall Paneling Work by 4mm MDF Board Fixing over 12mm Plywood Fixing with backing Aluminium framing work | Labour Charges for Wall Paneling Work by 4mm MDF Board Fixing over 12mm Plywood Fixing with backing Aluminium framing work with supply of screw, pvc gutkha, nails, masking tape and gum including cleaning the work area, shifting all the debris/wastes to a designated place at ground floor level, all complete at all level as per approved drawing and direction of Engineer in charge. Aluminium Tube, L Corner, Plywood, MDF Board will be supplied by client free of cost and on reconciliation basis Location : Multipurpose Hall & Office Wall (Texture Paint Area where there is a notch.) | Sq.Ft. | 775.856 | 155 | Approved
SOUTHWINDS PROJECT LLP (PHASE - III & IV) | FINISHING PHASE - IV | Wood Work |  | WO/SP34/FW4/79 | M.R. Furniture | Wall Panelling with MDF Fluted Panel finish | Labour Charges for Making & Fixing of Aluminium Frame with 12mm plywood for Wall Panelling with MDF Fluted Panel finish with supply of Nails, SS Screw, Masking Tape and Gum including all finishing at all level as per design requirements and cleaning the work area, shifting all the debris/wastes to a designated place at ground floor lavel, all level as per approved drawing and direction of Engineer in charge. (Plywood, Fluted MDF Board, Aluminium Tube and L Corner Supply by Client) | Sq.Ft. | 306.322 | 160 | Approved
SOUTHWINDS PROJECT LLP (PHASE - III & IV) | FINISHING PHASE - IV | Wood Work |  | WO/SP34/FW4/79 | M.R. Furniture | Wall Texture Laminate finish fixing | Labour Charges for Making & Fixing of Aluminium Frame with ply for Wall Texture Laminate finish fixing with supply of Nails, SS Screw, Masking Tape and Gum including all finishing at all level as per design requirements and cleaning the work area, shifting all the debris/wastes to a designated place at ground floor lavel, all level as per approved drawing and direction of Engineer in charge. (Laminate, Plywood, Aluminium Tube and L Corner Supply by Client) | Sq.Ft. | 238.041 | 155 | Approved
SOUTHWINDS PROJECT LLP (PHASE - III & IV) | FINISHING PHASE - IV | Wood Work |  | WO/SP34/FW4/79 | M.R. Furniture | Partition Wall and one side MDF Board Fluted Panel finish | Labour Charges for Making & Fixing of Aluminium frame with 12mm plywood for Partition Wall and one side MDF Board Fluted Panel finish with supply of Nails, SS Screw, Masking Tape and Gum including all finishing at all level as per design requirements and cleaning the work area, shifting all the debris/wastes to a designated place at ground floor lavel, all level as per approved drawing and direction of Engineer in charge. (Ply, Fluted MDF Board, Aluminium Tube & L Corner Supply by Client) | Sq.Ft. | 174.614 | 200 | Approved
SOUTHWINDS PROJECT LLP (PHASE - III & IV) | FINISHING PHASE - IV | Wood Work |  | WO/SP34/FW4/79 | M.R. Furniture | making of Reception Table | Labour Charges for making of Reception Table (1550 X 600 X 750/1000/1200)mm with Supply of Nail, Screw, Gum, Edge Tape using Block Board, ply and Laminate Pasting (Laminate, Ply, Block Board & Misc. Hardware Fittings Supply by Client) Cleaning the work area, shifting all the debris/wastes to a designated place at ground floor level, at all level as per Design Requirements, approved drawing and direction of Engineer in charge. Reception Tabke - 1550 X 600 X (750/1000/1200)mm - 1 Nos. | Lump Sum | 1 | 13000 | Approved
SOUTHWINDS PROJECT LLP (PHASE - III & IV) | FINISHING PHASE - IV | Wood Work |  | WO/SP34/FW4/79 | M.R. Furniture | making of work station furniture | Labour Charges for making of work station furniture with Supply of Nail, Screw, Gum, Edge Tape using Block Board, Ply and Laminate Pasting, (Laminate, Ply, Block Board & Misc. Hardware Fittings Supply by Client) Cleaning the work area, shifting all the debris/wastes to a designated place at ground floor level, at all level as per Design Requirements, approved drawing and direction of Engineer in charge. Furniture Details (Work Station Area & Meeting Room) » Table (LXDXH) (3400X600X750)mm = 3 Set » Overheads (3400X600X900)mm = 3 Set » Manager Desk (LXDXH) (1500X600X750)mm = 1 No » Meeting Room Table (LXDXH) (2400X900X750)mm = 1 No | Sq.Ft. | 351.757 | 350 | Approved
SOUTHWINDS PROJECT LLP (PHASE - III & IV) | FINISHING PHASE - IV | Wood Work |  | WO/SP34/FW4/79 | M.R. Furniture | loading - unloading. | Charges for loading - unloading, transportation, hire charges for machinery as per direction of Engineer-in-Charge | Lump Sum | 1 | 18426 | Amended & Approved
CHANDANNAGAR COMMERCIAL | OVERHEAD | Security Expenditure |  | WO/GC01/OH03/8 | Secura Infra Services Pvt. Ltd. | Providing Security Personnel | Providing Two (02) nos; Security Guards @12 hrs. duty basis for full month including reliever, N.H & Management fees from 1st Jul'2025 to 31st Dec'2025 | Head | 12 | 18423 | Approved
The Soul, Rajarhat | OVERHEADS | Security Expense |  | WO/HR01/OHES/94 | NIS MANAGEMENT LIMITED | Providing Security Personnel | Providing Security Guard @12 hrs. daily basis for full month including reliever, NH & management fees, from 1st Jul'2025 to 30th Sep'2025, Total Manpower = 2 nos. | Head | 6 | 23069 | Approved
The Soul, Rajarhat | OVERHEADS | Housekeeping |  | WO/HR01/OHES/95 | Integrated Security Service | Office Peon | Providing One (01) Office peon for @8 hrs. daily basis for full month except Sunday Including NH & Management fees, at site office, from 1st Jul'2025 to 30th Sep'2025. | Head | 3 | 17526 | Approved
AARANYA | PRE-CONSTRUCTION PHASE | Site Office | Civil and Finishing Work of Site Office | WO/PKB/PKB1/14 | JAHANGIR ALAM ENTERPRISE | 2-3 mm putty work | All Charges for Providing and Applying Putty with 2-3 mm thickness to the wall and Ceiling, including Scaffolding, preparing the surface, etc. all complete at all level as per drawing and direction of Engineer-in-Charge. Brand : Asian / Berger /JK/ Birla White | Sq.Ft. | 7481 | 7 | Approved
AARANYA | PRE-CONSTRUCTION PHASE | Site Office | Civil and Finishing Work of Site Office | WO/PKB/PKB1/14 | JAHANGIR ALAM ENTERPRISE | Internal Plastic Emulsion Paint | All Charges for Providing and applying of one coat of Primer followed by two coats of Plastic Emulsion Paint of approved shade & brand with complete finish, up to the required height including all surfaces properly rubbed, smoothened with emery paper, thoroughly cleaned by dry mopping with cloths to make the surfaces dust free prior to application of paint, including fill cracks and holes with approved filler if required so with necessary tools, tackles & scaffolding at all levels as per direction of Engineer in charge. Brand: Asian Paints/Berger/AkzoNable Location: Internal Wall | Sq.Ft. | 9674.16 | 8.5 | Approved
AARANYA | PRE-CONSTRUCTION PHASE | Site Office | Civil and Finishing Work of Site Office | WO/PKB/PKB1/14 | JAHANGIR ALAM ENTERPRISE | External Weather shield coat paint (Non Texture) | All Charges for Providing & Applying of One coat of Cementitious primer/Snowcem on plastered surface followed by One coat of Acrylic Primer & Two coat Weather shield paint of approved shade as per Architect/E.I.C, including loading-unloading, scaffolding, lifting of the material & surface preparation with all materials & Labour etc. all complete as per drawing and direction of Engineer-in-Charge. Brand: (ICI/Berger/Asian Paint) Note: Colour shall be applied after approval of Engineer-in-Charge Location: External Wall | Sq.Ft. | 1112 | 11.5 | Approved
AARANYA | PRE-CONSTRUCTION PHASE | Site Office | Civil and Finishing Work of Site Office | WO/PKB/PKB1/14 | JAHANGIR ALAM ENTERPRISE | Wooden Door Enamel Paint (Both Side) | All charges for Providing and applying of one coat of oil base Primer followed by two Coats of synthetic Enamel paint (Colour - Matt / Glossy) of approved colour at both side of Door shutter including frames, Rabbet including scraping, finish work with wood putty all finish etc. as per drawing and direction of EIC. Brand: Asian Paints/Berger/AkzoNable |  | 0 | 0 | Approved
AARANYA | PRE-CONSTRUCTION PHASE | Site Office | Civil and Finishing Work of Site Office | WO/PKB/PKB1/14 | JAHANGIR ALAM ENTERPRISE | Size : 900mm X 2100mm | Size : 900mm X 2100mm | Nos | 13 | 550 | Approved
AARANYA | PRE-CONSTRUCTION PHASE | Site Office | Civil and Finishing Work of Site Office | WO/PKB/PKB1/14 | JAHANGIR ALAM ENTERPRISE | Size : 1200mm X 2200mm | Size : 1200mm X 2200mm | Nos | 3 | 750 | Approved
Primarc Aadvika | COMMON INFRASTRUCTURE | Consultancy Charges | ELECTRICAL CONSULTANT | WO/HW1/PHW2/23 | HARSHWARDHAN SHARMA | Electrical Consultation Charge | Consultation Charges for Electrical Networking & Connection. | Lump Sum | 1 | 77300 | Approved
Primarc Aadvika | EXPERIENCE CENTER | Interior Work |  | WO/HW1/PHW3/31 | Kraftwood Decor Pvt. Ltd. | Re-Painting Work | Providing and applying two coats of primer followed by three coats of approved plastic emulsion paint on internal AAC and partition walls, including surface preparation, to achieve matte or stippled finish, as per drawings and direction of Engineer‑in‑Charge. Brand: Asian Paints Colour: Morning Glory (0765) | Sq.Ft. | 5500 | 32 | Approved
Primarc Aadvika | EXPERIENCE CENTER | Interior Work |  | WO/HW1/PHW3/31 | Kraftwood Decor Pvt. Ltd. | Flooring Protection Work | All Charges for floor protection and covering of furniture & MS framework with plastic sheet. | Lump Sum | 1 | 60000 | Approved
AARANYA | PRE-CONSTRUCTION PHASE | Site Office | Civil and Finishing Work of Site Office | WO/PKB/PKB1/15 | A.M. Enterprise | Chipping work in floor | Labour charges for Chipping work in floor and wall for fixing of Tiles, Marble and Granite at all levels as per drawing and direction of Engineer-In-Charge. | Sq.Ft. | 3157.065 | 1.5 | Approved
AARANYA | PRE-CONSTRUCTION PHASE | Site Office | Civil and Finishing Work of Site Office | WO/PKB/PKB1/15 | A.M. Enterprise | Floor Vitrified Tiles | Providing & Fixing Charges of Floor Vitrified Tiles at Engineer's room, PM room, Conference room, Common area, Passage, Superviors area, Store Dept, recreation room, Night Stay room, Dining area over a bed of 30-40mm thick cement mortar (1:4) in proper line and level, joints filled with white cement slurry with matched colour pigment after acid washing including all finishing & Cleaning as per drawing and direction of Engineer-in-Charge. (Only Cement & Tiles will be supplied by the Client but subject to reconciliation.) | Sq.Ft. | 3023.426 | 34 | Approved
AARANYA | PRE-CONSTRUCTION PHASE | Site Office | Civil and Finishing Work of Site Office | WO/PKB/PKB1/15 | A.M. Enterprise | Floor Vitrified Tiles Skirting | Providing & Fixing Charges of Floor Vitrified Tiles Skirting at Engineer's room,, PM room, Conference room, Common area, Passage, Superviors area, Store Dept, recreation room, Night Stay room, Dining area over a bed of 20-25 mm thick cement mortar (1:4) in proper line , level & plumb, joints filled with white cement slurry with matched colour pigment after acid washing including all finishing & Cleaning as per drawing amnd direction of Engineer- in- Charge. (Only Cement & Tiles will be supplied by the Client but subject to reconciliation.) | Rft | 776.369 | 24 | Approved
AARANYA | PRE-CONSTRUCTION PHASE | Site Office | Civil and Finishing Work of Site Office | WO/PKB/PKB1/15 | A.M. Enterprise | Floor Vitrified Tiles at Toilet | Providing & Fixing Charges of Floor Vitrified Tiles at Toilet over a bed of 30-40mm thick cement mortar (1:4) in proper line & level, joints filled with white cement slurry with match colour pigment after acid washing including all finishing & Cleaning as per drawing and direction of Engineer-in-Charge. (Only Cement & Tiles will be supplied by the Client but subject to reconciliation.) | Sq.Ft. | 133.639 | 36 | Approved
AARANYA | PRE-CONSTRUCTION PHASE | Site Office | Civil and Finishing Work of Site Office | WO/PKB/PKB1/15 | A.M. Enterprise | Tiles at Toilet wall/ Dado | Providing & Fixing Charges of Vitrified Tiles at Toilet wall/ Dado over a bed of 30-40mm thick cement mortar (1:4) in proper line & level & plumb, joints filled with white cement slurry with matched colour pigment after acid washing including all finishing & Cleaning as per drawing amnd direction of Engineer- in- Charge. (Tiles & Cement will be supplied by the Client.) | Sq.Ft. | 576.198 | 38 | Approved
AARANYA | PRE-CONSTRUCTION PHASE | Site Office | Civil and Finishing Work of Site Office | WO/PKB/PKB1/15 | A.M. Enterprise | Granite Slab on Counter Top | Charges for Providing & fixing of Granite Slab (Brand as approved) on kitchen counter top over a bed of 30-40 mm thick cement mortar (1:4) with necessary chipping, cutting, joint filled with white cement slurry pigmented to match including TINEX, ARALDITE, OXIDE, PUTTY all finishing & cleaning as per drawing, direction of Engineer-in-Charge. (Only Cement & Granite Slab will be supplied by the Client but subject to reconciliation. Shifting & Lifting of all materials & machineries are in contractor's scope)" | Sq.Ft. | 42.739 | 55 | Approved
AARANYA | PRE-CONSTRUCTION PHASE | Site Office | Civil and Finishing Work of Site Office | WO/PKB/PKB1/15 | A.M. Enterprise | Granite Patty/Facia at Kitchen Counter | Charges for Providing & Fixing of Granite Patty/Facia at Kitchen Counter using cement mortar(1:4) & cement slurry, joints filled with white cement slurry with matched colour pigment including all finishing & Cleaning as per drawing and direction of Engineer- in- Charge. (Only Cement & Granite Slab will be supplied by the Client but subject to reconciliation). | Rft | 21.714 | 40 | Approved
AARANYA | PRE-CONSTRUCTION PHASE | Site Office | Civil and Finishing Work of Site Office | WO/PKB/PKB1/15 | A.M. Enterprise | Kitchen Wall Dado | Providing and Fixing charges of Vitrified tiles at Kitchen Wall/Dado for all levels over a bed of 20-30 mm thick cement mortar (1:4) joints filled with white cement slurry pigmented to match after acid washing including all finishing & Cleanning as per drawing and direction of Engineer-In-Charge. | Sq.Ft. | 42.739 | 38 | Approved
AARANYA | PRE-CONSTRUCTION PHASE | Site Office | Civil and Finishing Work of Site Office | WO/PKB/PKB1/15 | A.M. Enterprise | Moulding & Polishing of Counter | Labour Charges for Moulding & Polishing of Counter(s) for all levels as per drawing and direction of Engineer-In-Charge. | Rft | 21.714 | 35 | Approved
AARANYA | PRE-CONSTRUCTION PHASE | Site Office | Civil and Finishing Work of Site Office | WO/PKB/PKB1/15 | A.M. Enterprise | Sink & Gas Hole Cutting | Charges for Sink & Gas Hole Cutting at Granite Counter Top as per Drawing & Direction of EIC. | Nos | 1 | 300 | Approved
AARANYA | OVERHEAD | Security Expense |  | WO/PKB/PKB3/9 | Secura Infra Services Pvt. Ltd. | Providing Security Personnel | Providing Security Guard@12 hrs. daily basis for full month including reliever, NH & management fees, from 1st Jul'2025 to 31st Dec'2025, Total Manpower = 3 nos. | Head | 18.365 | 18423 | Approved
Primarc Aahana | OVERHEAD | Security Expense |  | WO/AAH/AAH03/5 | Secura Infra Services Pvt. Ltd. | Providing Security Personnel at site | Providing Security Guard@12 hrs. daily basis for full month including reliever, NH & management fees, from 1st Jul'2025 to 31st Dec'2025, Total Manpower = 03 nos. | Head | 18 | 18423 | Approved
Primarc Aadvika | OVERHEAD | Security Expense |  | WO/HW1/PHW4/10 | NIS MANAGEMENT LIMITED | Providing Security Personnel | Providing Security Guard @12 hrs. daily basis for full month including reliever, NH & management fees, from 1st Jul'2025 to 31st Dec'2025, Total Manpower = 4 nos. | Head | 24.067 | 23069 | Approved
Primarc Chambers | COMMON INFRASTRUCTURE | Boundary Wall |  | WO/PCH/PC04/34 | GAZI PAINTS PRIVATE LIMITED | Paint with two coat alkali bloc primer | Entire work for providing and applying of two coat Alkali Bloc Primer, two coats of Ultra Durable Exterior Emulsion Paint- Apex Ultima Suprema with approved colour as mentioned in the drawing including grooves. Surface should be free from any loose paint , dust or grease, growths of fungus, algae or moss should be removed by wire brushing and water. For filling cracks up to 3mm use approved sealant. In case of dents and holes use wall putty or mix of white cement and fine sand in the ratio 1:3. All scaffolding, lifting of the material, loading- unloading charges, charges for crack filling along with material all finishes & complete as per direction & entire satisfaction of the Engineer-In-Charge. Brand: Asian Paints/Berger - (0908 Brilliant White) | Sq.Ft. | 1950 | 16 | Approved
AARANYA | PRE-CONSTRUCTION PHASE | Site Office | Civil and Finishing Work of Site Office | WO/PKB/PKB1/16 | RAJ KUMAR FURNITURE WORKS | Dry Partition Wall | Providing and fixing double skin 75mm thick partition structure to be made with 50x50mm aluminum box section with 600x600 grid, to be fitted both side with 12mm thick commercial plywood including supply of SS screw, nails, masking tape and gum all complete with proper line and level as per drawing (full and low height as required) and instruction of site in-charge. ( Only ply & aluminium frame will be provided by client but) Location - PM Room (full height), Project Head Room (low height) | Sq.Ft. | 481 | 150 | Amended & Approved
AARANYA | PRE-CONSTRUCTION PHASE | Site Office | Civil and Finishing Work of Site Office |  |  | Door Shutter Fixing | Labour charges for lifting, carrying and fixing of Wooden flush door Shutter at Site office including fixing of hardware fittings as per requirement (Mention bellow), along with supply of pvc gutkha, nails and gum as necessary for entire work, cleaning the work area, shifting all the debris/wastes to a designated place, all complete at all level as per approved drawing and direction of Engineer in charge. (Wooden Flush door shutter, all hardwares, 4" Normal Hings & SS Screw will be supplied by client free of cost and on reconciliation basis) Screwing on Hinges must be done by machine, not manually. |  |  |  | Approved
AARANYA | PRE-CONSTRUCTION PHASE | Site Office | Civil and Finishing Work of Site Office |  |  | D1 : 900mm X 2100mm | Door D1 : 900mm X 2100mm Hardware Fittings (Cylindrical lock + Door Closer) - PM Room., Toilet Main Entry & Conference Room | Nos |  |  | Approved
AARANYA | PRE-CONSTRUCTION PHASE | Site Office | Civil and Finishing Work of Site Office |  |  | D1 : 900mm X 2100mm | Door D1 : 900mm X 2100mm Hardware Fittings (Hatch bolt + Tower bolt) - All Others Door | Nos |  |  | Approved
The Ramdulari | CLUB | HVAC Works |  | WO/RP/RP06/9 | MEHO HCP AIR SYSTEMS PVT. LTD. | VRV Outdoor Units : | VRV Outdoor Units: Installation, testing & Commissioning of factory assembled TOSHIBA make VRF OUTDOOR Units are complete with compressor, condenser, condenser fan, controller & suitable for R-410A Refrigerant with all accessories to complete the system. |  | 0 | 0 | Approved
The Ramdulari | CLUB | HVAC Works |  | WO/RP/RP06/9 | MEHO HCP AIR SYSTEMS PVT. LTD. | VRV Indoor Units : | VRV Indoor Units : Installation, testing & Commissioning of Fully factory assembled, all wired & tested Indoor Units with cordless remote as per specifications & as required to make the system complete. |  | 0 | 0 | Approved
The Ramdulari | CLUB | HVAC Works |  | WO/RP/RP06/9 | MEHO HCP AIR SYSTEMS PVT. LTD. | Installation of DX TYPE Treated Fresh Air Units(TFA) | Installation of Loft Mountedf double skin type Treated Fresh air Unit , sectionalized, made of extruded Al section frame structure of 46±2mm thick panels with thermal break profile consisting of GI casing of thickness 0.6mm outside layer and 0.6mm GI shee | Nos | 1 | 7500 | Approved
The Ramdulari | CLUB | HVAC Works |  | WO/RP/RP06/9 | MEHO HCP AIR SYSTEMS PVT. LTD. | NON VRV Hiwall Units | Installation,Testing & Commissioing of NON VRV Hiwall Units (For Ground Floor) |  | 0 | 0 | Approved
The Ramdulari | CLUB | HVAC Works |  | WO/RP/RP06/9 | MEHO HCP AIR SYSTEMS PVT. LTD. | Supply, Installation , Commissioning of VRV systems including topping R410A gas as per site requirements. Refrigerant shall be environment friendly R410A. | Supply, Installation , Commissioning of VRV systems including topping R410A gas as per site requirements. Refrigerant shall be environment friendly R410A. (For Ground, 1st & Terrece Floor) | HP | 91 | 600 | Approved
The Ramdulari | CLUB | HVAC Works |  | WO/RP/RP06/9 | MEHO HCP AIR SYSTEMS PVT. LTD. | Refnet Joint for VRV system. | Installation of Refnet Joint for VRV system. (For Ground, 1st & Terrece Floor) | Nos | 16 | 200 | Approved
The Ramdulari | CLUB | HVAC Works |  | WO/RP/RP06/9 | MEHO HCP AIR SYSTEMS PVT. LTD. | Copper Refrigerant Piping with Insulation for inside the building:(VRV) | Supply ,Installation, Testing & Commissioning of Copper Refrigerant piping for VRV system complete with fittings, supports, joining, Class O insulation with aluminium foil pested nitrile tube, commissioing as per spectifications , all accessories as per |  | 0 | 0 | Approved
The Ramdulari | CLUB | HVAC Works |  | WO/RP/RP06/9 | MEHO HCP AIR SYSTEMS PVT. LTD. | Copper Refrigerent Piping with insulation for Exposed pipe:(VRV) | Copper Refrigerent Piping with insulation for Exposed pipe (VRV): Supply ,Installation, Testing & Commissioning of Copper Refrigerant piping for VRV system complete with fittings, supports, joining, Class O insulation with glasscloth pested nitrile tube, |  | 0 | 0 | Approved
The Ramdulari | CLUB | HVAC Works |  | WO/RP/RP06/9 | MEHO HCP AIR SYSTEMS PVT. LTD. | Communication Cable | Communication Cable: Supply, Installation, testing & commissioning of Control cum Transmission wiring in suitable conduits between indoor & outdoor units. (For Ground, 1st & Terrece Floor) |  | 0 | 0 | Approved
The Ramdulari | CLUB | HVAC Works |  | WO/RP/RP06/9 | MEHO HCP AIR SYSTEMS PVT. LTD. | Drain Piping: | Drain Piping: Supply & installation of floor wise Drain Piping with all necessary fittings & supporting arrangement duly insulated with 9 mm thick tubular elastomeric nitrile rubber insulation. |  | 0 | 0 | Approved
The Ramdulari | CLUB | HVAC Works |  | WO/RP/RP06/9 | MEHO HCP AIR SYSTEMS PVT. LTD. | Air Distribution Works : | Air Distribution Works: Supply ,Installation, Testing & Commissioning of GSS Rectangular Ducting complete with fittings, flanges, bracings, supports, all accessories as per spectifications any other item required to make the system complete. |  | 0 | 0 | Approved
The Ramdulari | CLUB | HVAC Works |  | WO/RP/RP06/9 | MEHO HCP AIR SYSTEMS PVT. LTD. | Supply,installation,Testing & commissioning of Factory fabricated single wallet Oval Ducting complete with fittings, flanges, bracings, supports, all accessories as per spectifications any other item required to make the system complete. | Supply,installation,Testing & commissioning of Factory fabricated single wallet Oval Ducting complete with fittings, flanges, bracings, supports, all accessories as per spectifications any other item required to make the system complete. |  | 0 | 0 | Approved
The Ramdulari | CLUB | HVAC Works |  | WO/RP/RP06/9 | MEHO HCP AIR SYSTEMS PVT. LTD. | Duct Thermal insulations of ducting with 25/19/13mm thick alu foil pasted class O nitrile rubber insulation having dnsity ( 40-60 Kg/Cum) . | Supply, installation, testing & commissioing of Duct Thermal insulations of ducting with 25/19/13mm thick alu foil pasted class O nitrile rubber insulation having dnsity ( 40-60 Kg/Cum) . |  | 0 | 0 | Approved
The Ramdulari | CLUB | HVAC Works |  | WO/RP/RP06/9 | MEHO HCP AIR SYSTEMS PVT. LTD. | Supply and Fixing of thermal insulation with following thickness Class-O Nitrile sheet (density 40-60kg/cum)/ XLPE(33±3kg/cum) sheet insulation with factory pasted aluminium foil on one side for underdeck insulation using low VOC adhesive and screwin | Supply and Fixing of thermal insulation with following thickness Class-O Nitrile sheet (density 40-60kg/cum)/ XLPE(33±3kg/cum) sheet insulation with factory pasted aluminium foil on one side for underdeck insulation using low VOC adhesive and screwing wit |  | 0 | 0 | Approved
The Ramdulari | CLUB | HVAC Works |  | WO/RP/RP06/9 | MEHO HCP AIR SYSTEMS PVT. LTD. | Supply, installation, testing & commissioing of Duct Accoustic insulations of ducting with 12mm thick class- 1 open cell nitrile rubber insulation having density ( 140-180 Kg/Cum) | Supply, installation, testing & commissioing of Duct Accoustic insulations of ducting with 12mm thick class- 1 open cell nitrile rubber insulation having density ( 140-180 Kg/Cum) (For Ground & 1st Floor) | Sq.Mtr. | 51 | 750 | Approved
The Ramdulari | CLUB | HVAC Works |  | WO/RP/RP06/9 | MEHO HCP AIR SYSTEMS PVT. LTD. | Supply, installation, testing & commissioning of flexible connection between duct & fresh air/AC unit. | Supply, installation, testing & commissioning of flexible connection between duct & fresh air/AC unit. (For Ground & 1st Floor) | Nos | 20 | 1500 | Approved
The Ramdulari | CLUB | HVAC Works |  | WO/RP/RP06/9 | MEHO HCP AIR SYSTEMS PVT. LTD. | Supply, installation, testing & commissioning GI Duct Damper for manual control of volume of air flow and for proper balancing of the air distribution system.(Min. billing quantity of each damper are 0.2sqmt) | Supply, installation, testing & commissioning GI Duct Damper for manual control of volume of air flow and for proper balancing of the air distribution system.(Min. billing quantity of each damper are 0.2sqmt) (For Ground & 1st Floor) | Sq.Mtr. | 0.6 | 8000 | Approved
The Ramdulari | CLUB | HVAC Works |  | WO/RP/RP06/9 | MEHO HCP AIR SYSTEMS PVT. LTD. | Supply, installation, testing & commissioning Aluminium Coller damper for manual control of volume of air flow and for proper balancing of the air distribution system.(Min. billing quantity of each damper are 0.1sqmt) | Supply, installation, testing & commissioning Aluminium Coller damper for manual control of volume of air flow and for proper balancing of the air distribution system.(Min. billing quantity of each damper are 0.1sqmt) (For Ground & 1st Floor) | Sq.Mtr. | 9 | 5200 | Approved
The Ramdulari | CLUB | HVAC Works |  | WO/RP/RP06/9 | MEHO HCP AIR SYSTEMS PVT. LTD. | Supply, installation, testing & commissioning of extruded aluminium powder coated supply/return air grill without collar damper .(Min. billing quantity of each grille are 0.1sqmt) | Supply, installation, testing & commissioning of extruded aluminium powder coated supply/return air grill without collar damper .(Min. billing quantity of each grille are 0.1sqmt) (For Ground & 1st Floor) | Sq.Mtr. | 17.5 | 5900 | Approved
The Ramdulari | CLUB | HVAC Works |  | WO/RP/RP06/9 | MEHO HCP AIR SYSTEMS PVT. LTD. | Supply, installation, testing & commissioning of extruded aluminium powder coated Curved grill without collar damper for Oval Duct .(Min. billing quantity of each grille are 0.1sqmt) | Supply, installation, testing & commissioning of extruded aluminium powder coated Curved grill without collar damper for Oval Duct .(Min. billing quantity of each grille are 0.1sqmt) | Sq.Mtr. | 0 | 8000 | Approved
The Ramdulari | CLUB | HVAC Works |  | WO/RP/RP06/9 | MEHO HCP AIR SYSTEMS PVT. LTD. | Supply, installation, testing & commissioning of extruded aluminium powder coated supply air diffuser with collar damper .(Min. billing quantityof diffuser are 0.1sqmt) | Supply, installation, testing & commissioning of extruded aluminium powder coated supply air diffuser with collar damper .(Min. billing quantityof diffuser are 0.1sqmt) | Sq.Mtr. | 0 | 12500 | Approved
The Ramdulari | CLUB | HVAC Works |  | WO/RP/RP06/9 | MEHO HCP AIR SYSTEMS PVT. LTD. | Supply, installation, testing & commissioning of extruded aluminium powder coated return air diffuser without collar damper .(Min. billing quantityof diffuser 0.1sqmt) | Supply, installation, testing & commissioning of extruded aluminium powder coated return air diffuser without collar damper .(Min. billing quantityof diffuser 0.1sqmt) | Sq.Mtr. | 0 | 8500 | Approved
The Ramdulari | CLUB | HVAC Works |  | WO/RP/RP06/9 | MEHO HCP AIR SYSTEMS PVT. LTD. | Supply, installation, testing & commissioning of extrted aluminium powder coated Rain protection louver for fresh Air .(Min. billing quantityof louver are 0.1sqmt) | Supply, installation, testing & commissioning of extrted aluminium powder coated Rain protection louver for fresh Air .(Min. billing quantityof louver are 0.1sqmt) (For Ground & 1st Floor) | Sq.Mtr. | 0.4 | 9500 | Approved
The Ramdulari | CLUB | HVAC Works |  | WO/RP/RP06/9 | MEHO HCP AIR SYSTEMS PVT. LTD. | MOTORIZED FIRE DAMPERS | Supply, Fixing, testing and commissioning of MOTORIZED fire dampers in supply air duct /main branch and return air path as and where required with control wiring. The damper shall be motorised and spring return actuator to close the damper in the event of | Sq.Mtr. | 0.2 | 9500 | Approved
The Ramdulari | CLUB | HVAC Works |  | WO/RP/RP06/9 | MEHO HCP AIR SYSTEMS PVT. LTD. | Motorised actuator with Controller for above. | Motorised actuator with Controller for above. (For 1st Floor) | Nos | 1 | 14000 | Approved
The Ramdulari | CLUB | HVAC Works |  | WO/RP/RP06/9 | MEHO HCP AIR SYSTEMS PVT. LTD. | 3 Slot Diffuser | 3 Slot Diffuser: Supply, testing and commissioning of single/multi slot diffuser complete with flanges and end flanges as per specifications. (For 1st Floor) | Nos | 12.7 | 1700 | Approved
The Ramdulari | CLUB | HVAC Works |  | WO/RP/RP06/9 | MEHO HCP AIR SYSTEMS PVT. LTD. | Supply & installation of factory fabricated SA Plenum 475mm(L)x800mm (H)x125 (W)sizes as per approved layout.it has to be fabricated at factory and delivered to site and Plenum gauge should be 24 G | Supply & installation of factory fabricated SA Plenum 475mm(L)x800mm (H)x125 (W)sizes as per approved layout.it has to be fabricated at factory and delivered to site and Plenum gauge should be 24 G (For 1st Floor) | Nos | 8 | 2300 | Approved
The Ramdulari | CLUB | HVAC Works |  | WO/RP/RP06/9 | MEHO HCP AIR SYSTEMS PVT. LTD. | Supply,fixing,testing and commissioining of Aluminium powder coated grille with collar damper for Toilet exhaust( qty less than 0.1 sqmtr of each grille) | Supply,fixing,testing and commissioining of Aluminium powder coated grille with collar damper for Toilet exhaust( qty less than 0.1 sqmtr of each grille) | Nos | 0 | 10500 | Approved
The Ramdulari | CLUB | HVAC Works |  | WO/RP/RP06/9 | MEHO HCP AIR SYSTEMS PVT. LTD. | Supply,installation,testing & commissioining of GSS Constructed Round Spigot (300 mm Dia) | Supply,installation,testing & commissioining of GSS Constructed Round Spigot (300 mm Dia) (For 1st Floor) | RMT | 8 | 1250 | Approved
The Ramdulari | CLUB | HVAC Works |  | WO/RP/RP06/9 | MEHO HCP AIR SYSTEMS PVT. LTD. | Supply,Installation,tetsing & commissioing of flexible duct-300 mm dia | Supply,Installation,tetsing & commissioing of flexible duct-300 mm dia (For 1st Floor) | RMT | 8 | 550 | Approved
The Ramdulari | CLUB | HVAC Works |  | WO/RP/RP06/9 | MEHO HCP AIR SYSTEMS PVT. LTD. | 1.6 mm thick(upto 300mm) and 2.0mm thick(above 300mm) hot plated GI pre fabricated perforated/Lader cable trays. | Supply Installation Testing Comissioning of 1.6 mm thick(upto 300mm) and 2.0mm thick(above 300mm) hot plated GI pre fabricated perforated/Lader cable trays in horizontal or vertical formation complete with duely painted MS structural supports and Necessa |  | 0 | 0 | Approved
The Ramdulari | CLUB | HVAC Works |  | WO/RP/RP06/9 | MEHO HCP AIR SYSTEMS PVT. LTD. | INLINE FANS | Supply, Installation, Testing & Commissioning of duct mounted / Cabinet-type Inline Fans for fresh / exhaust air as shown in drawings. Each fan shall be complete with motor, mounting flanges and all accessories required to complete the installation. The |  | 0 | 0 | Approved
The Ramdulari | CLUB | HVAC Works |  | WO/RP/RP06/9 | MEHO HCP AIR SYSTEMS PVT. LTD. | Propeller fan -100 CFM@ for Toilet ventilation | Supply,Installation,Testing & commissioining of Propeller fan -100 CFM@ for Toilet ventilation | Nos | 3 | 2500 | Approved
The Ramdulari | CLUB | HVAC Works |  | WO/RP/RP06/9 | MEHO HCP AIR SYSTEMS PVT. LTD. | DOL/Y-Delta Starter for Dx. TFA Unit complete with 4P MCB as incommer, Contactor, O/L relay, ON-OFF-TRIP indication lamp, push bottom swich, auto/manual selecter swich and all accessories to complete the system. | Supply, installation, testing and commissioning of DOL/Y-Delta Starter for Dx. TFA Unit complete with 4P MCB as incommer, Contactor, O/L relay, ON-OFF-TRIP indication lamp, push bottom swich, auto/manual selecter swich and all accessories to complete the | RMT | 1 | 30000 | Approved
The Ramdulari | CLUB | HVAC Works |  | WO/RP/RP06/9 | MEHO HCP AIR SYSTEMS PVT. LTD. | POWER CABLE | POWER CABLE: Supply, Installation, Testing & Comisioning of following sizes of XLPE insulated PVC sheathed multistrand copper conductor FRLS armoured cable of 1.1 KV grade on existing cable tray / surface including saddle, clamps etc. complete as requir |  | 0 | 0 | Approved
The Ramdulari | CLUB | HVAC Works |  | WO/RP/RP06/9 | MEHO HCP AIR SYSTEMS PVT. LTD. | CABLE TERMINATION | CABLE TERMINATION: Supplying and making end termination with brass/ss double compression glands and aluminium lugs for following size of PVC insulated and PVC sheathed/ XLPE copper conductor cable of 1.1 KV grade as required. (For 1st Floor) |  | 0 | 0 | Approved
The Ramdulari | CLUB | HVAC Works |  | WO/RP/RP06/9 | MEHO HCP AIR SYSTEMS PVT. LTD. | EARTHING | EARTHING: Supply Installation Testing comissioning of GI Earthing along with suitable clamp & acessories for HVAC Equipment. (For 1st Floor) |  | 0 | 0 | Approved
The Ramdulari | CLUB | HVAC Works |  | WO/RP/RP06/9 | MEHO HCP AIR SYSTEMS PVT. LTD. | 40 HP Normal Capacity | 40 HP Normal Capacity- Cooling Only Top Discharge VRV - X (For 1st Floor) | Nos | 1 | 40000 | Approved
The Ramdulari | CLUB | HVAC Works |  | WO/RP/RP06/9 | MEHO HCP AIR SYSTEMS PVT. LTD. | 12 HP Normal Capacity | 12 HP Normal Capacity- Cooling Only Side Discharge VRV - X (For Ground & 1st Floor) | Nos | 3 | 12000 | Approved
The Ramdulari | CLUB | HVAC Works |  | WO/RP/RP06/9 | MEHO HCP AIR SYSTEMS PVT. LTD. | 10 HP Normal Capacity | 10 HP Normal Capacity- Cooling Only Top Discharge VRV - X (For Terrce Floor) | Nos | 1 | 10000 | Approved
The Ramdulari | CLUB | HVAC Works |  | WO/RP/RP06/9 | MEHO HCP AIR SYSTEMS PVT. LTD. | 05 HP Normal Capacity | 05 HP Normal Capacity- Cooling Only Side Discharge VRV - X (For Ground Floor) | Nos | 1 | 6000 | Approved
The Ramdulari | CLUB | HVAC Works |  | WO/RP/RP06/9 | MEHO HCP AIR SYSTEMS PVT. LTD. | 6.4 TR | 6.4 TR Ceiling Mouted Duct Type IDU's (For Ground & 1st Floor) | Nos | 4 | 2500 | Approved
The Ramdulari | CLUB | HVAC Works |  | WO/RP/RP06/9 | MEHO HCP AIR SYSTEMS PVT. LTD. | 5.5 TR | 5.5 TR Ceiling Mouted Duct Type IDU's (For 1st Floor) | Nos | 1 | 2500 | Approved
The Ramdulari | CLUB | HVAC Works |  | WO/RP/RP06/9 | MEHO HCP AIR SYSTEMS PVT. LTD. | 4.5 TR | 4.5 TR Ceiling Mouted Duct Type IDU's (For 1st Floor) | Nos | 3 | 2000 | Approved
The Ramdulari | CLUB | HVAC Works |  | WO/RP/RP06/9 | MEHO HCP AIR SYSTEMS PVT. LTD. | 4.0 TR | 4.0 TR Ceiling Mouted Duct Type IDU's (For Ground & 1st Floor) | Nos | 2 | 2000 | Approved
The Ramdulari | CLUB | HVAC Works |  | WO/RP/RP06/9 | MEHO HCP AIR SYSTEMS PVT. LTD. | 3.2 TR | 3.2 TR Ceiling Mouted Duct Type IDU's (For 1st Floor) | Nos | 1 | 1500 | Approved
The Ramdulari | CLUB | HVAC Works |  | WO/RP/RP06/9 | MEHO HCP AIR SYSTEMS PVT. LTD. | 2.5 TR | 2.5 TR Ceiling Mouted Duct Type IDU's | Nos | 0 | 1500 | Approved
The Ramdulari | CLUB | HVAC Works |  | WO/RP/RP06/9 | MEHO HCP AIR SYSTEMS PVT. LTD. | 2.0 TR | 2.0 TR Ceiling Mouted Duct Type IDU's (For Ground & 1st Floor) | Nos | 4 | 1200 | Approved
The Ramdulari | CLUB | HVAC Works |  | WO/RP/RP06/9 | MEHO HCP AIR SYSTEMS PVT. LTD. | 1.6 TR | 1.6 TR Ceiling Mouted Duct Type IDU's (For Ground) | Nos | 1 | 1200 | Approved
The Ramdulari | CLUB | HVAC Works |  | WO/RP/RP06/9 | MEHO HCP AIR SYSTEMS PVT. LTD. | 1.3 TR | 1.3 TR Ceiling Mouted Duct Type IDU's | Nos | 0 | 1200 | Approved
The Ramdulari | CLUB | HVAC Works |  | WO/RP/RP06/9 | MEHO HCP AIR SYSTEMS PVT. LTD. | 4.0 TR | 4.0 TR Round Flow Cassette Type IDU's (For Terrece Floor) | Nos | 2 | 1200 | Approved
The Ramdulari | CLUB | HVAC Works |  | WO/RP/RP06/9 | MEHO HCP AIR SYSTEMS PVT. LTD. | 1.6 TR | 1.6 TR Compact Cassette Type IDU's (For 1st Floor) | Nos | 1 | 1200 | Approved
The Ramdulari | CLUB | HVAC Works |  | WO/RP/RP06/9 | MEHO HCP AIR SYSTEMS PVT. LTD. | 1.0 TR | 1.0 TR Hi-wall Type IDU's (For Ground & 1st Floor) | Nos | 2 | 1000 | Approved
The Ramdulari | CLUB | HVAC Works |  | WO/RP/RP06/9 | MEHO HCP AIR SYSTEMS PVT. LTD. | 1.5 TR | 1.5 TR NON VRV Hiwall Units | Nos | 1 | 1500 | Approved
The Ramdulari | CLUB | HVAC Works |  | WO/RP/RP06/9 | MEHO HCP AIR SYSTEMS PVT. LTD. | 1.0 TR | 1.0 TR NON VRV Hiwall Units | Nos | 1 | 1500 | Approved
The Ramdulari | CLUB | HVAC Works |  | WO/RP/RP06/9 | MEHO HCP AIR SYSTEMS PVT. LTD. | 6.4 mm dia SD - 13 mm thk. Insulation | 6.4 mm dia SD - 13 mm thk. Insulation (For Ground & 1st Floor) | RMT | 25 | 305 | Approved
The Ramdulari | CLUB | HVAC Works |  | WO/RP/RP06/9 | MEHO HCP AIR SYSTEMS PVT. LTD. | 9.5 mm dia SD - 19 mm thk. Insulation | 9.5 mm dia SD - 19 mm thk. Insulation (For Ground, 1st & Terrece Floor) | RMT | 180 | 430 | Approved
The Ramdulari | CLUB | HVAC Works |  | WO/RP/RP06/9 | MEHO HCP AIR SYSTEMS PVT. LTD. | 12.7 mm dia SD - 19 mm thk. Insulation | 12.7 mm dia SD - 19 mm thk. Insulation (For Ground & 1st Floor) | RMT | 119 | 540 | Approved
The Ramdulari | CLUB | HVAC Works |  | WO/RP/RP06/9 | MEHO HCP AIR SYSTEMS PVT. LTD. | 15.9 mm dia HD - 19 mm thk. Insulation | 15.9 mm dia HD - 19 mm thk. Insulation (For Ground, 1st & Terrece Floor) | RMT | 80 | 700 | Approved
The Ramdulari | CLUB | HVAC Works |  | WO/RP/RP06/9 | MEHO HCP AIR SYSTEMS PVT. LTD. | 19.1 mm dia HD - 25 mm thk. Insulation | 19.1 mm dia HD - 25 mm thk. Insulation (For Ground & 1st Floor) | RMT | 122 | 920 | Approved
The Ramdulari | CLUB | HVAC Works |  | WO/RP/RP06/9 | MEHO HCP AIR SYSTEMS PVT. LTD. | 22.2 mm dia HD- 25 mm thk. Insulation | 22.2 mm dia HD- 25 mm thk. Insulation (For Ground, 1st & Terrece Floor) | RMT | 47 | 990 | Approved
The Ramdulari | CLUB | HVAC Works |  | WO/RP/RP06/9 | MEHO HCP AIR SYSTEMS PVT. LTD. | 25.4 mm dia HD- 25 mm thk. Insulation | 25.4 mm dia HD- 25 mm thk. Insulation (For Ground Floor) | RMT | 42 | 1200 | Approved
The Ramdulari | CLUB | HVAC Works |  | WO/RP/RP06/9 | MEHO HCP AIR SYSTEMS PVT. LTD. | 28.6 mm dia HD - 25 mm thk. Insulation | 28.6 mm dia HD - 25 mm thk. Insulation | RMT | 0 | 1400 | Approved
The Ramdulari | CLUB | HVAC Works |  | WO/RP/RP06/9 | MEHO HCP AIR SYSTEMS PVT. LTD. | 31.8 mm dia HD - 25 mm thk. Insulation | 31.8 mm dia HD - 25 mm thk. Insulation (For 1st Floor) | RMT | 8 | 1675 | Approved
The Ramdulari | CLUB | HVAC Works |  | WO/RP/RP06/9 | MEHO HCP AIR SYSTEMS PVT. LTD. | 34.9 mm dia HD - 25 mm thk. Insulation | 34.9 mm dia HD - 25 mm thk. Insulation (For 1st Floor) | RMT | 14 | 1930 | Approved
The Ramdulari | CLUB | HVAC Works |  | WO/RP/RP06/9 | MEHO HCP AIR SYSTEMS PVT. LTD. | 38.1 mm dia HD - 25 mm thk. Insulation | 38.1 mm dia HD - 25 mm thk. Insulation | RMT | 0 | 2200 | Approved
The Ramdulari | CLUB | HVAC Works |  | WO/RP/RP06/9 | MEHO HCP AIR SYSTEMS PVT. LTD. | 41.3 mm dia HD - 25 mm thk. Insulation | 41.3 mm dia HD - 25 mm thk. Insulation (For 1st Floor) | RMT | 8 | 2500 | Approved
The Ramdulari | CLUB | HVAC Works |  | WO/RP/RP06/9 | MEHO HCP AIR SYSTEMS PVT. LTD. | 41.3 mm dia HD - 25 mm thk. Insulation | 41.3 mm dia HD - 25 mm thk. Insulation (For 1st Floor) | RMT | 8 | 2600 | Approved
The Ramdulari | CLUB | HVAC Works |  | WO/RP/RP06/9 | MEHO HCP AIR SYSTEMS PVT. LTD. | 34.9 mm dia HD - 25 mm thk. Insulation | 34.9 mm dia HD - 25 mm thk. Insulation | RMT | 0 | 1980 | Approved
The Ramdulari | CLUB | HVAC Works |  | WO/RP/RP06/9 | MEHO HCP AIR SYSTEMS PVT. LTD. | 28.6 mm dia HD - 25 mm thk. Insulation | 28.6 mm dia HD - 25 mm thk. Insulation (For 1st Floor) | RMT | 28 | 1480 | Approved
The Ramdulari | CLUB | HVAC Works |  | WO/RP/RP06/9 | MEHO HCP AIR SYSTEMS PVT. LTD. | 25.4 mm dia HD - 25 mm thk. Insulation | 25.4 mm dia HD - 25 mm thk. Insulation (For Ground Floor) | RMT | 8 | 1275 | Approved
The Ramdulari | CLUB | HVAC Works |  | WO/RP/RP06/9 | MEHO HCP AIR SYSTEMS PVT. LTD. | 22.7 mm dia HD - 25 mm thk. Insulation | 22.7 mm dia HD - 25 mm thk. Insulation (For Ground & Terrece Floor) | RMT | 15 | 1050 | Approved
The Ramdulari | CLUB | HVAC Works |  | WO/RP/RP06/9 | MEHO HCP AIR SYSTEMS PVT. LTD. | 19.1 mm dia HD - 25 mm thk. Insulation | 19.1 mm dia HD - 25 mm thk. Insulation (For Ground & 1st Floor) | RMT | 16 | 1000 | Approved
The Ramdulari | CLUB | HVAC Works |  | WO/RP/RP06/9 | MEHO HCP AIR SYSTEMS PVT. LTD. | 15.9 mm dia HD - 19 mm thk. Insulation | 15.9 mm dia HD - 19 mm thk. Insulation (For 1st Floor) | RMT | 16 | 765 | Approved
The Ramdulari | CLUB | HVAC Works |  | WO/RP/RP06/9 | MEHO HCP AIR SYSTEMS PVT. LTD. | 12.7 mm dia SD - 19 mm thk. Insulation | 12.7 mm dia SD - 19 mm thk. Insulation (For Ground & 1st Floor) | RMT | 26 | 590 | Approved
The Ramdulari | CLUB | HVAC Works |  | WO/RP/RP06/9 | MEHO HCP AIR SYSTEMS PVT. LTD. | 9.5 mm dia SD - 19 mm thk. Insulation | 9.5 mm dia SD - 19 mm thk. Insulation (For Terrece Floor) | RMT | 7 | 500 | Approved
The Ramdulari | CLUB | HVAC Works |  | WO/RP/RP06/9 | MEHO HCP AIR SYSTEMS PVT. LTD. | 2C X 1.0 Sq.mm Copper Flexible | 2C X 1.0 Sq.mm Copper Flexible | RMT | 580 | 90 | Approved
The Ramdulari | CLUB | HVAC Works |  | WO/RP/RP06/9 | MEHO HCP AIR SYSTEMS PVT. LTD. | 50 mm NB rigid CPVC/UPVC Pipe with insulation | 50 mm NB rigid CPVC/UPVC Pipe with insulation (For 1st Floor) | RMT | 12 | 350 | Approved
The Ramdulari | CLUB | HVAC Works |  | WO/RP/RP06/9 | MEHO HCP AIR SYSTEMS PVT. LTD. | 40 mm NB rigid CPVC/UPVC Pipe with insulation | 40 mm NB rigid CPVC/UPVC Pipe with insulation (For Ground & 1st Floor) | RMT | 36 | 280 | Approved
The Ramdulari | CLUB | HVAC Works |  | WO/RP/RP06/9 | MEHO HCP AIR SYSTEMS PVT. LTD. | 32 mm NB rigid CPVC/UPVC Pipe with insulation | 32 mm NB rigid CPVC/UPVC Pipe with insulation (For Ground, 1st & Terrece Floor) | RMT | 92 | 230 | Approved
The Ramdulari | CLUB | HVAC Works |  | WO/RP/RP06/9 | MEHO HCP AIR SYSTEMS PVT. LTD. | 25 mm NB rigid CPVC/UPVC Pipe with insulation | 25 mm NB rigid CPVC/UPVC Pipe with insulation (For Ground, 1st & Terrece Floor) | RMT | 75 | 190 | Approved
The Ramdulari | CLUB | HVAC Works |  | WO/RP/RP06/9 | MEHO HCP AIR SYSTEMS PVT. LTD. | 20 SWG | 20 SWG | Sq.Mtr. | 0 | 1450 | Approved
The Ramdulari | CLUB | HVAC Works |  | WO/RP/RP06/9 | MEHO HCP AIR SYSTEMS PVT. LTD. | 22 SWG | 22 SWG (For Ground & 1st Floor) | Sq.Mtr. | 58 | 1100 | Approved
The Ramdulari | CLUB | HVAC Works |  | WO/RP/RP06/9 | MEHO HCP AIR SYSTEMS PVT. LTD. | 24 SWG | 24 SWG (For Ground & 1st Floor) | Sq.Mtr. | 416 | 860 | Approved
The Ramdulari | CLUB | HVAC Works |  | WO/RP/RP06/9 | MEHO HCP AIR SYSTEMS PVT. LTD. | 22 Swg | 22 Swg | Sq.Mtr. | 0 | 1600 | Approved
The Ramdulari | CLUB | HVAC Works |  | WO/RP/RP06/9 | MEHO HCP AIR SYSTEMS PVT. LTD. | 24 Swg | 24 Swg | Sq.Mtr. | 0 | 1400 | Approved
The Ramdulari | CLUB | HVAC Works |  | WO/RP/RP06/9 | MEHO HCP AIR SYSTEMS PVT. LTD. | 19 mm thick Aluminium Foil Pasted | 19 mm thick Aluminium Foil Pasted | Sq.Mtr. | 0 | 700 | Approved
The Ramdulari | CLUB | HVAC Works |  | WO/RP/RP06/9 | MEHO HCP AIR SYSTEMS PVT. LTD. | 13 mm thick Aluminium Foil Pasted | 13 mm thick Aluminium Foil Pasted (For Ground & 1st Floor) | Sq.Mtr. | 402 | 480 | Approved
The Ramdulari | CLUB | HVAC Works |  | WO/RP/RP06/9 | MEHO HCP AIR SYSTEMS PVT. LTD. | 25 mm thick Alumnium Foil Pasted | 25 mm thick Alumnium Foil Pasted (For 1st Floor) | Sq.Mtr. | 68 | 880 | Approved
The Ramdulari | CLUB | HVAC Works |  | WO/RP/RP06/9 | MEHO HCP AIR SYSTEMS PVT. LTD. | 25 mm thick for Nitrile / Xlpe Insulation for underdeck insulation. | 25 mm thick for Nitrile / Xlpe Insulation for underdeck insulation. | Sq.Mtr. | 119 | 940 | Approved
The Ramdulari | CLUB | HVAC Works |  | WO/RP/RP06/9 | MEHO HCP AIR SYSTEMS PVT. LTD. | 150 mm wide x 25mm Height | 150 mm wide x 25mm Height | RMT | 0 | 575 | Approved
The Ramdulari | CLUB | HVAC Works |  | WO/RP/RP06/9 | MEHO HCP AIR SYSTEMS PVT. LTD. | 300 mm wide x 25mm Height | 300 mm wide x 25mm Height | RMT | 0 | 865 | Approved
The Ramdulari | CLUB | HVAC Works |  | WO/RP/RP06/9 | MEHO HCP AIR SYSTEMS PVT. LTD. | 450 mm wide x 50mm Height | 450 mm wide x 50mm Height | RMT | 0 | 1160 | Approved
The Ramdulari | CLUB | HVAC Works |  | WO/RP/RP06/9 | MEHO HCP AIR SYSTEMS PVT. LTD. | 600 mm wide x 50mm Height | 600 mm wide x 50mm Height | RMT | 0 | 1550 | Approved
The Ramdulari | CLUB | HVAC Works |  | WO/RP/RP06/9 | MEHO HCP AIR SYSTEMS PVT. LTD. | 400 CFM | 400 CFM | Nos | 1 | 9000 | Approved
The Ramdulari | CLUB | HVAC Works |  | WO/RP/RP06/9 | MEHO HCP AIR SYSTEMS PVT. LTD. | 3C X 2.5 Sqmm armoured cable | 3C X 2.5 Sqmm armoured cable | RMT | 12 | 150 | Approved
The Ramdulari | CLUB | HVAC Works |  | WO/RP/RP06/9 | MEHO HCP AIR SYSTEMS PVT. LTD. | 3C X 2.5 Sqmm armoured cable | 3C X 2.5 Sqmm armoured cable | Nos | 2 | 300 | Approved
The Ramdulari | CLUB | HVAC Works |  | WO/RP/RP06/9 | MEHO HCP AIR SYSTEMS PVT. LTD. | 8 swg GI wire for earthing . | 8 swg GI wire for earthing . | RMT | 24 | 35 | Approved
Primarc Aadvika | OVERHEAD | Housekeeping |  | WO/HW1/PHW4/11 | Integrated Security Service | Providing HK cum Office boy at Site | Providing One (01) HK cum Office peon@10 hrs. daily basis for full month except Sunday Including NH & Management fees, at site office, from 1st Jul'2025 to 31st Dec'2025. | Head | 6.042 | 15600 | Approved
AARANYA | EXPERIENCE CENTER | Painting | External Painting | WO/PKB/PKX/26 | JAHANGIR ALAM ENTERPRISE | 2-3 mm putty | Charges for Providing and Applying Putty with 2-3 mm thickness to the wall and Ceiling, including Scaffolding, preparing the surface, etc. all complete at all level as per drawing and direction of Engineer-in-Charge. Location: Security Cabin wall including Ceiling areas Brand : Asian / Berger /JK/ Birla White Location: Security Room | Sq.Ft. | 204.87 | 7 | Approved
AARANYA | EXPERIENCE CENTER | Painting | External Painting | WO/PKB/PKX/26 | JAHANGIR ALAM ENTERPRISE | Internal Plastic Emulsion Paint | Providing and applying of one coat of Primer followed by two coats of Plastic Emulsion Paint of approved shade & brand with complete finish, up to the required height including all surfaces properly rubbed, smoothened with emery paper, thoroughly cleaned by dry mopping with cloths to make the surfaces dust free prior to application of paint, including fill cracks and holes with approved filler if required so with necessary tools, tackles & scaffolding at all levels as per direction of Engineer in charge. Brand: Asian Paints/Berger/AkzoNable Location: Security Room | Sq.Ft. | 204.87 | 8.5 | Approved
AARANYA | EXPERIENCE CENTER | Painting | External Painting | WO/PKB/PKX/26 | JAHANGIR ALAM ENTERPRISE | External Weather shield coat paint | Providing & Applying of One coat of Cementitious primer/Snowcem on plastered surface followed by One coat of Acrylic Primer & Two coat of Weather shield coat paint (Non Texture) on external wall surface using approve shade & brand as per Architect/E.I.C at below mentioned location, including loading-unloading, scaffolding, lifting of the material & surface preparation with all materials & Labour etc. all complete as per drawing and direction of Engineer-in-Charge. Brand: (ICI/Berger/Asian Paint) Location : (i) Partition wall between Marketing office area & site (ii) Security room Note : Colour shall be applied after approval of Engineer-in-Charge | Sq.Ft. | 1107.957 | 11.5 | Approved
AARANYA | EXPERIENCE CENTER | Hardscape |  | WO/PKB/PKX/27 | A.M. Enterprise | Floor Vitrified Tiles | Providing & Fixing Charges for Floor Vitrified Tiles over a bed of 35-45mm thick cement mortar (1:4) in proper line and level, joints filled with white cement slurry with matched colour pigment after acid washing including all finishing & Cleaning as per drawing and direction of Engineer-in-Charge. (Only Cement & Tiles will be supplied by the Client but subject to reconciliation.) Location: Security Room | Sq.Ft. | 78.763 | 34 | Approved
AARANYA | EXPERIENCE CENTER | Hardscape |  | WO/PKB/PKX/27 | A.M. Enterprise | Floor Vitrified Tiles Skirting | Providing & Fixing Charges for Floor Vitrified Tiles Skirting over a bed of 20-25 mm thick cement mortar (1:4) in proper line , level & plumb, joints filled with white cement slurry with matched colour pigment after acid washing including all finishing & Cleaning as per drawing and direction of Engineer- in- Charge. (Only Cement & Tiles will be supplied by the Client but subject to reconciliation.) Location: Security Room | Rft | 33.456 | 24 | Approved
AARANYA | EXPERIENCE CENTER | Hardscape |  | WO/PKB/PKX/27 | A.M. Enterprise | Granite Slab on Counter Top | Charges for Providing & fixing of Granite Slab (Brand as approved) on counter top over Kadappa Stone on a bed of 30-40 mm thick cement mortar (1:4) with necessary chipping, cutting, joint filled with white cement slurry pigmented to match including TINEX, ARALDITE, OXIDE, PUTTY all finishing & cleaning as per drawing, direction of Engineer-in-Charge. (Only Cement & Granite Slab will be supplied by the Client but subject to reconciliation. Shifting & Lifting of all materials & machineries are in contractor's scope)" Location: Security Room | Sq.Ft. | 17.324 | 55 | Approved
AARANYA | EXPERIENCE CENTER | Hardscape |  | WO/PKB/PKX/27 | A.M. Enterprise | Black Stone/Kaddapa | Charges for Providing and fixing of Black Stone for support & partition of Granite Counter Top including skirting at partition wall with Cement Sand Mortar (1:4) and brick wall cutting for groove making for all levels with necessary chipping as per drawing and direction of Engineer-In-Charge. (Only Black Stone & Cement will be supplied by the Client but subject to reconciliation. Shifting & Lifting of all materials & machineries are in contractor's scope)" Location: Security Room | Sq.Ft. | 28.218 | 40 | Approved
AARANYA | EXPERIENCE CENTER | Hardscape |  | WO/PKB/PKX/27 | A.M. Enterprise | Granite Patty/Facia at Kitchen Counter | Charges for Providing & Fixing of Granite Patty/Facia at Counter using cement mortar(1:4) & cement slurry, joints filled with white cement slurry with matched colour pigment including all finishing & Cleaning as per drawing and direction of Engineer- in- Charge. (Only Cement & Granite Slab will be supplied by the Client but subject to reconciliation). Location: Security Room | Rft | 11.808 | 40 | Approved
AARANYA | EXPERIENCE CENTER | Hardscape |  | WO/PKB/PKX/27 | A.M. Enterprise | Moulding & Polishing of Counter | Labour Charges for Moulding & Polishing of Counter(s) for all levels as per drawing and direction of Engineer-In-Charge. Location: Security Room | Rft | 11.808 | 35 | Approved
AARANYA | EXPERIENCE CENTER | Hardscape |  | WO/PKB/PKX/27 | A.M. Enterprise | Granite Fixing at Entry Area | Providing & Fixing charges of Granite Flooring (25mm thk Steel Grey - Leather finish Granite) at ground level over a bed of 35-40 mm thick cement mortar (1:4) using 900X300mm granite slab in half offset patern along with making border at peripheri using 600X200mm granite slab, in proper line & level.The joints will be filled with Grey/ white cement slurry pigmented to match including all materials, labours, Granite slab cutting as required sizes, tools & tackles, all lead & lifts and finishing & cleaning all complete as per drawing, specification and direction of Engineer-in-Charge. (Only Cement & Granite Slab will be supplied by the Client but subject to reconciliation. Shifting & Lifting of all materials & machineries are in contractor's scope)" Location : Main Entry Area (Gate G1 & G2) | Sq.Ft. | 473.44 | 55 | Approved
BHOPAL - COMMERCIAL | PRE-CONSTRUCTION PHASE | Electrical | Infrastructure - Electrical & construction power | WO/BPC/BPC1/11 | RANJAN ELECTRICALS AND PROJECT | Charges for External Infrastructure Electrical Work | Charges for External Infrastructure Electrical Work |  | 0 | 0 | Approved
BHOPAL - COMMERCIAL | PRE-CONSTRUCTION PHASE | Electrical | Infrastructure - Electrical & construction power | WO/BPC/BPC1/11 | RANJAN ELECTRICALS AND PROJECT | Supply and making earthing stations fixing of 50mm dia GI pipe | Supply and making earthing stations including testing at locations as called for, including fixing of 50mm dia GI pipe electrode, heavy class GI pipe,GI funnel with 18 gauge GI wire mesh,masonry chamber with concrete base ,heavy duty mnhole cover,lockable cover with frame 300mm x 300mm and bituminous paint,packing of mixture of charcoal & common salt around plate electrode including test joint complete with digging earth and back filling required as per IS:3043(Depth as per site conditions, however, not less than 3m) | Set | 6 | 9200 | Approved
BHOPAL - COMMERCIAL | PRE-CONSTRUCTION PHASE | Electrical | Infrastructure - Electrical & construction power | WO/BPC/BPC1/11 | RANJAN ELECTRICALS AND PROJECT | Supply and making earthing stations fixing of 20mm dia GI pipe | Supply and making of earthing stations including testing at locations as called for, including fixing of 20mm dia GI spike of 1 mtr length, heavy class GI pipe, including test joint complete with digging earth and back filling required as per IS:3043(Depth as per site conditions, however, not less than 1m) | Set | 20 | 1680 | Approved
BHOPAL - COMMERCIAL | PRE-CONSTRUCTION PHASE | Electrical | Infrastructure - Electrical & construction power | WO/BPC/BPC1/11 | RANJAN ELECTRICALS AND PROJECT | Supply & laying of 8 swg GI earth wire | Supply & laying of 8 swg GI earth wire with proper support and accessories like nut, bolt and washer as required, all complete. | Mtrs. | 60 | 14 | Approved
BHOPAL - COMMERCIAL | PRE-CONSTRUCTION PHASE | Electrical | Infrastructure - Electrical & construction power | WO/BPC/BPC1/11 | RANJAN ELECTRICALS AND PROJECT | 3.5C x 50 sqmm XLPE insulated armoured cable | Supply, installation, testing & commissioning of 3.5C x 50 sqmm Aluminium Armoured XLPE cables as per instruction of EIC. | Mtrs. | 190 | 360 | Approved
BHOPAL - COMMERCIAL | PRE-CONSTRUCTION PHASE | Electrical | Infrastructure - Electrical & construction power | WO/BPC/BPC1/11 | RANJAN ELECTRICALS AND PROJECT | 4C x 25 sqmm XLPE insulated armoured cable | Supply, installation, testing & commissioning of 4C x 25 sqmm Aluminium Armoured XLPE cables as per instruction of EIC. | Mtrs. | 165 | 230 | Approved
BHOPAL - COMMERCIAL | PRE-CONSTRUCTION PHASE | Electrical | Infrastructure - Electrical & construction power | WO/BPC/BPC1/11 | RANJAN ELECTRICALS AND PROJECT | 4C x 4 sqmm XLPE insulated armoured cable | Supply, installation, testing & commissioning of 4C x 4 sqmm Cu Armoured XLPE cables as per instruction of EIC. | Mtrs. | 405 | 250 | Approved
BHOPAL - COMMERCIAL | PRE-CONSTRUCTION PHASE | Electrical | Infrastructure - Electrical & construction power | WO/BPC/BPC1/11 | RANJAN ELECTRICALS AND PROJECT | 4C x 2.5 sqmm XLPE insulated armoured cable | Supply, installation, testing & commissioning of 4C x 2.5 sqmm Cu Armoured XLPE cables as per instruction of EIC. | Mtrs. | 425 | 170 | Approved
BHOPAL - COMMERCIAL | PRE-CONSTRUCTION PHASE | Electrical | Infrastructure - Electrical & construction power | WO/BPC/BPC1/11 | RANJAN ELECTRICALS AND PROJECT | 4C x 50 sqmm Aluminium flexible cables | Supply, installation, testing & commissioning of 4C x 50 sqmm Aluminium flexible cables as per instruction of EIC. | Mtrs. | 30 | 290 | Approved
BHOPAL - COMMERCIAL | PRE-CONSTRUCTION PHASE | Electrical | Infrastructure - Electrical & construction power | WO/BPC/BPC1/11 | RANJAN ELECTRICALS AND PROJECT | Cable termination with single compression gland | Supply,installation,testing & commissioning of cable termination with single compression gland,lugs with suitable size,complete in all respect- 3.5C x 50 sqmm Al.Ar.XLPE cable | Nos | 2 | 330 | Approved
BHOPAL - COMMERCIAL | PRE-CONSTRUCTION PHASE | Electrical | Infrastructure - Electrical & construction power | WO/BPC/BPC1/11 | RANJAN ELECTRICALS AND PROJECT | Cable termination with single compression gland | Supply,installation,testing & commissioning of cable termination with single compression gland,lugs with suitable size,complete in all respect- 4C x 25 sqmm Al.Ar.XLPE cable | Nos | 6 | 220 | Approved
BHOPAL - COMMERCIAL | PRE-CONSTRUCTION PHASE | Electrical | Infrastructure - Electrical & construction power | WO/BPC/BPC1/11 | RANJAN ELECTRICALS AND PROJECT | Cable termination with single compression gland | Supply,installation,testing & commissioning of cable termination with single compression gland,lugs with suitable size,complete in all respect- 4C x 4 sqmm Cu.Ar.XLPE cable | Nos | 20 | 100 | Approved
BHOPAL - COMMERCIAL | PRE-CONSTRUCTION PHASE | Electrical | Infrastructure - Electrical & construction power | WO/BPC/BPC1/11 | RANJAN ELECTRICALS AND PROJECT | Cable termination with single compression gland | Supply,installation,testing & commissioning of cable termination with single compression gland,lugs with suitable size,complete in all respect- 4C x 2.5 sqmm Cu.Ar.XLPE cable | Nos | 22 | 100 | Approved
BHOPAL - COMMERCIAL | PRE-CONSTRUCTION PHASE | Electrical | Infrastructure - Electrical & construction power | WO/BPC/BPC1/11 | RANJAN ELECTRICALS AND PROJECT | Cable termination with single compression gland | Supply,installation,testing & commissioning of cable termination with single compression gland,lugs with suitable size,complete in all respect- 4C x 50 sqmm Al. Flexible cable | Nos | 2 | 200 | Approved
BHOPAL - COMMERCIAL | PRE-CONSTRUCTION PHASE | Electrical | Infrastructure - Electrical & construction power | WO/BPC/BPC1/11 | RANJAN ELECTRICALS AND PROJECT | 25 x 3mm GI Earth flat | Supply,installation,testing and commissioning of GI earth flat with necessary support with GI flat bar saddle,GI earth flat connection with nut bolt and accessories,complete in all respect- 25 x 3mm GI Earth flat | Mtrs. | 50 | 82 | Approved
BHOPAL - COMMERCIAL | PRE-CONSTRUCTION PHASE | Electrical | Infrastructure - Electrical & construction power | WO/BPC/BPC1/11 | RANJAN ELECTRICALS AND PROJECT | 100W LED flood light fixture | Supply,installation,testing and commissioning of LED flood light fixture in 6mtr lighting pole with necessary wiring and support accessories ,complete in all respect- 100W LED flood light fixture with 6500 K colour temperature. | Nos | 40 | 2540 | Approved
BHOPAL - COMMERCIAL | PRE-CONSTRUCTION PHASE | Electrical | Infrastructure - Electrical & construction power | WO/BPC/BPC1/11 | RANJAN ELECTRICALS AND PROJECT | Outdoor Type Feeder pillar panel | Supply, Installation, testing commissioning of dust and vermin proof, front operated 500 V cubical type outdoor type feeder pillar panel, fabricated out of 2mm thick sheet metal with suitable angles and flats having adequate capacity of aluminium busbar, with all interconnections by copper insulated bar or cable of 1.1 KV grade with nuts and bolts, sockets & ferrules. The feeder pillar box should be provided horizontal/vertical aluminium busbar, feeder compartments, cable chambers base channels, gland plates, feeder terminals and a continuous earth busbar. The panel should make proper arrangement for connection with suitable size cables at the MCCB/MCB end. The board should be properly painted with two coats of primer and two coats of synthetic enameled paints. The panel board should be provided with earth bus and earth lead bolts for earth connection, danger board etc. to complete in all respect as required. Incomer: a)1 No 100 Amp,500V,4 pole, ATS with Ammeter & voltmeter with selector switch, Phase indication lamp should be provided b) 1 No 100 Amp,500V,25KA,rated 4 pole, MCCB with S/C,O/L,TM release Busbar Chamber: a) 150 Amp rated TPN aluminium busbar (36 KA for 1sec, current density 0.8A/sqmm) Outgoing Feeder: a) One (01 Nos)-80 AMP,4 Pole,25 KA MCCB with O/L,S/C,TM release b)Two (02 Nos)-63 AMP,4 Pole,10 KA MCB. c)One (01Nos)-40 AMP,4 Pole,10 KA MCB. c) Three(03 Nos)-25AMP,4 Pole,10 KA MCB. d) Three (03 Nos)-20 AMP,DP,10 KA MCB | Set | 1 | 81200 | Approved
AARANYA | COMMON INFRASTRUCTURE | Land Development | Pond Development | WO/PKB/PKB2/14 | BIOMATES | Maintainace | Monthly Charges for maintenance of Pond including pond cleaning and maintain the pond (Pond 1,2,3 & 4) water and its surrounding areas and treatment of pond water by adding medicines and minerals etc. in regular intervals by means of engagement of labour & tools tackles as required and as directed by EIC. (Rate including all required materials, labours tools & tackles and necessary arrangements for the work) Period: August'25 to January'26 1. 1 Labour Every Day for pond cleaning & maintain surrounding area (Excluding Sunday) 2. At Least two labour or more as required, for pond water treatment, with a minimum of one treatment monthly or more as needed. Monthly Monitoring & supervision by expert once in a month | Months | 0 | 0 | Approved
SOUTHWINDS PROJECT LLP (PHASE - III & IV) | OVERHEAD PHASE - III & IV | Security Expenditure |  | WO/SP34/OP34/52 | NIS MANAGEMENT LIMITED | Security Guard and Supervisor, | Providing Security Supervisor & Guard @12 hrs. duty basis for full month including reliever. | Head | 0 | 0 | Approved
SOUTHWINDS PROJECT LLP (PHASE - III & IV) | OVERHEAD PHASE - III & IV | Security Expenditure |  | WO/SP34/OP34/52 | NIS MANAGEMENT LIMITED | Security Supervisor | Providing Security Supervisor@12 hrs. daily basis for full month including reliever, NH & management fees, from 1st Jul'2025 to 31st Dec'2025, Total Manpower = 2 nos | Head | 12 | 25969 | Approved
SOUTHWINDS PROJECT LLP (PHASE - III & IV) | OVERHEAD PHASE - III & IV | Security Expenditure |  | WO/SP34/OP34/52 | NIS MANAGEMENT LIMITED | Security Guard | Providing Security Guard@12 hrs. daily basis for full month including reliever, NH & management fees, from 1st Jul'2025 to 31st Dec'2025, Total Manpower = 18 nos. | Head | 99.967 | 23069 | Approved
AARANYA | COMMON INFRASTRUCTURE | Land Development | Pond Development | WO/PKB/PKB2/14 | BIOMATES | Maintainace | Monthly Charges for maintenance of Pond including pond cleaning and maintain the pond (Pond 1,2,3 & 4) water and its surrounding areas and treatment of pond water by adding medicines and minerals etc. in regular intervals by means of engagement of labour & tools tackles as required and as directed by EIC. (Rate including all required materials, labours tools & tackles and necessary arrangements for the work) Period: August'25 to July'26 1. 1 Labour Every Day for pond cleaning & maintain surrounding area (Excluding Sunday) 2. At Least two labour or more as required, for pond water testing & chemical, treatment with a minimum of one treatment monthly or more as needed. 3. Monthly Monitoring & supervision by expert once in a month | Months | 12 | 26000 | Approved
SOUTHWINDS PROJECT LLP (PHASE - III & IV) | MARKETING PHASE - III & IV | Security Expenditure |  | WO/SP34/MA34/27 | NIS MANAGEMENT LIMITED | Providing Security Personnel. | Providing One (01) Security Guard@12 hrs. daily basis for full month including reliever, NH & management fees, from 1st Jul'2025 to 31st Dec'2025. | Head | 6 | 23069 | Approved
AARANYA | COMMON INFRASTRUCTURE | Consultancy Charges | STRUCTURAL CONSULTANT | WO/PKB/PKB2/21 | S.P.A Consultants | Structural Engineering consultancy services | Consultancy charges for Structural Engineering discipline for proposed 4nos "G+23" storied Residential Project. (Gross Floor Area=5,79,973 Sq.ft.) | Sq.Ft. | 579973 | 5 | Approved
AARANYA | PRE-CONSTRUCTION PHASE | Site Office | Civil and Finishing Work of Site Office | WO/PKB/PKB1/16 | RAJ KUMAR FURNITURE WORKS | Door Shutter Fixing . | Labour charges for lifting, carrying and fixing of Wooden flush door Shutter at Site office including fixing of hardware fittings as per requirement (Mention bellow), along with supply of pvc gutkha, nails and gum as necessary for entire work, cleaning the work area, shifting all the debris/wastes to a designated place, all complete at all level as per approved drawing and direction of Engineer in charge. (Wooden Flush door shutter, all hardwares, 4" Normal Hings & SS Screw will be supplied by client free of cost and on reconciliation basis) Screwing on Hinges must be done by machine, not manually . |  | 0 | 0 | Approved
AARANYA | PRE-CONSTRUCTION PHASE | Site Office | Civil and Finishing Work of Site Office | WO/PKB/PKB1/16 | RAJ KUMAR FURNITURE WORKS | D1 : 900mm X 2100mm | Door D1 : 900mm X 2100mm Hardware Fittings (Cylindrical lock + Door Closer) - PM Room., Toilet Main Entry & Conference Room | Nos | 4 | 755 | Approved
AARANYA | PRE-CONSTRUCTION PHASE | Site Office | Civil and Finishing Work of Site Office | WO/PKB/PKB1/16 | RAJ KUMAR FURNITURE WORKS | D1 : 900mm X 2100mm | Door D1 : 900mm X 2100mm Hardware Fittings (Hatch bolt + Tower bolt) - All Others Door | Nos | 9 | 610 | Approved
AARANYA | PRE-CONSTRUCTION PHASE | Site Office | Civil and Finishing Work of Site Office | WO/PKB/PKB1/16 | RAJ KUMAR FURNITURE WORKS | D2 : 1200mm X 2200mm | Door D2 : 1200mm X 2200mm Hardware Fittings (Handle on Both side + Tower bolt) - Entrance Door | Nos | 3 | 620 | Approved
AARANYA | PRE-CONSTRUCTION PHASE | Site Office | Civil and Finishing Work of Site Office | WO/PKB/PKB1/16 | RAJ KUMAR FURNITURE WORKS | Charges for loading - unloading | Charges for loading - unloading, transportation, hire charges for machinery as per direction of Engineer-in-Charge. | Lump Sum | 1 | 2637 | Amended & Approved
SOUTHWINDS PROJECT LLP (PHASE - III & IV) | OVERHEAD PHASE - III & IV | Housekeeping |  | WO/SP34/OP34/53 | Integrated Security Service | Office cum Pantry Boy | Providing One (01) office cum pantry boy at site office @8. hrs daily basis for full month except Sunday Including NH & Management fees, from 1st Jul' 2025 to 31st Dec' 2025. | Head | 5.548 | 13845 | Approved
SOUTHWINDS PROJECT LLP (PHASE - III & IV) | OVERHEAD PHASE - III & IV | Housekeeping |  | WO/SP34/OP34/54 | Secura Infra Services Pvt. Ltd. | Providing Store Helper & HK boy | Store Helper & Housekeeping boy at site office, | Head | 0 | 0 | Approved
SOUTHWINDS PROJECT LLP (PHASE - III & IV) | OVERHEAD PHASE - III & IV | Housekeeping |  | WO/SP34/OP34/54 | Secura Infra Services Pvt. Ltd. | Store Helper | Providing Store Helper @8 hrs. daily basis for full month except Sunday Including NH & Management fees, Total Manpower = 02 nos, (from 1st Jul'2025 to 31st Dec'2025.) | Head | 11.92 | 14743 | Approved
SOUTHWINDS PROJECT LLP (PHASE - III & IV) | OVERHEAD PHASE - III & IV | Housekeeping |  | WO/SP34/OP34/54 | Secura Infra Services Pvt. Ltd. | Housekeeping boy at site office | Providing One (01) Housekeeping boy at site office @8 hrs . daily basis for full month except Sunday Including NH & Management fees, (from 1st Jul'2025 to 31st Dec' 2025.) | Head | 5.92 | 13584 | Approved
SOUTHWINDS PROJECT LLP (PHASE - III & IV) | OVERHEAD PHASE - III & IV | Housekeeping |  | WO/SP34/OP34/54 | Secura Infra Services Pvt. Ltd. | Housekeeping boy at FM office | Providing One (01) Housekeeping boy at FM office @8 hrs. daily basis for full month except Sunday including, NH & management fees, from 1st Jul'2025 to 31st Dec'2025. | Head | 5.924 | 16082 | Approved
AARANYA | PRE-CONSTRUCTION PHASE | Site Office | Civil and Finishing Work of Site Office | WO/PKB/PKB1/17 | HINDUSTAN ALUMINIUM WORKS | 20 Series 1.5 mm thickness Aluminium with 4mm Clear Float Glass Sliding Window | Providing and fixing of 20 Series 1.5 mm thickness 2 track 2 shutter Sliding Anodized aluminium Window (Natural Aluminium colour) with 4 mm thk. Clear Float Glass with complete designing including all fitting and fixture at all level as per approved Shop drawing and direction of EIC. Detail material specification attached in Annexure-l. |  | 0 | 0 | Approved
AARANYA | PRE-CONSTRUCTION PHASE | Site Office | Civil and Finishing Work of Site Office | WO/PKB/PKB1/17 | HINDUSTAN ALUMINIUM WORKS | Fixing of existing window | Fixing of 2 track 2 shutter Sliding aluminium Window with Glass fitted shutter & all fitting and fixture at all level as per direction of EIC. (Window frame with shutter supplied by client.) Note - The contractor shall be responsible for supplying any additional or missing fittings and fixtures required to complete the job, which will be paid separately. |  | 0 | 0 | Approved
AARANYA | PRE-CONSTRUCTION PHASE | Site Office | Civil and Finishing Work of Site Office | WO/PKB/PKB1/17 | HINDUSTAN ALUMINIUM WORKS | (900X1200)- 1 nos | Supervisor's Room : (900X1200)- 1 nos | Sq.Ft. | 11.625 | 331.5 | Approved
AARANYA | PRE-CONSTRUCTION PHASE | Site Office | Civil and Finishing Work of Site Office | WO/PKB/PKB1/17 | HINDUSTAN ALUMINIUM WORKS | (900X1200)- 1 nos | Safety & Admin Room : (900X1200)- 1 nos | Sq.Ft. | 11.625 | 331.5 | Approved
AARANYA | PRE-CONSTRUCTION PHASE | Site Office | Civil and Finishing Work of Site Office | WO/PKB/PKB1/17 | HINDUSTAN ALUMINIUM WORKS | (900X1200) - 3nos | Conference Room : (900X1200)- 3 nos | Sq.Ft. | 34.876 | 331.5 | Approved
AARANYA | PRE-CONSTRUCTION PHASE | Site Office | Civil and Finishing Work of Site Office | WO/PKB/PKB1/17 | HINDUSTAN ALUMINIUM WORKS | (900X1200)-4 nos | Engineers Zone : (900X1200)- 4 nos | Sq.Ft. | 46.501 | 331.5 | Approved
AARANYA | PRE-CONSTRUCTION PHASE | Site Office | Civil and Finishing Work of Site Office | WO/PKB/PKB1/17 | HINDUSTAN ALUMINIUM WORKS | (1510X960) - 1 nos | PM Room: (1510X960)- 1 nos - Glass need to be replace for 1nos shutter & fixing the complete window | Sq.Ft. | 15.604 | 80 | Approved
AARANYA | PRE-CONSTRUCTION PHASE | Site Office | Civil and Finishing Work of Site Office | WO/PKB/PKB1/17 | HINDUSTAN ALUMINIUM WORKS | (1040X1200) - 4nos | Dining: (1040X1200)- 4 nos - Only fixing | Sq.Ft. | 53.734 | 35 | Approved
SOUTHWINDS PROJECT LLP (PHASE - III & IV) | OVERHEAD PHASE - III & IV | Electrician |  | WO/SP34/OP34/55 | Secura Infra Services Pvt. Ltd. | Electrician | Providing One (01) Electrician @8 hrs. daily basis for full month including reliever, NH & management fees, from 1st Jul'2025 to 31st Dec'2025. | Head | 5.733 | 15248 | Approved
SOUTHWINDS PROJECT LLP (PHASE - III & IV) | HARDSCAPE & LANDSCAPE PHASE - IV | Road Works |  | WO/SP34/HL4/9 | Nirman Developer | Road work around block-14 | Road work around Block-14 (Paver Block Laying Work) as per drawing & direction of Engineer-in-Charge.. |  | 0 | 0 | Amended & Approved
SOUTHWINDS PROJECT LLP (PHASE - III & IV) | HARDSCAPE & LANDSCAPE PHASE - IV | Road Works |  | WO/SP34/HL4/9 | Nirman Developer | Laying Geo Textile | Laying Charges of Geo Textile membrane above the sub base layer as per drawing and direction of Engineer-in-Charge . (Geo textile supplied by client) | Sq.Mtr. | 1329.052 | 12.6 | Approved
SOUTHWINDS PROJECT LLP (PHASE - III & IV) | HARDSCAPE & LANDSCAPE PHASE - IV | Road Works |  | WO/SP34/HL4/9 | Nirman Developer | Laying interlocking designer paver block - (200X200) | Laying interlocking designer paver block of any shade and Colour of approved quality , laid in pattern as directed in pavement, driveway etc. including necessary underlay complete in all respect with all labour and material. (Border concrete if necessary to be paid separately), a) 60 mm thick Block (Over 50 mm sand bed). (Paver block and Sand supply by client,but subjected to reconciliation). All work complete as per drawing & direction of Engineer-in-Charge.Size of paver block-(200X200) | Sq.Mtr. | 214.939 | 149 | Approved
SOUTHWINDS PROJECT LLP (PHASE - III & IV) | HARDSCAPE & LANDSCAPE PHASE - IV | Road Works |  | WO/SP34/HL4/9 | Nirman Developer | Laying interlocking designer paver block - (100X100) | Laying interlocking designer paver block of any shade and Colour of approved quality , laid in pattern as directed in pavement, driveway etc. including necessary underlay complete in all respect with all labour and material. (Border concrete if necessary to be paid separately), a) 60 mm thick Block (Over 50 mm sand bed). (Paver block and sand supply by client,but subjected to reconciliation). All work complete as per drawing & direction of Engineer-in-Charge.Size of paver block-(100X100) | Sq.Mtr. | 1136.586 | 149 | Approved
SOUTHWINDS PROJECT LLP (PHASE - III & IV) | HARDSCAPE & LANDSCAPE PHASE - IV | Road Works |  | WO/SP34/HL4/9 | Nirman Developer | PCC (1:4:8) With Pigment matching colour of Paver Block | Charges of PCC (1:4:8) With Pigment matching colour of Paver Block | Cum. | 0 | 1200 | Approved
SOUTHWINDS PROJECT LLP (PHASE - III & IV) | HARDSCAPE & LANDSCAPE PHASE - IV | Road Works |  | WO/SP34/HL4/9 | Nirman Developer | loading unloading | Charges for loading unloading as per direction of EIC | Lump Sum | 1 | 8220 | Approved
SOUTHWINDS PROJECT LLP (PHASE - III & IV) | MARKETING PHASE - III & IV | Housekeeping |  | WO/SP34/MA34/28 | Secura Infra Services Pvt. Ltd. | Housekeeping staff | Providing Housekeeping staff @8 hrs. daily basis for full month including reliever, NH & management fees, from 1st Jul'2025 to 31st Dec'2025. Total Manpower = 2 nos. | Head | 11.742 | 15448 | Approved
SOUTHWINDS PROJECT LLP (PHASE - III & IV) | OVERHEAD PHASE - III & IV | Housekeeping |  | WO/SP34/OP34/56 | SAMS FACILITIES MANAGEMENT PVT LTD | Providing Housekeeping. | Providing Two (02) Nos. Housekeeping boy @8 hrs. per day basis for full month except Sunday, including NH & management fees, from 01-Jul-2025 to 31-Dec-2025. | Head | 12 | 14155 | Approved
BHOPAL - COMMERCIAL | MARKETING | Contingency |  |  |  | Landscape Consultancy | Consultancy Changes for Landscape Design for Marketing Office | Lump Sum |  |  | Approved
AARANYA | OVERHEAD | Store Helper |  | WO/PKB/PKB3/10 | Secura Infra Services Pvt. Ltd. | Providing Store Helper | Providing One (01) Store helper at site @8.5 hrs. daily basis for full month except Sunday Including NH & Management fees, from 01st Jul'2025 to 31st Dec'2025. | Head | 6 | 14743 | Approved
AARANYA | EXPERIENCE CENTER | Mechanical Car Parking |  | WO/PKB/PKX/28 | B P Enterprise | Well Making | All Charges for Supply & Making of Well, Earth cutting & Clay ring fixing etc all complete with all material & labour as per direction of Engineer-In-Charge. Wells dimensions of 750mm dia for 2400-2700mm depth & 600mm dia for 1200-1500mm depth to make it total 3300-3600mm depth overall. | Nos | 5 | 10000 | Approved
AARANYA | EXPERIENCE CENTER | Mechanical Car Parking |  | WO/PKB/PKX/28 | B P Enterprise | Excavation upto 1.5mtr | All Charges for earth work in excavation (including lifting & shifting) of foundation of structure, in all sorts of soil (including mixed soil, laterite or sandstone) including setting out, removing, spreading or stacking of soils within a lead of 50mtr as per drawing, specification and direction of EIC. including clearing and grubbing of land, removal of roots, stumps and vegetation, disposal of surplus earth at designated location, levelling, dressing and ramming the bottom, bailing out water, including all labour, materials, machinery, tools & tackles for all lead & lift etc. all complete as per Drawing & direction of Engineer-in-Charge. For, Depth up to 1.5mtr. | Cum. | 10.329 | 300 | Approved
AARANYA | EXPERIENCE CENTER | Mechanical Car Parking |  | WO/PKB/PKX/28 | B P Enterprise | BackFilling | All Charges for backfilling in foundation (Up to plinth level ) with selected earth(Hight should be as per specified) including watering, ramming, compacting, consolidating in deposited layer and transportation of soil, all labour, materials, machinery, tools & tackles etc. all complete as per drawing, specification and direction of EIC. | Cum. | 3.66 | 200 | Approved
AARANYA | EXPERIENCE CENTER | Mechanical Car Parking |  | WO/PKB/PKX/28 | B P Enterprise | RCC- M20 (SMC) | All Charges for providing & laying of R.C.C (M20 Grade) by site mix concrete 25 mm and down sized , screened and washed well graded stone chips excluding shuttering, consolidation complete in all respect as per drawing, specification and direction of EIC. (Cement & steel would be supplied by the client, but subjected to reconciliation.) 5 nos. Patkua pile & pile cap | Cum. | 14 | 8500 | Approved
AARANYA | EXPERIENCE CENTER | Mechanical Car Parking |  | WO/PKB/PKX/28 | B P Enterprise | PCC (1:3:6) | All charges for providing & laying M10 (1:3:6) plain cement concrete (PCC) of required thickness at all levels and leads coming above Plinth level using 20 mm nominal size well-graded approved quality aggregate including vibrating / compacting as required establishing dewatering system by pumping / bailing out water, cleaning, preparing surfaces, junctions etc. including shuttering, curing complete as per drawing and direction of Engineer-in-Charge. (Cement would be supplied by the client, but subjected to reconciliation.) | Cum. | 0.766 | 7000 | Approved
AARANYA | EXPERIENCE CENTER | Mechanical Car Parking |  | WO/PKB/PKX/28 | B P Enterprise | Ply Shuttering | All charges for providing, fabricating, erecting and fixing in position plained timber, plywood centering and shuttering true to line and level, including steel propping, staging, shuttering removal, applying shuttering oil, including required bracing, chamfering corners (of exposed edges) of all applicable structures and complete as per drawing and direction of Engineer-in-Charge. Rate shall also include removal and dismantling the aforesaid assembly after specified period complete at all depths and leads for all Items - 5 nos. Patkua pile & pile cap | Sq.Mtr. | 19.44 | 550 | Approved
AARANYA | EXPERIENCE CENTER | Mechanical Car Parking |  | WO/PKB/PKX/28 | B P Enterprise | Steel reinforcement | All charges for fixing steel reinforcement (Tor Steel as per IS-1786, Fe 500) for RCC work including transporting, decoiling, straightening, removing loose rust, cutting, bending and placing for all profile and for all lead & lift and binding with 18 gauge annealed wire as per drawing and direction of Engineer-in-Charge. Payment of steel shall be made as per drawing and approved bar bending schedule with permissible laps and paid on the basis of the sectional weights of bar as per relevant I.S. Code. The rate shall include cost of binding wire, chairs, spacers, pins, cover blocks which will not be measured separately for payment. (Reinforcement would be supplied by the client free of cost, but subjected to reconciliation) Item- 5 nos. Patkua pile & pile cap | MT | 0.694 | 9000 | Approved
AARANYA | EXPERIENCE CENTER | Mechanical Car Parking |  | WO/PKB/PKX/28 | B P Enterprise | Bolt Fixing for MLCP structural Base Plate | Charges for fixing of bolts with base plates including necessary welding at foundation level for anchoring and supporting the MS structural framework of the MCP shed, as per approved drawings and instructions of the Engineer-in-Charge. (Only Bolts and Plates are supplied by the Client) | Nos | 40 | 50 | Approved
BHOPAL - COMMERCIAL | MARKETING | Consultancy Charges | LANDSCAPING CONSULTANT | WO/BPC/BPC4/13 | CHITRANSH NURSERY | Landscape Consultancy | Consultancy Changes for Landscape Design for Marketing Office | Lump Sum | 1 | 55000 | Approved
SOUTHWINDS PROJECT LLP (PHASE - III & IV) | FINISHING PHASE - IV | Grill / Steel Work |  | WO/SP34/FW4/14 | ADA-METCON | Extra Work at Block – 13 & 15 | Rectification of the existing mock-up stair, cutting and removal of stair safety barricade rods at Block 13 & 15, fabrication and installation of insert plate lugs at the CFM platform of Block 13, and re-modification of four duplex stair railings. The work also involves miscellaneous repairs to balcony railings and AC ledge railings at Block 13. All necessary loading, unloading, shifting of materials, tools, and equipment are to be included. Work shall be carried out in accordance with specifications and as directed by the Engineer-in-Charge. | Lump Sum | 1 | 40000 | Approved
SOUTHWINDS PROJECT LLP (PHASE - III & IV) | BLOCK PHASE - IV | Water Proofing |  | WO/SP34/BP4/18 | PRERONA CONSTRUCTION | 105mm avg thick screed (1:2:4) to maintain the slope - Screed Difference Rate | Screed Rate Difference - 105mm avg thick screed (1:2:4) on floors for maintain the slope and counter the structural level of swimming poll, mixed with polymer or integral water proofing compound @ 2% weight of cement including necessary tools & tackles, all related materials, scaffolding, curing, cleaning etc complete as directed by EIC. Thickness of the concrete will depend up on the span of treated area. Semi - Green stage saw cutting will be done in panels (2.5 mt X 2.5mt) in a groove of 6 mm (width) X 25 mm (depth) using mechanical cutter & will be filled using polysulphide sealant. Cement will be supplied by Client and others Materials supplied by contractor (Using Sika Plastocreate Plus, Backup Rod & Sikaflex 127) | Sq.Mtr. | 248.031 | 210 | Approved
SOUTHWINDS PROJECT LLP (PHASE - III & IV) | BLOCK PHASE - IV | Water Proofing |  | WO/SP34/BP4/18 | PRERONA CONSTRUCTION | Deck Floor Coated surface will be protected with 10mm thick Cement:Sand Plaster (1:4) on Deck Floor | Deck Floor Coated surface will be protected with 10mm thick Cement:Sand Plaster (1:4) on Deck Floor surfaces mixed with polymer or integral water proofing compound @ 2% of weight of cement including necessary tools & tackles, all related materials, scaffolding, curing, cleaning etc complete as directed by EIC. Cement will be supplied by Client and others Materials supplied by contractor (Using Sika Plastocreate Plus) | Sq.Mtr. | 639.367 | 150 | Approved
SOUTHWINDS PROJECT LLP (PHASE - III & IV) | BLOCK PHASE - IV | Water Proofing |  | WO/SP34/BP4/12 | PRERONA CONSTRUCTION | Water Proofing Work at Duplex Flat Planter Area of Block 13 as per BOQ, Drawing and Direction of EIC. | Water Proofing Work at Duplex Flat Planter Area of Block 13 as per BOQ, Drawing and Direction of EIC. |  | 0 | 0 | Approved
SOUTHWINDS PROJECT LLP (PHASE - III & IV) | BLOCK PHASE - IV | Water Proofing |  | WO/SP34/BP4/12 | PRERONA CONSTRUCTION | Preparation of structural | Preparation of structural concrete surface by manual means with chisel, hammers, wire & normal brushes, to clean & remove all loose cementitious slurry, small concrete lumps, oil/grease etc complete at all level. Ponding of water to find out any cracks & related leakages in concrete, must be done before starting the job. | Sq.Mtr. | 23.35 | 30 | Approved
SOUTHWINDS PROJECT LLP (PHASE - III & IV) | BLOCK PHASE - IV | Water Proofing |  | WO/SP34/BP4/12 | PRERONA CONSTRUCTION | Repairing cracks, construction joints & Junction of vertical-Horizontal surface | Repairing cracks, construction joints & Junction of vertical-Horizontal surface by cutting & making 'V' groove of dimension 15x15 mm by manual means, cleaning the same, filling them with polymer modified mortar made with Cement : Sand ratio (1:3) admixed with polymer compound @ 6% by weight of cement including making chamfer - Halor at the junction of Horizontal-vertical surface. Only Cement will be supplied by Client and Others Materials supplied by contractor (Using Sika Latex) | Sq.Mtr. | 0.561 | 40 | Approved
SOUTHWINDS PROJECT LLP (PHASE - III & IV) | BLOCK PHASE - IV | Water Proofing |  | WO/SP34/BP4/12 | PRERONA CONSTRUCTION | Application of Water Proofing Treatment | Application of Water Proofing Treatment over the duly prepared surface with 3 coats of single component cold applied Pure polyurethane resin based ( free from bitumen ) liquid flashing system, over 01 coat of suitable MIEP primer by means of brush or spray to form a total system thickness of Min 1.5 mm according to manufacturer's specification & supervision. The polyurethane membrane should conform to a Min tensile strength of 2- 4 MPa & elongation of 400% as per ASTM D 412. One coat of Epoxy prymer & quartz sand (Zone-II grade) will be sprinkled after application of final layer to make the treated surface rough to accepted next protective or decorative layers. Coating will be terminated at OR more than 300 mm height of vertical surface of wall. (Using 1 Coat Sikalastic Wb Primer & 3 Coat Masterseal - HLM 5000R) | Sq.Mtr. | 23.35 | 800 | Approved
SOUTHWINDS PROJECT LLP (PHASE - III & IV) | BLOCK PHASE - IV | Water Proofing |  | WO/SP34/BP4/12 | PRERONA CONSTRUCTION | 50-60mm avg thick screed (1:2:4) | As a protective layer, 50-60mm avg thick screed (1:2:4) on floors, over a bonding coat of epoxy and quartz sand mixed with polymer or integral water proofing compound @ 2% weight of cement including necessary tools & tackles, all related materials, scaffolding, curing, cleaning etc complete as directed by EIC. Thickness of the concrete will depend up on the availability of embeded pipes (for swimming pool area). Cement will be supplied by Client and Others Materials supplied by contractor (Using Sika Plastoceate Plus) | Sq.Mtr. | 6.67 | 480 | Approved
Primarc Chambers | BLOCK | Painting | External Painting | WO/PCH/PC01/49 | GAZI PAINTS PRIVATE LIMITED | External Crack Repairing Work | Charges for Skilled & Unskilled Manpower for cutting V-groove (6mm x 6mm),cleaning the surface properly ,application of Sika Cracksil Acrylic Paste, followed by Putty filling after 24 hours of application. Once dry, one coat of primer and one coat touch up paint(approved shade) will be applied, including necessary scaffolding (Jhula Bhara), lifting all complete as per direction of Engineer-in-Charge.(Sika Cracksil will be provided by the client) |  | 0 | 0 | Approved
Primarc Chambers | BLOCK | Painting | External Painting | WO/PCH/PC01/49 | GAZI PAINTS PRIVATE LIMITED | Skilled Labour | Skilled Labour (Mason/Painter) Working Hours: 8Hrs/Day | Nos. | 30 | 1050 | Approved
Primarc Chambers | BLOCK | Painting | External Painting | WO/PCH/PC01/49 | GAZI PAINTS PRIVATE LIMITED | Unskilled Labour | Unskilled Labour (Helper) Working Hours: 8Hrs/Day | Nos. | 30 | 650 | Approved
Primarc Aadvika | EXPERIENCE CENTER | Hardscape |  | WO/HW1/PHW3/15 | A.M. Enterprise | Groove making | Labour Charges of Groove making (10mm) in floor between granite joints as per drawing and direction of Engineer-In-Charge. Location: Marketing Office Front Pathway | Rft | 710.284 | 20 | Approved
Primarc Aadvika | EXPERIENCE CENTER | Hardscape |  | WO/HW1/PHW3/15 | A.M. Enterprise | Granite Skirting | Providing & Fixing Charges of Granite Skirting of over a bed of 20-25 mm thick cement mortar (1:4) in proper line , level & plumb, joints filled with white cement slurry with matched colour pigment including all finishing & Cleaning as per drawing amnd direction of Engineer- in- Charge. (Only Cement & Granite will be supplied by the Client but subject to reconciliation.) Location: Marketing office outer front side & Security room outer | Rft | 67.076 | 40 | Approved
Primarc Aadvika | EXPERIENCE CENTER | Hardscape |  | WO/HW1/PHW3/15 | A.M. Enterprise | Granite counter top | Providing & fixing of Granite Slab (25mm thk Sira Grey Granite- Leather finish) on counter top over a bed of 30-40 mm thick cement mortar (1:4) with necessary chipping, cutting, joint filled with white cement slurry pigmented to match including TINEX, ARALDITE, OXIDE, PUTTY all finishing & cleaning as per drawing, direction of Engineer-in-Charge. (Only Cement & Granite Slab will be supplied by the Client but subject to reconciliation. Shifting & Lifting of all materials & machineries are in contractor's scope)" Location: Security Room | Sq.Ft. | 8.99 | 55 | Approved
Primarc Aadvika | EXPERIENCE CENTER | Hardscape |  | WO/HW1/PHW3/15 | A.M. Enterprise | Chamfering & Polishing of Granite | Labour Charges for chamfering & Polishing of Granite for counter as per drawing and direction of Engineer-In-Charge. Location: Security Room | Rft | 13.251 | 35 | Approved
Primarc Aadvika | EXPERIENCE CENTER | Hardscape |  | WO/HW1/PHW3/15 | A.M. Enterprise | Floor Vitrified Tiles | Providing & Fixing Charges for of Floor Vitrified Tiles (600x600) over a bed of 35-45 mm thick cement mortar (1:4) , joints filled with white cement grout pigmented to match after acid washing including all finishing & Cleaning as per drawing and direction of Engineer-In-Charge. (Only Cement & Tiles will be supplied by the Client but subject to reconciliation.) Location: Security room floor and above roof area | Sq.Ft. | 46.737 | 34 | Approved
Primarc Aadvika | EXPERIENCE CENTER | Hardscape |  | WO/HW1/PHW3/15 | A.M. Enterprise | Vitrified Skirting | Providing & Fixing Charges of Floor Vitrified Tiles Skirting of over a bed of 20-25 mm thick cement mortar (1:4) in proper line , level & plumb, joints filled with white cement slurry with matched colour pigment after acid washing including all finishing & Cleaning as per drawing amnd direction of Engineer- in- Charge. (Only Cement & Tiles will be supplied by the Client but subject to reconciliation.) Location: Security room floor and above roof area | Rft | 37.917 | 24 | Approved
SOUTHWINDS PROJECT LLP (PHASE - III & IV) | OVERHEAD PHASE - III & IV | Pest Control |  | WO/SP34/OP34/4 | Secura Infra Services Pvt. Ltd. | Mosquito controll | Larvae Control Treatment Spraying Chemical (Sumilarv/Bilarv) 3 times in Month. Adult Mosquito Control Treatment i. Spraying Chemical (Malathion/Lamda Cyhalothrin) 09 times in Month. ii. Smoke Fogging (Cyphenothrin 5% EC/Deltamethrin 1.25% ULV) 09 times in Month. At Project Premises: 1. Southwinds Site Office 2. Labour Champ & security accommodation at MLCP area 3. Security posts at Main Gate Date – 01/08/2025-31/10/2025 | Months | 3 | 8500 | Approved
The Soul, Rajarhat | COMMON INFRASTRUCTURE | Rain Water Harvesting Tank |  | WO/HR01/CIH01/115 | D.S.P Pumps | Cleaning & Treatment of Rain Water Hervesting Tank | All charges for cleaning and treatment of Rainwater Harvesting Tank, including the following processes: 1. Chemical treatment. 2. Development using air compressor for 2 hours. 3. Washing of borewell strainer guard using Rain Water Hervesting Compressor. | Nos | 12 | 10000 | Approved
Primarc Aahana | COMMON INFRASTRUCTURE | Consultancy Charges | PHE CONSULTANT | WO/AAH/AAH02/9 | Unique Engineering Consultancy Pvt. Ltd. | Consultancy Services charges for Internal & external PHE work | Consultancy service charges for Internal & External PHE work for proposed G+16 Residential Project. (Approx Area 1.0 Lakh Sqft) | Lump Sum | 1 | 325000 | Approved
The Soul, Rajarhat | COMMON INFRASTRUCTURE | Road Works |  | WO/HR01/CIH01/110 | Lokenath Construction | Swwale | Precast Concrete Swale over 50mm sand bed with cement sand mortar as per drawing Laying of precast concrete Swale over 50 mm sand bed including jointing the kerbstone with cement mortar as per drawing and direction of Engineer-in-Charge Precast Concrete Swale,Cement will be supplied by Client but subjected to reconciliation" | Sq.Mtr. | 28.5 | 155 | Approved
AARANYA | PRE-CONSTRUCTION PHASE | Site Office | Civil and Finishing Work of Site Office | WO/PKB/PKB1/18 | Legend Sanicure Private Limited | Anti- Termite work at Experience Center | "TREATMENT OF TOP SURFACE OF PLINTH FLOOR AND JUNCTION OF THE WALL AND THE FLOOR >> ""The top surface of the Plinth Floor shall be treated with chemical emulsion at the rate of 5 l/m2 of the surface before the sub- grade or PCC is laid. Drilling holes up to 50 to 75 mm deep at 300 mm centres both ways maybe made with 12 mm diameter mild steel rod/drill bit on the surface to facilitate saturation of the existing floor with the chemical emulsion. Treatment at Junction of the Wall and the Floor Special care shall be taken to establish continuity of the vertical soil & barrier on inner wall surface from ground level up to the level of the filled earth surface. To achieve this, Drilling to be done with a 2 DFR drill machine in wall floor junction at a distance of 300 mm from centre to centre with the help of 12 mm drill bit and maximum depth should be 6 inch. Drilling should be done at an angle of 45 degree. Chemical solution will be injected with the help of 6 lt. Calimax (pump). Chemical consumption (solution of water & Imidacloprid 30.5% sc) will be up to the refusal or maximum of 1 lt. Per hole. All holes will sealed by us only with white/black cement ( as needed) after soaking with chemicals.. "" TREATMENT OF SOIL/PCC ALONG EXTERNAL PERIMETER OF BUILDING: The earth/PCC along the external perimeter of the building should be rodded/drill at intervals of 300 mm and to a depth of 300 mm. Incase of rods should be moved backward and forward parallel to the wall to break up the earth and chemical emulsion poured along the wall at the rate of 7.5 l/m2of vertical surfaces. After the treatment, the earth should be tamped back into place. Should the earth outside the building be graded on completion of building. Special care should be taken for treatment of soil surrounding pipes, wastes & conduits as per IS 16131 This rate including labour, materials, tools and tackles cost. Machine to be used: 6 Liter Calimax pump,Pest control sprayer. Chemical Name>>Imidacloprid 30.5 SC (Premise, IS 16131) Manufactured by Bayer Crop science/ Equivalent Dosage :- 2.1 ml/Liter water . ( As per IS-6313-Part-2 ) " (Payment to be made on actual Plinth area) | Sq.Mtr. | 405 | 50 | Approved
AARANYA | EXPERIENCE CENTER | Hardscape |  | WO/PKB/PKX/29 | RENEWABLE ENERGY SOLUTIONS | Supply, Installation & Commissioning of RES Floating Water Fountain as per Drawing & Direction of EIC. | Supply, Installation & Commissioning of RES Floating Water Fountain as per Drawing & Direction of EIC. |  | 0 | 0 | Approved
AARANYA | EXPERIENCE CENTER | Hardscape |  | WO/PKB/PKX/29 | RENEWABLE ENERGY SOLUTIONS | Three-phase, 3HP CI body open well submersible pump. (Make: Aqua-Texmo/ Kirloskar) | Three-phase, 3HP CI body open well submersible pump. (Make: Aqua-Texmo/ Kirloskar) | Nos | 1 | 24500 | Approved
AARANYA | EXPERIENCE CENTER | Hardscape |  | WO/PKB/PKX/29 | RENEWABLE ENERGY SOLUTIONS | Outdoor Control Panel Box | Outdoor Control Panel Box with MCB, Starter, light & pump operating system provision. | Set | 1 | 17000 | Approved
AARANYA | EXPERIENCE CENTER | Hardscape |  | WO/PKB/PKX/29 | RENEWABLE ENERGY SOLUTIONS | 4' Diameter FRP Floater with required MS Structure | 4' Diameter FRP Floater with required MS Structure | Set | 1 | 45000 | Approved
AARANYA | EXPERIENCE CENTER | Hardscape |  | WO/PKB/PKX/29 | RENEWABLE ENERGY SOLUTIONS | Brass Tulip nozzle | Brass Tulip nozzle | Nos | 1 | 7100 | Approved
AARANYA | EXPERIENCE CENTER | Hardscape |  | WO/PKB/PKX/29 | RENEWABLE ENERGY SOLUTIONS | LED Underwater Light | 14W/12V DC, Warm white color LED Underwater Light, Aluminium housing, IP-68 protected (Make: RES) | Nos | 8 | 3800 | Approved
AARANYA | EXPERIENCE CENTER | Hardscape |  | WO/PKB/PKX/29 | RENEWABLE ENERGY SOLUTIONS | LED Driver (LED Driver make: Meanwell) | LED Driver (LED Driver make: Meanwell) | Set | 1 | 3500 | Approved
AARANYA | EXPERIENCE CENTER | Hardscape |  | WO/PKB/PKX/29 | RENEWABLE ENERGY SOLUTIONS | Interconnecting UPVC Pipe & Pipe Fittings | Interconnecting UPVC Pipe & Pipe Fittings along with control valves 7 (Make: Supreme/Finolex/Skipper/Equivalent) | Lot | 1 | 5000 | Approved
AARANYA | EXPERIENCE CENTER | Hardscape |  | WO/PKB/PKX/29 | RENEWABLE ENERGY SOLUTIONS | 2.5 Sq.mm 3 core Cable | 2.5 Sq.mm 3 core Cable for electrical connection of pump & 1 Sq.mm 2 core Cable for electrical connection of Light. (Make: Polycab/Mescab/Finolex/Equivalent) | Lot | 1 | 13500 | Approved
AARANYA | EXPERIENCE CENTER | Hardscape |  | WO/PKB/PKX/29 | RENEWABLE ENERGY SOLUTIONS | Light stand along with Electrical & Hardware fittings | Light stand along with Electrical & Hardware fittings | Lot | 1 | 3000 | Approved
AARANYA | EXPERIENCE CENTER | Hardscape |  | WO/PKB/PKX/29 | RENEWABLE ENERGY SOLUTIONS | MS Anchor with SS rope | MS Anchor with SS rope | Set | 1 | 10000 | Approved
AARANYA | EXPERIENCE CENTER | Hardscape |  | WO/PKB/PKX/29 | RENEWABLE ENERGY SOLUTIONS | Installation & Commissioning of all the fountains along with Transport | Installation & Commissioning of all the fountains along with Transport | Job | 1 | 26000 | Approved
Primarc Chambers | COMMON INFRASTRUCTURE | Road Works |  |  |  | Civil Work for Main Entrance Carriageway | Civil Work for Main Entrance Carriageway |  |  |  | Approved
Primarc Chambers | COMMON INFRASTRUCTURE | Road Works |  |  |  | Providing and laying single brick flat soling | All charges for providing and laying single brick flat soling of picked, jhama bricks below foundation floor, pile cap, tie beam etc. including ramming dressing and bringing to proper level including all materials, labour, tools and plants etc. complete as per specification, drawing and as per direction of Engineer-in-Charge. Below foundation. | Sq.Mtr. |  |  | Approved
Primarc Chambers | COMMON INFRASTRUCTURE | Road Works |  |  |  | Labour charges for laying single brick flat soling | Labour charges for laying single brick flat soling of picked, jhama bricks below foundation floor, pile cap, tie beam etc. including ramming dressing and bringing to proper level including all materials, labour, tools and plants etc. complete as per specification, drawing and as per direction of Engineer-in-Charge. Below foundation. | Sq.Mtr. |  |  | Approved
Primarc Chambers | COMMON INFRASTRUCTURE | Road Works |  |  |  | P.C.C by RMC | Charges for laying of PCC by RMC (Grade as approved) complete in all respect as per drawing, specification and direction of EIC. (Concrete will be supplied by client subjected to reconciliation). | Cum. |  |  | Approved
Primarc Chambers | COMMON INFRASTRUCTURE | Road Works |  |  |  | Reinforcement | All charges for fixing steel reinforcement (Tor Steel as per IS-1786, Fe 500) for RCC work including transporting, decoiling, straightening, removing loose rust, cutting, bending and placing for all profile and for all lead & lift and binding with 18 gauge annealed wire as per drawing and direction of Engineer-in-Charge. Payment of steel shall be made as per drawing and approved bar bending schedule with permissible laps and paid on the basis of the sectional weights of bar as per relevant I.S. Code. The rate shall include cost of binding wire, chairs, spacers, pins, cover blocks which will not be measured separately for payment. (Reinforcement would be supplied by the client free of cost, but subjected to reconciliation) | Cum. |  |  | Approved
Primarc Chambers | COMMON INFRASTRUCTURE | Road Works |  |  |  | R.C.C (M30 Grade) | Charges for laying of R.C.C (M30 Grade) by RMC ,excluding shuttering, consolidation complete in all respect as per drawing, specification and direction of EIC. (Concrete will be supplied by Client subjected to reconciliation.) | Cum. |  |  | Approved
Primarc Chambers | COMMON INFRASTRUCTURE | Road Works |  |  |  | Kerb Stone Laying | Labour charges for carrying, shifting, handling & laying kerb stone in position to the required line , level & curvature jointed with cement & sand morte 1:4 including making joints with or without grooves including making drainage opening where ever required complete in all respect.( Kerb stone & cement shall be supplied by Client but subject to reconciliation). | RMT |  |  | Approved
Primarc Chambers | COMMON INFRASTRUCTURE | Road Works |  |  |  | Earth work in filling | Earth work in filling with good earth obtained from excavation, in layers not exceeding 250mm including watering, ramming, etc, complete in all respect as per direction of Engineer in charge | Cum. |  |  | Approved
Primarc Chambers | COMMON INFRASTRUCTURE | Road Works |  |  |  | Paver block removing | Charges for Removal of 60mm thick Concrete Paver block and stack at the designated place including lead and lift as per direction of EIC | Sq.Mtr. |  |  | Approved
Primarc Chambers | COMMON INFRASTRUCTURE | Road Works |  |  |  | Dismantling of Kerb stones | Charges for Dismantling of Kerb stones as per the requirement including all tools & tackles, labours, all complete as per drawing & direction of EIC. | RMT |  |  | Approved
Primarc Chambers | COMMON INFRASTRUCTURE | Road Works |  |  |  | Dismantling of RCC | Dismantling of Reinforced Cement Concrete(RCC) structure at all heights and level, as per the requirement including all tools & tackles, labours all complete as per the direction and entire satisfaction of the Technical head/EIC | Cum. |  |  | Approved
AARANYA | PRE-CONSTRUCTION PHASE | Site Office | Electrical | WO/PKB/PKB1/19 | A B S Enterprise | Supply & Labour charges in /sq.ft. on plate area of total electrical work | Supply & Labour charges in /sq.ft. on plate area of total electrical work including supply of MMS, PVC Conduit of approved make for floor and wall conduiting including supply of all accessories, Sand, MS JB. Main line & CKT wiring, wiring of light point, fan point, exhaust fan, AC indoor & Out door unit connection, power point etc of respective floor area as required, Receiving and Fixing of modular box, wire pulling, fixing of switch & socket, distribution boxes & MCB, fixing of Race way, Gl ladder/perforated cable tray in respective floor area as required, Fixing of DB, MCCB, ACCL etc, Laying of suitable sizes of XLPE armoured cable including suply of all accessories from Main Panel upto DB etc in respective floor, Making end termination of 1.1 KV grade XIPE cable in LT Panel, DB etc. Receiving & fixing of Main Switch/MCCB/DB as required. Conduiting & cable laying for TV & Telephone, internet system, CCTV, Music System, UPS system in respective floor as required. Fixing of suitable sizes of Race way, GI Ladder / perforated cable tray for ELV system in respective floor area as required. Earthing system for respective floor in all electrical panel, DB including supply of materials like GI Pipe electrode & Gl strip, sand, bricks, Stone chips, Cl cover etc of standard size & approved make as required. Cutting holes in false ceiling for fixing of light fixture, fan, exhaust fan. etc in respective floor area as per drawing complete in all respect & as per annexure attach with the WO. Plate area details - 2852.00 Sq. Ft. | Sq.Ft. | 2852 | 31.5 | Approved
AARANYA | PRE-CONSTRUCTION PHASE | Site Office | Electrical | WO/PKB/PKB1/19 | A B S Enterprise | Light Point Wiring | Providing and installation of Light point wiring including CKT wiring at different area including supply of PVC conduit & accessories as per drawing and direction of Engineer in-charge. (Light, wire/cable, switches and Modular Box will be supplied by client) | Nos | 10 | 875 | Approved
AARANYA | PRE-CONSTRUCTION PHASE | Site Office | Electrical | WO/PKB/PKB1/19 | A B S Enterprise | 6/16Amp socket point wiring | Providing and installation of 6/16Amp socket point wiring at different area including supply of PVC conduit & accessories as per drawing and direction of Engineer in-charge. Modular Socket, wire/cable, switches and Modular Box will be supplied by client. | Nos | 2 | 665 | Approved
Primarc Aadvika | EXPERIENCE CENTER | Mechanical Car Parking |  | WO/HW1/PHW3/19 | Vinayak Fabtech | Dismantling and Refixing work of Column & Purlin Member for MLCP shed | Dismantling and Refixing work Column & Purlin Member |  | 0 | 0 | Approved
Primarc Aadvika | EXPERIENCE CENTER | Mechanical Car Parking |  | WO/HW1/PHW3/19 | Vinayak Fabtech | Removing 1nos column and purlin member | Charges for removal of 1nos column and purlin member in existing car parking shed structure and complete it with grinding and painting all complete finishing as per the instructions of the Engineer-in-Charge. | Lump Sum | 1 | 19500 | Approved
Primarc Aadvika | EXPERIENCE CENTER | Mechanical Car Parking |  | WO/HW1/PHW3/19 | Vinayak Fabtech | Refixing the 1nos column and purlin member | Charges for re-fixing of 1 no. column and purlin member in the existing car parking shed structure, including complete finishing with grinding and painting, as per the instructions of the Engineer-in-Charge. Dismantled material from the above item (No. 2.1) will be reused; however, the contractor shall supply only 8 nos. foundation bolts. | Lump Sum | 1 | 25000 | Approved
Primarc Aadvika | EXPERIENCE CENTER | Mechanical Car Parking |  | WO/HW1/PHW3/19 | Vinayak Fabtech | String fixing work backside for creeper | Supply and fixing of SS 316 3mm thick wire Rope at back side of car parking and with the gap of 330-350 verticaly from the bottom to top of MS structure and fixing with SS clips, aluminium track sections, SS clamps, and all necessary hardware required including 1nos extra MS horizontal member (50 x 50 x 2.9) at bottom of the post with same finishing specification of the balance structure. | Sq.Ft. | 688 | 135 | Approved
SOUTHWINDS PROJECT LLP (PHASE - III & IV) | COMMON INFRASTRUCTURE - PHASE III & IV | Consultancy Charges | OTHER CONSLUTANTS | WO/SP34/CI34/75 | ATEE ENTERPRISES | Consultancy Service for Cricket Play area | Consultancy service for the construction & development of the Cricket play area at our residential project, “Southwinds”. The consultancy includes providing detailed drawing and BOQ (bill of quantity) along with material specification and supervision during the entire construction and development of Cricket play area till completion in all respect. | Lump Sum | 1 | 125000 | Approved
Primarc Aadvika | EXPERIENCE CENTER | Mechanical Car Parking |  | WO/HW1/PHW3/13 | Shree Krishna Parking Services | Dismantling and Re-installation | Dismantling and Re-installation of Car Parking System |  | 0 | 0 | Approved
Primarc Aadvika | EXPERIENCE CENTER | Mechanical Car Parking |  | WO/HW1/PHW3/13 | Shree Krishna Parking Services | Dismantling | Charges for dismantling of one unit mechanical car parking system (PL-411) as per drawing and direction of engineer in charge. | Nos | 1 | 6000 | Approved
Primarc Aadvika | EXPERIENCE CENTER | Mechanical Car Parking |  | WO/HW1/PHW3/13 | Shree Krishna Parking Services | Installation | Charges for installation, testing & commissioning of Car Parking Systems -Multilevel Car Parking Systems Wohr Parklift 411 including all required labours, tools & tackles, machineries and necessary arrangements for the work, Shifting & lifting of all materials as per approved drawing, design, direction of engineer-in-charge. Note: - Reinstallation shall be executed using the dismantled mechanical car parking system and any additional materials required to complete the Re-installation shall be paid separately against PO. | Nos | 1 | 8000 | Approved
Primarc Chambers | BLOCK | False Celling |  | WO/PCH/PC01/88 | Sangita Gaurisaria | 8mm Cement Board | Charges for Providing & Fixing of cement board 8 mm thick flat framework comprising of the main channels to run in one direction at 1000mm c/c and secondary section at 525-650 mm c/c in other direction or as per approval and requirement, connected to main channel with Gl connecting clips of 10 SWG of approved quality. finished with jointing compound, paper tape including necessary scaffolding and tool tackles all complete as per drawing and direction of Engineer-ln Charge. (73 sqft approx.) Board Brand : V- Board Channel make : IGPL or equivalent. Location: Above roof shaft, LMR area and 1st floor Parking lobby near C13,C14 . | Lump Sum | 1 | 12000 | Approved
The Ramdulari | BLOCK | Fire Fighting |  | WO/RP/RP02/86 | UNIVERSAL ENGINEERING CO. | Supply of Fire Sealant Materials inside Shaft as per the direction of EIC | Supply & Apply of 60mm thick FISCHER FFSC Mortar specially formulated gypsum based compound which when mixed with water can be trowelled or poured around service penetrations in either vertical or horizontal applications. Tested to UL1479 (ASTM) standard, NBC2016 FFSC can provide 2 hours integrity and insulation. it has been design to set within 30-45 Min depending on ambient temperature, and is capable of accommodating foot traffic within 72 hours. Formulated to be halogen and asbestos free the FFSC exhibits excellent load bearing capacity and can be help to maintain the sound reduction index of a structure . Install in accordance with the detailed instructions or the approved system at all level & floor inclusive of all materials, labour, tool & tackles, and backing arrangements etc all complete. Backing materials details are as follows. (Load Bearing System) 8mm Dia ISI TMT Bar with Anti Corrosive Paint (Red oxide, spacing @ 200mm) GI Welded wire net of 30sqmm Mesh should placed on Rebar structure. Mineral Wool of 48 kg/cum density, 50mm Thickness. ** 8mm TMT rebar will be client supply free issue basis. Additional protection for services: Pipe wrap for PVC pipe / Conduit penetration: Providing intumescent pipe wrap FiPW E around perimeter of Non metallic services of various diameter to ensure 100% fire & smoke seal around penetration as per relevant Standard. PVC Pipe/Non Metalic Services above 2", 1 layers of FiPW E PVC Pipe/Non Metalic Services above 3", 2 layers of FiPW E PVC Pipe/Non Metalic Services above 4", 3 layers of FiPW E PVC Pipe/Non Metalic Services above 6", 4 layers of FiPW E Low Range Intumescent Sealant (Around Metallic Services periphery): Provide & Applying FISCHER FiAM Intumescent Firestop Sealant around metallic MS Pipes passing through floor to provide up to 2 hours insulation and integrity in accordance to relevant Standard. Application Thickness: 12mmx10mm. High Range Intumescent Sealant (Around periphery of Insulated Pipe/Duct): Provide & Applying FISCHER UFS310/FiGM Intumescent Firestop Sealant around periphery of Insulated Pipe/Duct passing through floor to provide up to 2 hours insulation and integrity in accordance to relevant Standard. Application Thickness: 16mmx12mm. Low Range Intumescent Sealant (Around Services periphery of Non Insulated Air Duct): Provide & Applying FISCHER FiAM Intumescent Firestop Sealant around Services periphery of Non Insulated Air Duct passing through floor to provide up to 2 hours insulation and integrity in accordance to relevant Standard. Application Thickness: 12mmx10mm. | Sq.Mtr. | 56 | 13200 | Approved
The Ramdulari | BLOCK | Fire Fighting |  | WO/RP/RP02/86 | UNIVERSAL ENGINEERING CO. | Installation, Testing & Commissioning of Fire Sealant Materials inside Shaft as per the direction of EIC | Application of the above mentioned materials has to be done including all tools & tackles, labours all finishes and complete as per the Fischer guidelines and approved methodology & under the entire supervision of Authorized Technical Personnel of Fisher at Site. After successful installation of the Fire Sealant, Cold Smoke Test will be performed as per the Fischer Guidelines and the Performance Certificate for 30 years for the same shall be provided by Fischer after inspection of the entire work done at site. Detailed Product Technical Data Sheet and Work Methodology are mentioned in Annexure-II | Sq.Mtr. | 56 | 2500 | Approved
The Ramdulari | BLOCK | Electrical | External Electrical | WO/RP/RP02/88 | DIAMOND PROJECTS | Installation, Testing , Commissioning of following type of light fixture with lamp including supply of all consumable materials like anchor fastner, nut, Bolt, Screw, PVC tape, etc by the contractor, as per drawing and direction of Engineer in-charge | Installation, Testing , Commissioning of following type of light fixture with lamp including supply of all consumable materials like anchor fastner, nut, Bolt, Screw, PVC tape, etc by the contractor, as per drawing and direction of Engineer in-charge as required to complete in all respect. |  | 0 | 0 | Approved
The Ramdulari | BLOCK | Electrical | External Electrical | WO/RP/RP02/88 | DIAMOND PROJECTS | Installation, Testing , Commissioning of following sizes of single pole / three pole and neutral, double door MCB Distribution Board in sheet steel, 240 / 415 V, on surface / recess, complete with tinned copper bus bar, neutral bus bar, earth bar, di | Installation, Testing , Commissioning of following sizes of single pole / three pole and neutral, double door MCB Distribution Board in sheet steel, 240 / 415 V, on surface / recess, complete with tinned copper bus bar, neutral bus bar, earth bar, din bar, interconnections including dressing, earthing etc. to complete all respect as required. |  | 0 | 0 | Approved
The Ramdulari | BLOCK | Electrical | External Electrical | WO/RP/RP02/88 | DIAMOND PROJECTS | Laying of following size of 1.1 KV grade PVC / XLPE insulated and sheathed armoured/unarmoured power cable in existing trench /undergroud/ pipe / conduit etc. as required to complete in all respect. | Laying of following size of 1.1 KV grade PVC / XLPE insulated and sheathed armoured/unarmoured power cable in existing trench /undergroud/ pipe / conduit etc. as required to complete in all respect. |  | 0 | 0 | Approved
The Ramdulari | BLOCK | Electrical | External Electrical | WO/RP/RP02/88 | DIAMOND PROJECTS | Supply & Making end termination with DC brass compression gland and aluminium crimping type lugs of following size PVC insulated & sheathedAL/CU conductor cable complete as required to complete in all respect. Extra holes made in gland plate to be cl | Supply & Making end termination with DC brass compression gland and aluminium crimping type lugs of following size PVC insulated & sheathedAL/CU conductor cable complete as required to complete in all respect. Extra holes made in gland plate to be closed by the contractor w/o any cost. |  | 0 | 0 | Approved
The Ramdulari | BLOCK | Electrical | External Electrical | WO/RP/RP02/88 | DIAMOND PROJECTS | Supply and installation of 12mm dia 1.2 mtr GI earth spike including supply of 8 SWG GI earth wire , Nut ,bolt, washer etc for pole light earthing to comple in all respect as required as per drawing and direction of engineer in charge. | Supply and installation of 12mm dia 1.2 mtr GI earth spike including supply of 8 SWG GI earth wire , Nut ,bolt, washer etc for pole light earthing to comple in all respect as required as per drawing and direction of engineer in charge. | Nos | 27 | 850 | Approved
The Ramdulari | BLOCK | Electrical | External Electrical | WO/RP/RP02/88 | DIAMOND PROJECTS | Supply and Laying of following sizes PVC rigid conduit with all accessories at ceiling / in recess/ surface/under ground etc for Landscape light to complete in all respect as per drawing and direction of Engineer in-charge. (out door type waterproof | Supply and Laying of following sizes PVC rigid conduit with all accessories at ceiling / in recess/ surface/under ground etc for Landscape light to complete in all respect as per drawing and direction of Engineer in-charge. (out door type waterproof Junction Box supplied by Client only) |  | 0 | 0 | Approved
The Ramdulari | BLOCK | Electrical | External Electrical | WO/RP/RP02/88 | DIAMOND PROJECTS | Installation, Testing , Commissioning of following size of waterproof JB on surface complet/Recess in all respect as per drawing and direction of engineer in charge. | Installation, Testing , Commissioning of following size of waterproof JB on surface complet/Recess in all respect as per drawing and direction of engineer in charge. | Nos | 8 | 180 | Approved
The Ramdulari | BLOCK | Electrical | External Electrical | WO/RP/RP02/88 | DIAMOND PROJECTS | i) Pole Light 5 Mtrs High (Foundation & associated civil works are excluded.) | i) Pole Light 5 Mtrs High (Foundation & associated civil works are excluded.) | Nos | 21 | 1000 | Approved
The Ramdulari | BLOCK | Electrical | External Electrical | WO/RP/RP02/88 | DIAMOND PROJECTS | ii) High Bollard 3 Mtrs High (Foundation & associated civil works are excluded.) | ii) High Bollard 3 Mtrs High (Foundation & associated civil works are excluded.) | Nos | 6 | 800 | Approved
The Ramdulari | BLOCK | Electrical | External Electrical | WO/RP/RP02/88 | DIAMOND PROJECTS | iii) Spike Light (Inculding Spike Base Foundation) | iii) Spike Light (Inculding Spike Base Foundation) | Nos | 32 | 350 | Approved
The Ramdulari | BLOCK | Electrical | External Electrical | WO/RP/RP02/88 | DIAMOND PROJECTS | iv)Wall Recessed Light | iv)Wall Recessed Light | Nos | 30 | 230 | Approved
The Ramdulari | BLOCK | Electrical | External Electrical | WO/RP/RP02/88 | DIAMOND PROJECTS | v) Up & Down Light | v) Up & Down Light | Nos | 2 | 180 | Approved
The Ramdulari | BLOCK | Electrical | External Electrical | WO/RP/RP02/88 | DIAMOND PROJECTS | vi) LED Strip Light (Outdoor Type) | vi) LED Strip Light (Outdoor Type) | Nos | 25 | 210 | Approved
The Ramdulari | BLOCK | Electrical | External Electrical | WO/RP/RP02/88 | DIAMOND PROJECTS | vii) Up - Lighter | vii) Up - Lighter | Nos | 32 | 170 | Approved
The Ramdulari | BLOCK | Electrical | External Electrical | WO/RP/RP02/88 | DIAMOND PROJECTS | iI) 6 way TPN DB Horizontal type | iI) 6 way TPN DB Horizontal type | Nos | 1 | 1800 | Approved
The Ramdulari | BLOCK | Electrical | External Electrical | WO/RP/RP02/88 | DIAMOND PROJECTS | i) 4C x 10.0 sq.mm. Aluminium Armoured cable | i) 4C x 10.0 sq.mm. Aluminium Armoured cable | Mtrs. | 100 | 30 | Approved
The Ramdulari | BLOCK | Electrical | External Electrical | WO/RP/RP02/88 | DIAMOND PROJECTS | ii) 3C x 2.5 sq.mm. Copper Armoured cable | ii) 3C x 2.5 sq.mm. Copper Armoured cable | Mtrs. | 430 | 20 | Approved
The Ramdulari | BLOCK | Electrical | External Electrical | WO/RP/RP02/88 | DIAMOND PROJECTS | iii) 3C x 1.5 sq.mm. Copper Armoured cable | iii) 3C x 1.5 sq.mm. Copper Armoured cable | Mtrs. | 100 | 17 | Approved
The Ramdulari | BLOCK | Electrical | External Electrical | WO/RP/RP02/88 | DIAMOND PROJECTS | iv) 4C x 2.5 sq.mm. Copper Flexible cable | iv) 4C x 2.5 sq.mm. Copper Flexible cable | Mtrs. | 300 | 21 | Approved
The Ramdulari | BLOCK | Electrical | External Electrical | WO/RP/RP02/88 | DIAMOND PROJECTS | v) 3C x 2.5 sq.mm. Copper Flexible cable | v) 3C x 2.5 sq.mm. Copper Flexible cable | Mtrs. | 70 | 20 | Approved
The Ramdulari | BLOCK | Electrical | External Electrical | WO/RP/RP02/88 | DIAMOND PROJECTS | vi) 3C x 1.5 sq.mm. Copper Flexible wire | vi) 3C x 1.5 sq.mm. Copper Flexible wire | Mtrs. | 330 | 17 | Approved
The Ramdulari | BLOCK | Electrical | External Electrical | WO/RP/RP02/88 | DIAMOND PROJECTS | i) 4C x 10.0 sq.mm. Aluminium Armoured cable (Gland) | i) 4C x 10.0 sq.mm. Aluminium Armoured cable (Gland) | Nos | 2 | 220 | Approved
The Ramdulari | BLOCK | Electrical | External Electrical | WO/RP/RP02/88 | DIAMOND PROJECTS | ii) 3C x 2.5 sq.mm. Copper Armoured cable (Gland) | ii) 3C x 2.5 sq.mm. Copper Armoured cable (Gland) | Nos | 6 | 170 | Approved
The Ramdulari | BLOCK | Electrical | External Electrical | WO/RP/RP02/88 | DIAMOND PROJECTS | iii) 3C x 1.5 sq.mm. Copper Armoured cable (Gland) | iii) 3C x 1.5 sq.mm. Copper Armoured cable (Gland) | Nos | 6 | 150 | Approved
The Ramdulari | BLOCK | Electrical | External Electrical | WO/RP/RP02/88 | DIAMOND PROJECTS | iv) 4C x 2.5 sq.mm. Copper Flexible cable (Gland) | iv) 4C x 2.5 sq.mm. Copper Flexible cable (Gland) | Nos | 16 | 150 | Approved
The Ramdulari | BLOCK | Electrical | External Electrical | WO/RP/RP02/88 | DIAMOND PROJECTS | v) 3C x 2.5 sq.mm. Copper Flexible cable (Gland) | v) 3C x 2.5 sq.mm. Copper Flexible cable (Gland) | Nos | 4 | 120 | Approved
The Ramdulari | BLOCK | Electrical | External Electrical | WO/RP/RP02/88 | DIAMOND PROJECTS | vi) 3C x 1.5 sq.mm. Copper Flexible wire | vi) 3C x 1.5 sq.mm. Copper Flexible wire | Nos | 10 | 100 | Approved
The Ramdulari | BLOCK | Electrical | External Electrical | WO/RP/RP02/88 | DIAMOND PROJECTS | i) 20 mm dia, MMS PVC conduit | i) 20 mm dia, MMS PVC conduit | Mtrs. | 700 | 44 | Approved
The Ramdulari | BLOCK | Electrical | DG Cost | WO/RP/RP02/87 | DIAMOND PROJECTS | Installation, Testing and Commissioning of following type of Panel Board on wall/ground complete with supply of anchor fastner, nult, bolt etc complete as required. | Installation, Testing and Commissioning of following type of Panel Board on wall/ground complete with supply of anchor fastner, nult, bolt etc complete as required. |  | 0 | 0 | Approved
The Ramdulari | BLOCK | Electrical | DG Cost | WO/RP/RP02/87 | DIAMOND PROJECTS | Laying of following size of 1.1 KV grade PVC / XLPE/ fire Survival insulated and sheathed power cable in existing trench /undergroud/ pipe as required to complete in all respect. | Laying of following size of 1.1 KV grade PVC / XLPE/ fire Survival insulated and sheathed power cable in existing trench /undergroud/ pipe as required to complete in all respect. |  | 0 | 0 | Approved
The Ramdulari | BLOCK | Electrical | DG Cost | WO/RP/RP02/87 | DIAMOND PROJECTS | Supply & Making end termination with DC compression brass gland and Cupper/aluminium crimping type lugs of following size XLPE/PVC insulated & sheathedAL/CU conductor cable complete as required to complete in all respect. Extra holes made in gland p | Supply & Making end termination with DC compression brass gland and Cupper/aluminium crimping type lugs of following size XLPE/PVC insulated & sheathedAL/CU conductor cable complete as required to complete in all respect. Extra holes made in gland plate |  | 0 | 0 | Approved
The Ramdulari | BLOCK | Electrical | DG Cost | WO/RP/RP02/87 | DIAMOND PROJECTS | Installation of G.I. pipe type earth station complete with supply of 50 mm dia 3 mtrs. Long G.I. pipe, salt charcoal, watering chamber and pipe and all other materials as per enclosed drawing and IS 3043. Construction of pit chamber including supply | Installation of G.I. pipe type earth station complete with supply of 50 mm dia 3 mtrs. Long G.I. pipe, salt charcoal, watering chamber and pipe and all other materials as per enclosed drawing and IS 3043. Construction of pit chamber including supply of ci | Nos | 8 | 5200 | Approved
The Ramdulari | BLOCK | Electrical | DG Cost | WO/RP/RP02/87 | DIAMOND PROJECTS | Supply & fixing of following sizes of G.I. strip from earth pit to main distribution panel earth bus including G.I. bar saddles located at a distance not less than 600mm from each other and all hardwares to complete in all respect as required. | Supply & fixing of following sizes of G.I. strip from earth pit to main distribution panel earth bus including G.I. bar saddles located at a distance not less than 600mm from each other and all hardwares to complete in all respect as required. |  | 0 | 0 | Approved
The Ramdulari | BLOCK | Electrical | DG Cost | WO/RP/RP02/87 | DIAMOND PROJECTS | Supply and laying of 2 mm thick following size of GI perfortated type / GI ladder type cable tray including supply of 10 mm dia full thread rod, anchor fustner, nut, bolt, washer etc as required to complte in all respect as per direction of enginerr | Supply and laying of 2 mm thick following size of GI perfortated type / GI ladder type cable tray including supply of 10 mm dia full thread rod, anchor fustner, nut, bolt, washer etc as required to complte in all respect as per direction of enginerring i |  | 0 | 0 | Approved
The Ramdulari | BLOCK | Electrical | DG Cost | WO/RP/RP02/87 | DIAMOND PROJECTS | DG Main Distribution Panel (Outdoor Type) | DG Main Distribution Panel (Outdoor Type) | Nos | 1 | 7000 | Approved
The Ramdulari | BLOCK | Electrical | DG Cost | WO/RP/RP02/87 | DIAMOND PROJECTS | DG Auto Start Stop Panel (outdoor Type) (Indoor Type) | DG Auto Start Stop Panel (outdoor Type) (Indoor Type) | Nos | 1 | 3500 | Approved
The Ramdulari | BLOCK | Electrical | DG Cost | WO/RP/RP02/87 | DIAMOND PROJECTS | DG Sub Distribution Panel (Indoor Type) | DG Sub Distribution Panel (Indoor Type) | Nos | 2 | 3700 | Approved
The Ramdulari | BLOCK | Electrical | DG Cost | WO/RP/RP02/87 | DIAMOND PROJECTS | Common Service Emergency Panel (Indoor Type) | Common Service Emergency Panel (Indoor Type) | Nos | 1 | 3000 | Approved
The Ramdulari | BLOCK | Electrical | DG Cost | WO/RP/RP02/87 | DIAMOND PROJECTS | Common Service Area Normal Panel (Indoor Type) | Common Service Area Normal Panel (Indoor Type) | Nos | 1 | 3000 | Approved
The Ramdulari | BLOCK | Electrical | DG Cost | WO/RP/RP02/87 | DIAMOND PROJECTS | Power Distribution Panel (Indoor Type) | Power Distribution Panel (Indoor Type) | Nos | 1 | 3700 | Approved
The Ramdulari | BLOCK | Electrical | DG Cost | WO/RP/RP02/87 | DIAMOND PROJECTS | Club Distribution Panel (Indoor Type) | Club Distribution Panel (Indoor Type) | Nos | 1 | 3000 | Approved
The Ramdulari | BLOCK | Electrical | DG Cost | WO/RP/RP02/87 | DIAMOND PROJECTS | 630 A, 500V,36 KA 4 Pole MCCB Enclosure Box (Indoor Type) | 630 A, 500V,36 KA 4 Pole MCCB Enclosure Box (Indoor Type) | Nos | 1 | 900 | Approved
The Ramdulari | BLOCK | Electrical | DG Cost | WO/RP/RP02/87 | DIAMOND PROJECTS | 250 A, 500V,36 KA 4 Pole MCCB Enclosure Box | 250 A, 500V,36 KA 4 Pole MCCB Enclosure Box | Nos | 1 | 800 | Approved
The Ramdulari | BLOCK | Electrical | DG Cost | WO/RP/RP02/87 | DIAMOND PROJECTS | Plumbing Panel (Indoor Type) | Plumbing Panel (Indoor Type) | Nos | 1 | 3000 | Approved
The Ramdulari | BLOCK | Electrical | DG Cost | WO/RP/RP02/87 | DIAMOND PROJECTS | 8Way VTPN DB | 8Way VTPN DB | Nos | 1 | 1800 | Approved
The Ramdulari | BLOCK | Electrical | DG Cost | WO/RP/RP02/87 | DIAMOND PROJECTS | 3.5 Core 300 sq.mm. Al. Ar. XLPE Cable | 3.5 Core 300 sq.mm. Al. Ar. XLPE Cable | Mtrs. | 80 | 82 | Approved
The Ramdulari | BLOCK | Electrical | DG Cost | WO/RP/RP02/87 | DIAMOND PROJECTS | 3.5 Core 240 sq.mm. Al. Ar. XLPE Cable | 3.5 Core 240 sq.mm. Al. Ar. XLPE Cable | Mtrs. | 276 | 75 | Approved
The Ramdulari | BLOCK | Electrical | DG Cost | WO/RP/RP02/87 | DIAMOND PROJECTS | 3.5 Core 185 sq.mm. Al. Ar. XLPE Cable | 3.5 Core 185 sq.mm. Al. Ar. XLPE Cable | Mtrs. | 114 | 67 | Approved
The Ramdulari | BLOCK | Electrical | DG Cost | WO/RP/RP02/87 | DIAMOND PROJECTS | 3.5 Core 95 sq.mm. Al. Ar. XLPE Cable | 3.5 Core 95 sq.mm. Al. Ar. XLPE Cable | Mtrs. | 54 | 61 | Approved
The Ramdulari | BLOCK | Electrical | DG Cost | WO/RP/RP02/87 | DIAMOND PROJECTS | 3.5 Core 35 sq.mm. Al. Ar. XLPE Cable | 3.5 Core 35 sq.mm. Al. Ar. XLPE Cable | Mtrs. | 316 | 47 | Approved
The Ramdulari | BLOCK | Electrical | DG Cost | WO/RP/RP02/87 | DIAMOND PROJECTS | 4 Core 25 sq.mm. Al. Ar. XLPE Cable | 4 Core 25 sq.mm. Al. Ar. XLPE Cable | Mtrs. | 186 | 46 | Approved
The Ramdulari | BLOCK | Electrical | DG Cost | WO/RP/RP02/87 | DIAMOND PROJECTS | 4 Core 16 sq.mm. Al. Ar. XLPE Cable | 4 Core 16 sq.mm. Al. Ar. XLPE Cable | Mtrs. | 196 | 40 | Approved
The Ramdulari | BLOCK | Electrical | DG Cost | WO/RP/RP02/87 | DIAMOND PROJECTS | 4 Core 2.5 sqmm Cu. Ar. XLPE Cable | 4 Core 2.5 sqmm Cu. Ar. XLPE Cable | Mtrs. | 200 | 26 | Approved
The Ramdulari | BLOCK | Electrical | DG Cost | WO/RP/RP02/87 | DIAMOND PROJECTS | 3.5 Core 240 sq.mm. Al. Ar. XLPE FRLS Cable | 3.5 Core 240 sq.mm. Al. Ar. XLPE FRLS Cable | Mtrs. | 128 | 75 | Approved
The Ramdulari | BLOCK | Electrical | DG Cost | WO/RP/RP02/87 | DIAMOND PROJECTS | 3.5 Core 185 sq.mm. Al. Ar. XLPE FRLS Cable | 3.5 Core 185 sq.mm. Al. Ar. XLPE FRLS Cable | Mtrs. | 180 | 67 | Approved
The Ramdulari | BLOCK | Electrical | DG Cost | WO/RP/RP02/87 | DIAMOND PROJECTS | 4 Core 70 sq.mm. Al. Ar.XLPE. FRLS. Cable | 4 Core 70 sq.mm. Al. Ar.XLPE. FRLS. Cable | Mtrs. | 12 | 59 | Approved
The Ramdulari | BLOCK | Electrical | DG Cost | WO/RP/RP02/87 | DIAMOND PROJECTS | 4 Core 50 sq.mm. Al. Ar.XLPE. FRLS. Cable | 4 Core 50 sq.mm. Al. Ar.XLPE. FRLS. Cable | Mtrs. | 20 | 54 | Approved
The Ramdulari | BLOCK | Electrical | DG Cost | WO/RP/RP02/87 | DIAMOND PROJECTS | 4 Core 25 sq.mm. Al. Ar. XLPE FRLS Cable | 4 Core 25 sq.mm. Al. Ar. XLPE FRLS Cable | Mtrs. | 272 | 46 | Approved
The Ramdulari | BLOCK | Electrical | DG Cost | WO/RP/RP02/87 | DIAMOND PROJECTS | 4 Core 16 sq.mm. Al. Ar. XLPE FRLS Cable | 4 Core 16 sq.mm. Al. Ar. XLPE FRLS Cable | Mtrs. | 30 | 40 | Approved
The Ramdulari | BLOCK | Electrical | DG Cost | WO/RP/RP02/87 | DIAMOND PROJECTS | 3.5 Core 300 sq.mm. Al. Ar. XLPE Cable | 3.5 Core 300 sq.mm. Al. Ar. XLPE Cable | Nos | 10 | 1685 | Approved
The Ramdulari | BLOCK | Electrical | DG Cost | WO/RP/RP02/87 | DIAMOND PROJECTS | 3.5 Core 240 sq.mm. Al. Ar. XLPE Cable | 3.5 Core 240 sq.mm. Al. Ar. XLPE Cable | Nos | 12 | 1575 | Approved
The Ramdulari | BLOCK | Electrical | DG Cost | WO/RP/RP02/87 | DIAMOND PROJECTS | 3.5 Core 185 sq.mm. Al. Ar. XLPE Cable | 3.5 Core 185 sq.mm. Al. Ar. XLPE Cable | Nos | 6 | 1310 | Approved
The Ramdulari | BLOCK | Electrical | DG Cost | WO/RP/RP02/87 | DIAMOND PROJECTS | 3.5 Core 95 sq.mm. Al. Ar. XLPE Cable | 3.5 Core 95 sq.mm. Al. Ar. XLPE Cable | Nos | 2 | 1035 | Approved
The Ramdulari | BLOCK | Electrical | DG Cost | WO/RP/RP02/87 | DIAMOND PROJECTS | 3.5 Core 35 sq.mm. Al. Ar. XLPE Cable | 3.5 Core 35 sq.mm. Al. Ar. XLPE Cable | Nos | 8 | 760 | Approved
The Ramdulari | BLOCK | Electrical | DG Cost | WO/RP/RP02/87 | DIAMOND PROJECTS | 4 Core 25 sq.mm. Al. Ar. XLPE Cable | 4 Core 25 sq.mm. Al. Ar. XLPE Cable | Nos | 8 | 760 | Approved
The Ramdulari | BLOCK | Electrical | DG Cost | WO/RP/RP02/87 | DIAMOND PROJECTS | 4 Core 16 sq.mm. Al. Ar. XLPE Cable | 4 Core 16 sq.mm. Al. Ar. XLPE Cable | Nos | 4 | 450 | Approved
The Ramdulari | BLOCK | Electrical | DG Cost | WO/RP/RP02/87 | DIAMOND PROJECTS | 4 Core 2.5 sqmm Cu. Ar. XLPE Cable | 4 Core 2.5 sqmm Cu. Ar. XLPE Cable | Nos | 8 | 156 | Approved
The Ramdulari | BLOCK | Electrical | DG Cost | WO/RP/RP02/87 | DIAMOND PROJECTS | 3.5 Core 240 sq.mm. Al. Ar. XLPE FRLS Cable | 3.5 Core 240 sq.mm. Al. Ar. XLPE FRLS Cable | Nos | 8 | 1575 | Approved
The Ramdulari | BLOCK | Electrical | DG Cost | WO/RP/RP02/87 | DIAMOND PROJECTS | 3.5 Core 185 sq.mm. Al. Ar. XLPE FRLS Cable | 3.5 Core 185 sq.mm. Al. Ar. XLPE FRLS Cable | Nos | 4 | 1310 | Approved
The Ramdulari | BLOCK | Electrical | DG Cost | WO/RP/RP02/87 | DIAMOND PROJECTS | 4 Core 70 sq.mm. Al. Ar.XLPE. FRLS. Cable | 4 Core 70 sq.mm. Al. Ar.XLPE. FRLS. Cable | Nos | 2 | 880 | Approved
The Ramdulari | BLOCK | Electrical | DG Cost | WO/RP/RP02/87 | DIAMOND PROJECTS | 4 Core 50 sq.mm. Al. Ar.XLPE. FRLS. Cable | 4 Core 50 sq.mm. Al. Ar.XLPE. FRLS. Cable | Nos | 2 | 850 | Approved
The Ramdulari | BLOCK | Electrical | DG Cost | WO/RP/RP02/87 | DIAMOND PROJECTS | 4 Core 25 sq.mm. Al. Ar. XLPE FRLS Cable | 4 Core 25 sq.mm. Al. Ar. XLPE FRLS Cable | Nos | 4 | 850 | Approved
The Ramdulari | BLOCK | Electrical | DG Cost | WO/RP/RP02/87 | DIAMOND PROJECTS | 4 Core 16 sq.mm. Al. Ar. XLPE FRLS Cable | 4 Core 16 sq.mm. Al. Ar. XLPE FRLS Cable | Nos | 4 | 450 | Approved
The Ramdulari | BLOCK | Electrical | DG Cost | WO/RP/RP02/87 | DIAMOND PROJECTS | 50 X 6 MM GI strip | 50 X 6 MM GI strip | Mtrs. | 600 | 240 | Approved
The Ramdulari | BLOCK | Electrical | DG Cost | WO/RP/RP02/87 | DIAMOND PROJECTS | 25 X 6 MM GI strip | 25 X 6 MM GI strip | Mtrs. | 480 | 140 | Approved
The Ramdulari | BLOCK | Electrical | DG Cost | WO/RP/RP02/87 | DIAMOND PROJECTS | 8 SWG GI wire | 8 SWG GI wire | Mtrs. | 200 | 22 | Approved
The Ramdulari | BLOCK | Electrical | DG Cost | WO/RP/RP02/87 | DIAMOND PROJECTS | 750 MM wide Hot dep Galvanised Ladder type cable tray. | 750 MM wide Hot dep Galvanised Ladder type cable tray. | Mtrs. | 40 | 1020 | Approved
The Ramdulari | BLOCK | Electrical | DG Cost | WO/RP/RP02/87 | DIAMOND PROJECTS | 600 MM wide Hot dep Galvanised Ladder type cable tray. | 600 MM wide Hot dep Galvanised Ladder type cable tray. | Mtrs. | 40 | 930 | Approved
The Ramdulari | BLOCK | Electrical | DG Cost | WO/RP/RP02/87 | DIAMOND PROJECTS | 450 MM wide Hot dep Galvanised Ladder type cable tray . | 450 MM wide Hot dep Galvanised Ladder type cable tray . | Mtrs. | 20 | 760 | Approved
The Ramdulari | BLOCK | Electrical | DG Cost | WO/RP/RP02/87 | DIAMOND PROJECTS | 300 MM wide Hot dep Galvanised Ladder type cable tray . | 300 MM wide Hot dep Galvanised Ladder type cable tray . | Mtrs. | 80 | 610 | Approved
The Ramdulari | BLOCK | Electrical | DG Cost | WO/RP/RP02/87 | DIAMOND PROJECTS | 200 MM wide Hot dep Galvanised Ladder type cable tray. | 200 MM wide Hot dep Galvanised Ladder type cable tray. | Mtrs. | 20 | 450 | Approved
The Ramdulari | BLOCK | Electrical | DG Cost | WO/RP/RP02/87 | DIAMOND PROJECTS | 200 MM wide Hot dep Galvanised perforated type cable tray with 10 mm dia full thread Rod . (Basement FDA Shaft to Security Gate) | 200 MM wide Hot dep Galvanised perforated type cable tray with 10 mm dia full thread Rod . (Basement FDA Shaft to Security Gate) | Mtrs. | 140 | 430 | Approved
The Ramdulari | COMMON INFRASTRUCTURE | Hardscape |  | WO/RP/RP03/39 | Suraj Enterprise | Charges of Unskilled Labour for misc. work as per direction of EIC. | Charges of Unskilled labour for misc work as per direction of EIC. | Nos | 950 | 525 | Approved
The Ramdulari | COMMON INFRASTRUCTURE | Hardscape |  | WO/RP/RP03/39 | Suraj Enterprise | loading - unloading, t | Charges for loading - unloading, transportation, hire charges for machinery work as per direction of Engineer-in-Charge. | Lump Sum | 1 | 24000 | Approved
The Ramdulari | BLOCK | Wood Work |  | WO/RP/RP02/89 | ADA-METCON | MS Duct/Shaft door & MS Lintel Work | MS Duct/Shaft door & MS Lintel Work |  | 0 | 0 | Approved
The Ramdulari | BLOCK | Wood Work |  | WO/RP/RP02/89 | ADA-METCON | Duct Door | Supply, fabrication & Erection of MS Duct Cover powder coated (Colour code RAL 9002 Grey White ) made of 1.6 mm sheet (2.0 kg per SQFT approx. weight) with frame fittings including transportation, lifting, fixing all complete in all respect as per drawing and direction of EIC. Details as per Annexure I. Final measurements to be taken from the site. | Kg | 6552 | 155 | Approved
SOUTHWINDS PROJECT LLP (PHASE - III & IV) | PRE-CONSTRUCTION PHASE - III & IV | Plumbing/Sanitory |  | WO/SP34/PC34/70 | Compact Solutionz | WTP Rectification work for MLCP and Block - 13 as per direction and satisfaction of EIC. | WTP Rectification work for MLCP and Block - 13 as per direction and satisfaction of EIC. |  | 0 | 0 | Approved
SOUTHWINDS PROJECT LLP (PHASE - III & IV) | PRE-CONSTRUCTION PHASE - III & IV | Plumbing/Sanitory |  | WO/SP34/PC34/70 | Compact Solutionz | Rectification of Filter Housing | Rectification of Filter Housing with Plumbing Fittings (MLCP) | Set | 1 | 850 | Approved
SOUTHWINDS PROJECT LLP (PHASE - III & IV) | PRE-CONSTRUCTION PHASE - III & IV | Plumbing/Sanitory |  | WO/SP34/PC34/70 | Compact Solutionz | Supply of 20"X4" Jumbo Micron Cartridge Filter | Supply of 20"X4" Jumbo Micron Cartridge Filter (MLCP - 2 Nos. & Block 13 - 1 Nos. | Nos | 3 | 495 | Approved
SOUTHWINDS PROJECT LLP (PHASE - III & IV) | PRE-CONSTRUCTION PHASE - III & IV | Plumbing/Sanitory |  | WO/SP34/PC34/70 | Compact Solutionz | Supply of 25mm Top Mounted Multiport Value | Supply of 25mm Top Mounted Multiport Value (Block 13) | Nos | 1 | 2950 | Approved
SOUTHWINDS PROJECT LLP (PHASE - III & IV) | PRE-CONSTRUCTION PHASE - III & IV | Plumbing/Sanitory |  | WO/SP34/PC34/70 | Compact Solutionz | Labour Charges for Installation & Commissioning | Labour Charges for Installation & Commissioning | Nos | 2 | 1500 | Approved
SOUTHWINDS PROJECT LLP (PHASE - III & IV) | PRE-CONSTRUCTION PHASE - III & IV | Plumbing/Sanitory |  | WO/SP34/PC34/70 | Compact Solutionz | Freight, Loading & Un-loading Charge | Freight, Loading & Un-loading Charge | Nos | 1 | 2000 | Approved
Primarc Aadvika | COMMON INFRASTRUCTURE | Grill / Steel Work | Gate and Security Room | WO/HW1/PHW2/15 | ADA-METCON | Extra Item for Re-fixing of gate at new location | Extra Item for Re-fixing of gate at new location |  | 0 | 0 | Approved
Primarc Aadvika | COMMON INFRASTRUCTURE | Grill / Steel Work | Gate and Security Room | WO/HW1/PHW2/15 | ADA-METCON | Dismantling & Re-fixing | Labour Charges for Dismantling and re-fixing of MS structure for main gate, including necessary tools, tackles, labour, and all incidental works, complete as per direction of Engineer-in-Charge. | Lump Sum | 1 | 22000 | Approved
Primarc Aadvika | COMMON INFRASTRUCTURE | Grill / Steel Work | Gate and Security Room | WO/HW1/PHW2/15 | ADA-METCON | extra material | Providing and fixing extra materials (including ISMB 125 sections, wheel movement rods, base plates, or other required items, primarily embedded in concrete) for re-fixing the gate at a new location, including supply, fabrication, installation, tools, tackles, labour, and loading–unloading, complete as per drawing, specification, and direction of the Engineer-in-Charge. | Kg | 325 | 120 | Approved
Primarc Aadvika | COMMON INFRASTRUCTURE | Grill / Steel Work | Gate and Security Room | WO/HW1/PHW2/15 | ADA-METCON | Transportation | Charges for Transportation of Material | Lump Sum | 1 | 3000 | Approved
Primarc Chambers | BLOCK | Wood Work |  | WO/PCH/PC01/61 | B. S. Furniture | Door Shutter Fixing as per direction of EIC. | Labour charges for lifting, carrying and fixing of Flush Door Shutters including fixing of Laminates with 1x1mm groove at the front side and back side of the shutter, including fixing of vision panel (Size - 150X1950mm), door bidding(25mmX6mm(both side), 40mmX6mm) including polish, door closure, handle, stopper, mortise lock and other accessories as per drawing along with supply of ss screw,pvc gutkha,nails, muskin tape and fevicol as necessary for entire work, cleaning the work area, shifting all the debris/wastes to a designated place at ground floor level, at all level as per approved drawing and direction of Engineer in charge. (Wooden Flush door shutter, door bidding, vision glass, all hardwares as mentioned above including hinges, Laminate, will be supplied by client free of cost and on reconciliation basis) Screwing on Hinges must be done by machine, not manually Door Marked D5-(2000 mm x 2340mm, 40mm thk.)- Double Leaf |  | 0 | 0 | Approved
Primarc Chambers | BLOCK | Wood Work |  | WO/PCH/PC01/61 | B. S. Furniture | Door Shutter Fixing | Door Shutter Fixing | Nos | 2 | 1200 | Approved
Primarc Chambers | BLOCK | Wood Work |  | WO/PCH/PC01/61 | B. S. Furniture | Laminate Pasting | Laminate Pasting | Nos | 2 | 3000 | Approved
Primarc Chambers | BLOCK | Wood Work |  | WO/PCH/PC01/61 | B. S. Furniture | Hardware Fixing | Hardware Fixing | Nos | 2 | 650 | Approved
Primarc Chambers | BLOCK | Wood Work |  | WO/PCH/PC01/61 | B. S. Furniture | Groove Polish | Groove Polish | Rft | 105 | 25 | Approved
Primarc Chambers | BLOCK | Wood Work |  | WO/PCH/PC01/61 | B. S. Furniture | Vision Glass Fixing | Vision Glass Fixing | Nos | 4 | 150 | Approved
Primarc Chambers | BLOCK | Wood Work |  | WO/PCH/PC01/61 | B. S. Furniture | Door Bidding Fixing & Polishing(40mmX6mm) | Door Bidding Fixing & Polishing(40mmX6mm) | Rft | 172.53 | 40 | Approved
Primarc Chambers | BLOCK | Wood Work |  | WO/PCH/PC01/61 | B. S. Furniture | Door Bidding Fixing & Polishing(25mmX6mm) | Door Bidding Fixing & Polishing(25mmX6mm) | Rft | 110.21 | 40 | Approved
SOUTHWINDS PROJECT LLP (PHASE - III & IV) | FINISHING PHASE - IV | Window and Glazing |  | WO/SP34/FW4/41 | Glass Facades | DW2 (1800 X 2450) mm - Size Change, Actual Size : (1845 X 2395) - Difference Qty. | DW2 (1800 X 2450) mm - Size Change, Actual Size : (1845 X 2395) - Difference Qty. | Sq.Ft. | 3.42 | 409.95 | Approved
SOUTHWINDS PROJECT LLP (PHASE - III & IV) | FINISHING PHASE - IV | Window and Glazing |  | WO/SP34/FW4/41 | Glass Facades | V (1000 X 300) mm - Fixed Aluminium Louvers with 2 Panel | V (1000 X 300) mm Providing & Fixing of Fixed Aluminium Louvers with 2 Panel including all fitting and fixture at all level as per approved drawing, Sample and direction of EIC. Materials Details Specification attached in Annexure-I Location: Corridor | Sq.Ft. | 58.122 | 746.42 | Approved
SOUTHWINDS PROJECT LLP (PHASE - III & IV) | FINISHING PHASE - IV | Window and Glazing |  | WO/SP34/FW4/41 | Glass Facades | SWF (1200 X 550) mm - Single Panel Fixed Glass | SWF (1200 X 550) mm Providing & Fixing of Single Panel Fixed Glass (5 mm Clear Toughened Glass) including all fitting and fixture at all level as per approved drawing, Sample and direction of EIC. Materials Details Specification attached in Annexure-I Location: Stair | Sq.Ft. | 21.312 | 407.06 | Approved
AARANYA | PRE-CONSTRUCTION PHASE | Site Office | HVAC Work | WO/PKB/PKB1/20 | UNIVERSAL ENERGY SOLUTIONS PVT. LTD. | Supply of VRV systems including topping R410A gas as per site requirements. Refrigerant shall be environment friendly R410A. | Supply of VRV systems including topping R410A gas as per site requirements. Refrigerant shall be environment friendly R410A. | HP | 8 | 663 | Approved
AARANYA | PRE-CONSTRUCTION PHASE | Site Office | HVAC Work | WO/PKB/PKB1/20 | UNIVERSAL ENERGY SOLUTIONS PVT. LTD. | Supply R32 gas as per site requirements. | Supply R32 gas as per site requirements. | Nos | 4 | 1540 | Approved
AARANYA | PRE-CONSTRUCTION PHASE | Site Office | HVAC Work | WO/PKB/PKB1/20 | UNIVERSAL ENERGY SOLUTIONS PVT. LTD. | Supply of Refnet Joint for VRV system. | Supply of Refnet Joint for VRV system. | Nos | 2 | 2782 | Approved
AARANYA | PRE-CONSTRUCTION PHASE | Site Office | HVAC Work | WO/PKB/PKB1/20 | UNIVERSAL ENERGY SOLUTIONS PVT. LTD. | Copper Refrigerant Piping with Insulation for inside the building:(VRV) | Copper Refrigerant Piping with Insulation for inside the building:(VRV) Supply of Copper Refrigerant piping for VRV system complete with fittings, supports, joining, Class O insulation plain nitrile tube, commissioing as per spectifications , all accessories as per spectifications any other item required to complete the system. The all copper pipe except inside shaft shall be lying on perforated cable tray. The price for cable tray shall be measured and billed sepRtely with item No. 10(Cable Tray) |  | 0 | 0 | Approved
AARANYA | PRE-CONSTRUCTION PHASE | Site Office | HVAC Work | WO/PKB/PKB1/20 | UNIVERSAL ENERGY SOLUTIONS PVT. LTD. | 6.4 mm dia SD - 13 mm thk. Insulation | 6.4 mm dia SD - 13 mm thk. Insulation | RMT | 10 | 258 | Approved
AARANYA | PRE-CONSTRUCTION PHASE | Site Office | HVAC Work | WO/PKB/PKB1/20 | UNIVERSAL ENERGY SOLUTIONS PVT. LTD. | 9.5 mm dia SD - 19 mm thk. Insulation | 9.5 mm dia SD - 19 mm thk. Insulation | RMT | 22 | 344 | Approved
AARANYA | PRE-CONSTRUCTION PHASE | Site Office | HVAC Work | WO/PKB/PKB1/20 | UNIVERSAL ENERGY SOLUTIONS PVT. LTD. | 12.7 mm dia SD - 19 mm thk. Insulation | 12.7 mm dia SD - 19 mm thk. Insulation | RMT | 10 | 490 | Approved
AARANYA | PRE-CONSTRUCTION PHASE | Site Office | HVAC Work | WO/PKB/PKB1/20 | UNIVERSAL ENERGY SOLUTIONS PVT. LTD. | 15.9 mm dia HD - 19 mm thk. Insulation | 15.9 mm dia HD - 19 mm thk. Insulation | RMT | 10 | 694 | Approved
AARANYA | PRE-CONSTRUCTION PHASE | Site Office | HVAC Work | WO/PKB/PKB1/20 | UNIVERSAL ENERGY SOLUTIONS PVT. LTD. | 19.1 mm dia HD - 25 mm thk. Insulation | 19.1 mm dia HD - 25 mm thk. Insulation | RMT | 15 | 756 | Approved
AARANYA | PRE-CONSTRUCTION PHASE | Site Office | HVAC Work | WO/PKB/PKB1/20 | UNIVERSAL ENERGY SOLUTIONS PVT. LTD. | Copper Refrigerent Piping with insulation for terrece :(VRV) | Copper Refrigerent Piping with insulation for terrece :(VRV) Supply of Copper Refrigerant piping for VRV system complete with fittings, supports, joining, Class O plain insulation nitrile tube, commissioing as per spectifications , all accessories as per spectifications any other item required to complete the system. The all copper pipe except inside shaft shall be lying on perforated cable tray. The price for cable tray shall be measured and billed separatly with item No. 10 (Cable Tray) |  | 0 | 0 | Approved
AARANYA | PRE-CONSTRUCTION PHASE | Site Office | HVAC Work | WO/PKB/PKB1/20 | UNIVERSAL ENERGY SOLUTIONS PVT. LTD. | 41.3 mm dia HD - 25 mm thk. Insulation | 41.3 mm dia HD - 25 mm thk. Insulation | RMT | 0 | 2443 | Approved
AARANYA | PRE-CONSTRUCTION PHASE | Site Office | HVAC Work | WO/PKB/PKB1/20 | UNIVERSAL ENERGY SOLUTIONS PVT. LTD. | 34.9 mm dia HD - 25 mm thk. Insulation | 34.9 mm dia HD - 25 mm thk. Insulation | RMT | 0 | 1824 | Approved
AARANYA | PRE-CONSTRUCTION PHASE | Site Office | HVAC Work | WO/PKB/PKB1/20 | UNIVERSAL ENERGY SOLUTIONS PVT. LTD. | 28.6 mm dia HD - 25 mm thk. Insulation | 28.6 mm dia HD - 25 mm thk. Insulation 12.7 mm dia SD - 19 mm thk. Insulation | RMT | 0 | 1306 | Approved
AARANYA | PRE-CONSTRUCTION PHASE | Site Office | HVAC Work | WO/PKB/PKB1/20 | UNIVERSAL ENERGY SOLUTIONS PVT. LTD. | 19.1 mm dia HD - 25 mm thk. Insulation | 19.1 mm dia HD - 25 mm thk. Insulation | RMT | 6 | 847 | Approved
AARANYA | PRE-CONSTRUCTION PHASE | Site Office | HVAC Work | WO/PKB/PKB1/20 | UNIVERSAL ENERGY SOLUTIONS PVT. LTD. | 15.9 mm dia HD - 19 mm thk. Insulation | 15.9 mm dia HD - 19 mm thk. Insulation | RMT | 0 | 785 | Approved
AARANYA | PRE-CONSTRUCTION PHASE | Site Office | HVAC Work | WO/PKB/PKB1/20 | UNIVERSAL ENERGY SOLUTIONS PVT. LTD. | 12.7 mm dia SD - 19 mm thk. Insulation | 12.7 mm dia SD - 19 mm thk. Insulation | RMT | 0 | 564 | Approved
AARANYA | PRE-CONSTRUCTION PHASE | Site Office | HVAC Work | WO/PKB/PKB1/20 | UNIVERSAL ENERGY SOLUTIONS PVT. LTD. | 9.5 mm dia SD - 19 mm thk. Insulation | 9.5 mm dia SD - 19 mm thk. Insulation | RMT | 6 | 407 | Approved
AARANYA | PRE-CONSTRUCTION PHASE | Site Office | HVAC Work | WO/PKB/PKB1/20 | UNIVERSAL ENERGY SOLUTIONS PVT. LTD. | Copper Refrigerant Piping with Insulation for NON VRV Hiwall units | Copper Refrigerant Piping with Insulation for NON VRV Hiwall units: Supply of refrigerant copper pipe set of Liquid & Suction with nitrile rubber insulation through out the running length. Thickness of insulation should be 13 mm upto 15.9 mm copper pipe & 19 mm for above. Insulation will be Class O type. Pipe thickness will be as per specification. The piping shall be well supported at specific intervals with Clamps or anchor fasteners. |  | 0 | 0 | Approved
AARANYA | PRE-CONSTRUCTION PHASE | Site Office | HVAC Work | WO/PKB/PKB1/20 | UNIVERSAL ENERGY SOLUTIONS PVT. LTD. | Copper Refrigerant Piping 1/4" | Copper Refrigerant Piping 1/4" | RMT | 20 | 285 | Approved
AARANYA | PRE-CONSTRUCTION PHASE | Site Office | HVAC Work | WO/PKB/PKB1/20 | UNIVERSAL ENERGY SOLUTIONS PVT. LTD. | Copper Refrigerant Piping 3/8" | Copper Refrigerant Piping 3/8" | RMT | 9 | 387 | Approved
AARANYA | PRE-CONSTRUCTION PHASE | Site Office | HVAC Work | WO/PKB/PKB1/20 | UNIVERSAL ENERGY SOLUTIONS PVT. LTD. | Copper Refrigerant Piping 1/2" | Copper Refrigerant Piping 1/2" | RMT | 20 | 487 | Approved
AARANYA | PRE-CONSTRUCTION PHASE | Site Office | HVAC Work | WO/PKB/PKB1/20 | UNIVERSAL ENERGY SOLUTIONS PVT. LTD. | Copper Refrigerant Piping 5/8'' | Copper Refrigerant Piping 5/8'' | RMT | 9 | 636 | Approved
AARANYA | PRE-CONSTRUCTION PHASE | Site Office | HVAC Work | WO/PKB/PKB1/20 | UNIVERSAL ENERGY SOLUTIONS PVT. LTD. | Communication Cable | Communication Cable: Supply of Control cum Transmission wiring in suitable conduits between indoor & outdoor units. |  | 0 | 0 | Approved
AARANYA | PRE-CONSTRUCTION PHASE | Site Office | HVAC Work | WO/PKB/PKB1/20 | UNIVERSAL ENERGY SOLUTIONS PVT. LTD. | 2C X 1.0 Sq.mm Copper Flexible | 2C X 1.0 Sq.mm Copper Flexible | RMT | 60 | 58 | Approved
AARANYA | PRE-CONSTRUCTION PHASE | Site Office | HVAC Work | WO/PKB/PKB1/20 | UNIVERSAL ENERGY SOLUTIONS PVT. LTD. | Supply of Communication cable for IDU & ODU | Supply of Communication cable for IDU & ODU | RMT | 29 | 205 | Approved
AARANYA | PRE-CONSTRUCTION PHASE | Site Office | HVAC Work | WO/PKB/PKB1/20 | UNIVERSAL ENERGY SOLUTIONS PVT. LTD. | Drain Piping: | Drain Piping: Supply of floor wise Drain Piping with all necessary fittings & supporting arrangement duly insulated with 9 mm thick tubular elastomeric nitrile rubber insulation. |  | 0 | 0 | Approved
AARANYA | PRE-CONSTRUCTION PHASE | Site Office | HVAC Work | WO/PKB/PKB1/20 | UNIVERSAL ENERGY SOLUTIONS PVT. LTD. | 50 mm NB rigid CPVC/UPVC Pipe with insulation | 50 mm NB rigid CPVC/UPVC Pipe with insulation | RMT | 0 | 857 | Approved
AARANYA | PRE-CONSTRUCTION PHASE | Site Office | HVAC Work | WO/PKB/PKB1/20 | UNIVERSAL ENERGY SOLUTIONS PVT. LTD. | 40 mm NB rigid CPVC/UPVC Pipe with insulation | 40 mm NB rigid CPVC/UPVC Pipe with insulation | RMT | 0 | 565 | Approved
AARANYA | PRE-CONSTRUCTION PHASE | Site Office | HVAC Work | WO/PKB/PKB1/20 | UNIVERSAL ENERGY SOLUTIONS PVT. LTD. | 32 mm NB rigid CPVC/UPVC Pipe with insulation | 32 mm NB rigid CPVC/UPVC Pipe with insulation | RMT | 12 | 314 | Approved
AARANYA | PRE-CONSTRUCTION PHASE | Site Office | HVAC Work | WO/PKB/PKB1/20 | UNIVERSAL ENERGY SOLUTIONS PVT. LTD. | 25 mm NB rigid CPVC/UPVC/Breded Pipe with insulation | 25 mm NB rigid CPVC/UPVC/Breded Pipe with insulation | RMT | 50 | 248 | Approved
AARANYA | PRE-CONSTRUCTION PHASE | Site Office | HVAC Work | WO/PKB/PKB1/20 | UNIVERSAL ENERGY SOLUTIONS PVT. LTD. | Supply of Outdoor Bracket | Supply of Outdoor Bracket. | Nos | 4 | 565 | Approved
AARANYA | PRE-CONSTRUCTION PHASE | Site Office | HVAC Work |  |  | Perforated/Ladder cable trays | Supply of 1.6 mm thick (upto 300mm) and 2.0mm thick (above 300mm) hot plated GI pre fabricated perforated/Ladder cable trays in horizontal or vertical formation complete with duely painted MS structural supports and Necessary demarkation. |  |  |  | Approved
AARANYA | PRE-CONSTRUCTION PHASE | Site Office | HVAC Work |  |  | 150 mm wide x 25mm Height | 150 mm wide x 25mm Height | RMT |  |  | Approved
AARANYA | PRE-CONSTRUCTION PHASE | Site Office | HVAC Work |  |  | 300 mm wide x 25mm Height | 300 mm wide x 25mm Height | RMT |  |  | Approved
AARANYA | PRE-CONSTRUCTION PHASE | Site Office | HVAC Work |  |  | 450 mm wide x 50mm Height | 450 mm wide x 50mm Height | RMT |  |  | Approved
AARANYA | PRE-CONSTRUCTION PHASE | Site Office | HVAC Work |  |  | 600 mm wide x 50mm Height | 600 mm wide x 50mm Height | RMT |  |  | Approved
AARANYA | PRE-CONSTRUCTION PHASE | Site Office | HVAC Work | WO/PKB/PKB1/21 | UNIVERSAL ENERGY SOLUTIONS PVT. LTD. | VRV Outdoor Units | VRV Outdoor Units: Installation, testing & Commissioning of factory assembled DAIKIN make VRV OUTDOOR Units are complete with compressor, condenser, condenser fan, controller & suitable for R-410A Refrigerant with all accessories to complete the system. |  | 0 | 0 | Approved
AARANYA | PRE-CONSTRUCTION PHASE | Site Office | HVAC Work | WO/PKB/PKB1/21 | UNIVERSAL ENERGY SOLUTIONS PVT. LTD. | VRV Indoor Units | VRV Indoor Units |  | 0 | 0 | Approved
AARANYA | PRE-CONSTRUCTION PHASE | Site Office | HVAC Work | WO/PKB/PKB1/21 | UNIVERSAL ENERGY SOLUTIONS PVT. LTD. | Installation,testing & Commissioining of of NON VRV Hiwall Units | Installation,testing & Commissioining of of NON VRV Hiwall Units |  | 0 | 0 | Approved
AARANYA | PRE-CONSTRUCTION PHASE | Site Office | HVAC Work | WO/PKB/PKB1/21 | UNIVERSAL ENERGY SOLUTIONS PVT. LTD. | Installation , Commissioning of VRV systems including topping R410A gas as per site requirements. Refrigerant shall be environment friendly R410A. | Installation , Commissioning of VRV systems including topping R410A gas as per site requirements. Refrigerant shall be environment friendly R410A. | HP | 8 | 80 | Approved
AARANYA | PRE-CONSTRUCTION PHASE | Site Office | HVAC Work | WO/PKB/PKB1/21 | UNIVERSAL ENERGY SOLUTIONS PVT. LTD. | Charges of Topping R32 gas as per site requirements. | Charges of Topping R32 gas as per site requirements. | Nos | 4 | 80 | Approved
AARANYA | PRE-CONSTRUCTION PHASE | Site Office | HVAC Work | WO/PKB/PKB1/21 | UNIVERSAL ENERGY SOLUTIONS PVT. LTD. | Installation of Refnet Joint for VRV system. | Installation of Refnet Joint for VRV system. | Nos. | 2 | 450 | Approved
AARANYA | PRE-CONSTRUCTION PHASE | Site Office | HVAC Work | WO/PKB/PKB1/21 | UNIVERSAL ENERGY SOLUTIONS PVT. LTD. | Charges of servicing of Existing units | Charges of servicing of Existing units | Nos | 4 | 1350 | Approved
AARANYA | PRE-CONSTRUCTION PHASE | Site Office | HVAC Work | WO/PKB/PKB1/21 | UNIVERSAL ENERGY SOLUTIONS PVT. LTD. | Copper Refrigerant Piping with Insulation for inside the building:(VRV) | Copper Refrigerant Piping with Insulation for inside the building: (VRV) Installation, Testing & Commissioning of Copper Refrigerant piping for VRV system complete with fittings, supports, joining, Class O plain insulation nitrile tube, commissioning as per specifications, all accessories as per specifications any other item required to complete the system. The all copper pipe except inside shaft shall be lying on perforated cable tray. The price for cable tray shall be measured and billed separately with item No. 14 (Cable Tray) |  | 0 | 0 | Approved
AARANYA | PRE-CONSTRUCTION PHASE | Site Office | HVAC Work | WO/PKB/PKB1/21 | UNIVERSAL ENERGY SOLUTIONS PVT. LTD. | Copper Refrigerent Piping with insulation for terrece :(VRV) | Copper Refrigerant Piping with insulation for terrace: (VRV) Installation, Testing & Commissioning of Copper Refrigerant piping for VRV system complete with fittings, supports, joining, Class O plain insulation nitrile tube, commissioning as per specifications, all accessories as per specifications any other item required to complete the system. The all copper pipe except inside shaft shall be lying on perforated cable tray. The price for cable tray shall be measured and billed separately with item No. 14(Cable Tray) |  | 0 | 0 | Approved
AARANYA | PRE-CONSTRUCTION PHASE | Site Office | HVAC Work | WO/PKB/PKB1/21 | UNIVERSAL ENERGY SOLUTIONS PVT. LTD. | Copper Refrigerant Piping with Insulation for NON VRV Hiwall units | Copper Refrigerant Piping with Insulation for NON VRV Hiwall units: Laying & Testing of refrigerant copper pipe set of Liquid & Suction with nitrile rubber insulation throughout the running length. Thickness of insulation should be 13 mm upto 15.9mm copper pipe & 19 mm for above. Insulation will be Class O type. Pipe thickness will be as per specification. The piping shall be well supported at specific intervals with Clamps or anchor fasteners. |  | 0 | 0 | Approved
AARANYA | PRE-CONSTRUCTION PHASE | Site Office | HVAC Work | WO/PKB/PKB1/21 | UNIVERSAL ENERGY SOLUTIONS PVT. LTD. | Communication Cable | Communication Cable: Installation, testing & commissioning of Control cum Transmission wiring in suitable conduits between indoor & outdoor units. |  | 0 | 0 | Approved
AARANYA | PRE-CONSTRUCTION PHASE | Site Office | HVAC Work | WO/PKB/PKB1/21 | UNIVERSAL ENERGY SOLUTIONS PVT. LTD. | Installation of communication cable for IDU & ODU | Installation of communication cable for IDU & ODU | RMT | 29 | 35 | Approved
AARANYA | PRE-CONSTRUCTION PHASE | Site Office | HVAC Work | WO/PKB/PKB1/21 | UNIVERSAL ENERGY SOLUTIONS PVT. LTD. | Drain Piping: | Drain Piping: Installation of floor wise Drain Piping with all necessary fittings & supporting arrangement duly insulated with 9 mm thick tubular elastomeric nitrile rubber insulation. |  | 0 | 0 | Approved
AARANYA | PRE-CONSTRUCTION PHASE | Site Office | HVAC Work | WO/PKB/PKB1/21 | UNIVERSAL ENERGY SOLUTIONS PVT. LTD. | Installation of Outdoor Bracket | Installation of Outdoor Bracket | Nos | 4 | 110 | Approved
AARANYA | PRE-CONSTRUCTION PHASE | Site Office | HVAC Work | WO/PKB/PKB1/21 | UNIVERSAL ENERGY SOLUTIONS PVT. LTD. | Installation Testing Comissioning of 1.6 mm thick(upto 300mm) and 2.0mm thick(above 300mm) hot plated GI pre fabricated perforated/Lader cable trays in horizontal or vertical formation complete with duely painted MS structural supports and Necessary | Installation Testing Commissioning of 1.6 mm thick (upto 300mm) and 2.0mm thick (above 300mm) hot plated GI pre-fabricated perforated/Ladder cable trays in horizontal or vertical formation complete with duly painted MS structural supports and Necessary demarcation. |  | 0 | 0 | Approved
AARANYA | PRE-CONSTRUCTION PHASE | Site Office | HVAC Work | WO/PKB/PKB1/21 | UNIVERSAL ENERGY SOLUTIONS PVT. LTD. | 8 HP Normal Capacity - Cooling Only Top Discharge VRV - X | 8 HP Normal Capacity - Cooling Only Top Discharge VRV - X | Nos. | 1 | 10260 | Approved
AARANYA | PRE-CONSTRUCTION PHASE | Site Office | HVAC Work | WO/PKB/PKB1/21 | UNIVERSAL ENERGY SOLUTIONS PVT. LTD. | 2.56 TR Cassette Type IDU's | 2.56 TR Cassette Type IDU's | Nos. | 2 | 2000 | Approved
AARANYA | PRE-CONSTRUCTION PHASE | Site Office | HVAC Work | WO/PKB/PKB1/21 | UNIVERSAL ENERGY SOLUTIONS PVT. LTD. | 1.65 TR Cassette Type IDU's | 1.65 TR Cassette Type IDU's | Nos. | 1 | 2000 | Approved
AARANYA | PRE-CONSTRUCTION PHASE | Site Office | HVAC Work | WO/PKB/PKB1/21 | UNIVERSAL ENERGY SOLUTIONS PVT. LTD. | 2.0 TR | 2.0 TR | Nos | 2 | 2000 | Approved
AARANYA | PRE-CONSTRUCTION PHASE | Site Office | HVAC Work | WO/PKB/PKB1/21 | UNIVERSAL ENERGY SOLUTIONS PVT. LTD. | 1.5 TR | 1.5 TR | Nos | 1 | 2000 | Approved
AARANYA | PRE-CONSTRUCTION PHASE | Site Office | HVAC Work | WO/PKB/PKB1/21 | UNIVERSAL ENERGY SOLUTIONS PVT. LTD. | 1.0 TR | 1.0 TR | Nos | 1 | 2000 | Approved
AARANYA | PRE-CONSTRUCTION PHASE | Site Office | HVAC Work | WO/PKB/PKB1/21 | UNIVERSAL ENERGY SOLUTIONS PVT. LTD. | 6.4 mm dia SD - 13 mm thk. Insulation | 6.4 mm dia SD - 13 mm thk. Insulation | RMT | 10 | 50 | Approved
AARANYA | PRE-CONSTRUCTION PHASE | Site Office | HVAC Work | WO/PKB/PKB1/21 | UNIVERSAL ENERGY SOLUTIONS PVT. LTD. | 9.5 mm dia SD - 19 mm thk. Insulation | 9.5 mm dia SD - 19 mm thk. Insulation | RMT | 22 | 50 | Approved
AARANYA | PRE-CONSTRUCTION PHASE | Site Office | HVAC Work | WO/PKB/PKB1/21 | UNIVERSAL ENERGY SOLUTIONS PVT. LTD. | 12.7 mm dia SD - 19 mm thk. Insulation | 12.7 mm dia SD - 19 mm thk. Insulation | RMT | 10 | 60 | Approved
AARANYA | PRE-CONSTRUCTION PHASE | Site Office | HVAC Work | WO/PKB/PKB1/21 | UNIVERSAL ENERGY SOLUTIONS PVT. LTD. | 15.9 mm dia HD - 19 mm thk. Insulation | 15.9 mm dia HD - 19 mm thk. Insulation | RMT | 10 | 60 | Approved
AARANYA | PRE-CONSTRUCTION PHASE | Site Office | HVAC Work | WO/PKB/PKB1/21 | UNIVERSAL ENERGY SOLUTIONS PVT. LTD. | 19.1 mm dia HD - 25 mm thk. Insulation | 19.1 mm dia HD - 25 mm thk. Insulation | RMT | 15 | 75 | Approved
AARANYA | PRE-CONSTRUCTION PHASE | Site Office | HVAC Work | WO/PKB/PKB1/21 | UNIVERSAL ENERGY SOLUTIONS PVT. LTD. | 41.3 mm dia HD - 25 mm thk. Insulation | 41.3 mm dia HD - 25 mm thk. Insulation | RMT | 0 | 95 | Approved
AARANYA | PRE-CONSTRUCTION PHASE | Site Office | HVAC Work | WO/PKB/PKB1/21 | UNIVERSAL ENERGY SOLUTIONS PVT. LTD. | 34.9 mm dia HD - 25 mm thk. Insulation | 34.9 mm dia HD - 25 mm thk. Insulation | RMT | 0 | 95 | Approved
AARANYA | PRE-CONSTRUCTION PHASE | Site Office | HVAC Work | WO/PKB/PKB1/21 | UNIVERSAL ENERGY SOLUTIONS PVT. LTD. | 28.6 mm dia HD - 25 mm thk. Insulation | 28.6 mm dia HD - 25 mm thk. Insulation | RMT | 0 | 85 | Approved
AARANYA | PRE-CONSTRUCTION PHASE | Site Office | HVAC Work | WO/PKB/PKB1/21 | UNIVERSAL ENERGY SOLUTIONS PVT. LTD. | 19.1 mm dia HD - 25 mm thk. Insulation | 19.1 mm dia HD - 25 mm thk. Insulation | RMT | 6 | 75 | Approved
AARANYA | PRE-CONSTRUCTION PHASE | Site Office | HVAC Work | WO/PKB/PKB1/21 | UNIVERSAL ENERGY SOLUTIONS PVT. LTD. | 15.9 mm dia HD - 19 mm thk. Insulation | 15.9 mm dia HD - 19 mm thk. Insulation | RMT | 0 | 60 | Approved
AARANYA | PRE-CONSTRUCTION PHASE | Site Office | HVAC Work | WO/PKB/PKB1/21 | UNIVERSAL ENERGY SOLUTIONS PVT. LTD. | 12.7 mm dia SD - 19 mm thk. Insulation | 12.7 mm dia SD - 19 mm thk. Insulation | RMT | 0 | 60 | Approved
AARANYA | PRE-CONSTRUCTION PHASE | Site Office | HVAC Work | WO/PKB/PKB1/21 | UNIVERSAL ENERGY SOLUTIONS PVT. LTD. | 9.5 mm dia SD - 19 mm thk. Insulation | 9.5 mm dia SD - 19 mm thk. Insulation | RMT | 6 | 50 | Approved
AARANYA | PRE-CONSTRUCTION PHASE | Site Office | HVAC Work | WO/PKB/PKB1/21 | UNIVERSAL ENERGY SOLUTIONS PVT. LTD. | 1/4" | Copper Refrigerant Piping 1/4 | RMT | 20 | 50 | Approved
AARANYA | PRE-CONSTRUCTION PHASE | Site Office | HVAC Work | WO/PKB/PKB1/21 | UNIVERSAL ENERGY SOLUTIONS PVT. LTD. | 3/8" | Copper Refrigerant Piping 3/8 | RMT | 9 | 50 | Approved
AARANYA | PRE-CONSTRUCTION PHASE | Site Office | HVAC Work | WO/PKB/PKB1/21 | UNIVERSAL ENERGY SOLUTIONS PVT. LTD. | 1/2" | Copper Refrigerant Piping 1/2 | RMT | 20 | 60 | Approved
AARANYA | PRE-CONSTRUCTION PHASE | Site Office | HVAC Work | WO/PKB/PKB1/21 | UNIVERSAL ENERGY SOLUTIONS PVT. LTD. | 5/8'' | Copper Refrigerant Piping 5/8' | RMT | 9 | 60 | Approved
AARANYA | PRE-CONSTRUCTION PHASE | Site Office | HVAC Work | WO/PKB/PKB1/21 | UNIVERSAL ENERGY SOLUTIONS PVT. LTD. | 2C X 1.0 Sq.mm Copper Flexible | 2C X 1.0 Sq.mm Copper Flexible | RMT | 60 | 20 | Approved
AARANYA | PRE-CONSTRUCTION PHASE | Site Office | HVAC Work | WO/PKB/PKB1/21 | UNIVERSAL ENERGY SOLUTIONS PVT. LTD. | 50 mm NB rigid CPVC/UPVC Pipe with insulation | 50 mm NB rigid CPVC/UPVC Pipe with insulation | RMT | 0 | 40 | Approved
AARANYA | PRE-CONSTRUCTION PHASE | Site Office | HVAC Work | WO/PKB/PKB1/21 | UNIVERSAL ENERGY SOLUTIONS PVT. LTD. | 40 mm NB rigid CPVC/UPVC Pipe with insulation | 40 mm NB rigid CPVC/UPVC Pipe with insulation | RMT | 0 | 40 | Approved
AARANYA | PRE-CONSTRUCTION PHASE | Site Office | HVAC Work | WO/PKB/PKB1/21 | UNIVERSAL ENERGY SOLUTIONS PVT. LTD. | 32 mm NB rigid CPVC/UPVC Pipe with insulation | 32 mm NB rigid CPVC/UPVC Pipe with insulation | RMT | 12 | 30 | Approved
AARANYA | PRE-CONSTRUCTION PHASE | Site Office | HVAC Work | WO/PKB/PKB1/21 | UNIVERSAL ENERGY SOLUTIONS PVT. LTD. | 25 mm NB rigid CPVC/UPVC/Breded Pipe with insulation | 26 mm NB rigid CPVC/UPVC/Breded Pipe with insulation | RMT | 50 | 30 | Approved
AARANYA | PRE-CONSTRUCTION PHASE | Site Office | HVAC Work | WO/PKB/PKB1/21 | UNIVERSAL ENERGY SOLUTIONS PVT. LTD. | 150 mm wide x 25mm Height | 150 mm wide x 25mm Height | RMT | 0 | 50 | Approved
AARANYA | PRE-CONSTRUCTION PHASE | Site Office | HVAC Work | WO/PKB/PKB1/21 | UNIVERSAL ENERGY SOLUTIONS PVT. LTD. | 300 mm wide x 25mm Height | 300 mm wide x 25mm Height | RMT | 0 | 65 | Approved
AARANYA | PRE-CONSTRUCTION PHASE | Site Office | HVAC Work | WO/PKB/PKB1/21 | UNIVERSAL ENERGY SOLUTIONS PVT. LTD. | 450 mm wide x 50mm Height | 450 mm wide x 50mm Height | RMT | 0 | 75 | Approved
AARANYA | PRE-CONSTRUCTION PHASE | Site Office | HVAC Work | WO/PKB/PKB1/21 | UNIVERSAL ENERGY SOLUTIONS PVT. LTD. | 600 mm wide x 50mm Height | 600 mm wide x 50mm Height | RMT | 0 | 90 | Approved
BHOPAL - COMMERCIAL | MARKETING | Marketing Office | Window and Glazing Works | WO/BPC/BPC4/14 | INGRAIN ARRIVA SPACE SOLUTIONS PRIVATE LIMITED | Providing and fixing Glass Canopy | Providing and fixing Glass Canopy At Marketing Office |  | 0 | 0 | Approved
BHOPAL - COMMERCIAL | MARKETING | Marketing Office | Window and Glazing Works | WO/BPC/BPC4/14 | INGRAIN ARRIVA SPACE SOLUTIONS PRIVATE LIMITED | Supply, fabrication and installation of Glass Canopy supporting MS structure | Supply, fabrication and installation of Glass Canopy supporting MS structure (Size 3500mm x 3350mm) made of ISMB 150mm x 80mm-4 Nos, SHS 75mm x 75mm x 3mm for Grid Section for glass, SHS 200mm x 200mm x 4mm for vertical post-4 nos & 16mm thick MS Base plate 400mm x 400mm-8 Nos, complete as per drawing and direction of Engineer-in-Charge. (Approx weight 1400-1500 kg) (Civil Foundation work for MS structure in Client Scope) | Lump Sum | 1 | 334400 | Approved
BHOPAL - COMMERCIAL | MARKETING | Marketing Office | Window and Glazing Works | WO/BPC/BPC4/14 | INGRAIN ARRIVA SPACE SOLUTIONS PRIVATE LIMITED | Chemical Fastner | Providing & fixing Chemical Anchor Fastener (Hilti Make) as per drawing, requirement & direction of the Engineering-in-Charge. | Nos. | 19.2 | 1600 | Approved
BHOPAL - COMMERCIAL | MARKETING | Marketing Office | Window and Glazing Works | WO/BPC/BPC4/14 | INGRAIN ARRIVA SPACE SOLUTIONS PRIVATE LIMITED | Supply and Installation of 12mm Thick Clear Laminated Glass | Supply and Installation of 12mm Thick Clear Laminated Glass With Cutouts to fixed with Aluminium Flat Section of Size 3mm x 38mm on MS structure and glass to be rested on MS Structure and Joints to filled with Silicone Sealant, all complete as per drawing & direction of Engineer-In-Charge. | Sq.Ft. | 139.56 | 1150 | Approved
BHOPAL - COMMERCIAL | MARKETING | Marketing Office | Window and Glazing Works | WO/BPC/BPC4/14 | INGRAIN ARRIVA SPACE SOLUTIONS PRIVATE LIMITED | Scaffolding Work | Charges for Scaffolding work including labour and material as per requirement & direction of the E.I.C upto 1 Month. | Lump Sum | 1 | 35000 | Approved
SOUTHWINDS PROJECT LLP (PHASE - III & IV) | COMMON INFRASTRUCTURE - PHASE III & IV | General |  | WO/SP34/CI34/76 | Help Service Provider | Charges for Bar Screen Chamber and Equalization Tank cleaning work at Block – 13 (STP) | Charges for Bar Screen Chamber and Equalization Tank cleaning work at Block – 13 (STP) as per direction of Engineer-in-charge. Waste lifting and disposal outside of the Projects site with floor cleaning including all as specified by Engineer-in-charge. | Lump Sum | 1 | 35000 | Approved
The Ramdulari | BLOCK | Wood Work |  | WO/RP/RP02/89 | ADA-METCON | Lintel | Supply, fabrication, and erection of MS lintel made of RHS 80x40x3.2 mm section as a horizontal member above shaft door, fixed with base plate 125x125x6 mm using mechanical anchor fasteners (non-branded) of sizes 8x100 mm and 8x250 mm(Bolt with Nut) .(Fastener to be Paid Separately) The rate shall include the cost of zinc chromate primer, lifting, transportation, loading, unloading, tools, tackles, and all incidental works, complete in all respects as per approved drawing and direction of the Engineer-in-Charge. Note: For 125 mm brickwork, bolts shall pass through the wall and be secured with nuts on both sides. | Kg | 1438 | 120 | Approved
The Ramdulari | BLOCK | Wood Work |  | WO/RP/RP02/89 | ADA-METCON | Anchor Fastener | Providing and fixing mechanical anchor fastener (local make) of size 8x100 mm, including drilling and proper cleaning of holes by blowing out dust, inserting and fixing the anchor fastener in the required position, and completing the work in all respects. The scope shall include supply of all materials, tools & tackles, machinery, and labour, and execution at any height or level as per specifications, requirements, and the directions of the Engineer-in-Charge (EIC). | Nos | 54 | 40 | Approved
The Ramdulari | BLOCK | Wood Work |  | WO/RP/RP02/89 | ADA-METCON | Anchor Fastener | Providing and fixing mechanical anchor fastener (local make) of size 8x250 mm (Bolt with Nut and washer), including drilling and proper cleaning of holes by blowing out dust, inserting and fixing the anchor fastener in the required position, and completing the work in all respects. The scope shall include supply of all materials, tools & tackles, machinery, and labour, and execution at any height or level as per specifications, requirements, and the directions of the Engineer-in-Charge (EIC). | Nos | 792 | 35 | Approved
CHANDANNAGAR COMMERCIAL | MAIN TOWER | Plumbing/Sanitory | Internal Plumbing | WO/GC01/GC01/11 | PRAHALLAD CONSTRUCTION PRIVATE LIMITED | Labour Charges for complete Sanitary & Plumbing works of Ladies and Gents toilets at G+1 commercial building as per Drawing.(Necessary Items such as Clamps,brackets, tie rod,solvent cement, lubricant, teflon tape, Glass putty, white cement will be un | Labour Charges for complete Sanitary & Plumbing works of Ladies and Gents toilets at G+1 commercial building as per Drawing.(Necessary Items such as Clamps,brackets, tie rod,solvent cement, lubricant, teflon tape, Glass putty, white cement will be under vendor scope) . |  | 0 | 0 | Approved
CHANDANNAGAR COMMERCIAL | MAIN TOWER | Plumbing/Sanitory | Internal Plumbing | WO/GC01/GC01/11 | PRAHALLAD CONSTRUCTION PRIVATE LIMITED | Water Supply Pipes and Fittings (Internal) | Water Supply Pipes and Fittings (Internal) : Fixing heavy class UPVC PIPES ASTMD SCH-80 with solvent cement joints including cutting the pipes to correct length providing and fixing with special PVC clamps, chasing in walls/floors, making good the same, testing, including providing an fixing with all types of UPVC fittings all complete. (in the Vertical Plumbing Ducts) |  | 0 | 0 | Approved
CHANDANNAGAR COMMERCIAL | MAIN TOWER | Plumbing/Sanitory | Internal Plumbing | WO/GC01/GC01/11 | PRAHALLAD CONSTRUCTION PRIVATE LIMITED | Fixing Brass heavy approved make ball valves screwed type of the following diameters (20 Kg/cm2) | Fixing Brass heavy approved make ball valves screwed type of the following diameters (20 Kg/cm2) |  | 0 | 0 | Approved
CHANDANNAGAR COMMERCIAL | MAIN TOWER | Plumbing/Sanitory | Internal Plumbing | WO/GC01/GC01/11 | PRAHALLAD CONSTRUCTION PRIVATE LIMITED | Soil, Waste, Rain Water, Vent, Antisy-Phonage and Internal Drainage Pipes & Fittings. | Soil, Waste, Rain Water, Vent, Antisy-Phonage and Internal Drainage Pipes & Fittings: Fixing UPVC pipes of I.S.13592- 1992 (type - B, SWR quality) to correct grade, length and alignment including jointing with solvent cement, testing, fixing to G.I brackets/clamps complete with all types of fittings as per specifications and directions of the Engineer-in-charge. |  | 0 | 0 | Approved
CHANDANNAGAR COMMERCIAL | MAIN TOWER | Plumbing/Sanitory | Internal Plumbing | WO/GC01/GC01/11 | PRAHALLAD CONSTRUCTION PRIVATE LIMITED | Fitting, fixing and testing PVC (I.S.-4985) 6 k.g. Pipe & Fittings for Basin & Urinal waste Pipe, of following dia. joined with solvent cement including all types of fittings. Cutting chases and holes as may be required and making good with cement mo | Fitting, fixing and testing PVC (I.S.-4985) 6 k.g. Pipe & Fittings for Basin & Urinal waste Pipe, of following dia. joined with solvent cement including all types of fittings. Cutting chases and holes as may be required and making good with cement mortar / PCC is to be included in the rates. |  | 0 | 0 | Approved
CHANDANNAGAR COMMERCIAL | MAIN TOWER | Plumbing/Sanitory | Internal Plumbing | WO/GC01/GC01/11 | PRAHALLAD CONSTRUCTION PRIVATE LIMITED | Fixing KHURRA with minimum 50mm seal including fixing the same with the solvent cement joints complete to the satisfaction and direction of the Engineer-in-charge. (Roof) | Fixing KHURRA with minimum 50mm seal including fixing the same with the solvent cement joints complete to the satisfaction and direction of the Engineer-in-charge. (Roof) |  | 0 | 0 | Approved
CHANDANNAGAR COMMERCIAL | MAIN TOWER | Plumbing/Sanitory | Internal Plumbing | WO/GC01/GC01/11 | PRAHALLAD CONSTRUCTION PRIVATE LIMITED | Labour charges for handling, lifting, fitting, fixing & testing EPWC wall hung set with concealed cistern, seat cover, health faucet, angular, CP floor gratings, with all accessories, complete in all respect. | Labour charges for handling, lifting, fitting, fixing & testing EPWC wall hung set with concealed cistern, seat cover, health faucet, angular, CP floor gratings, with all accessories, complete in all respect. | Set | 2 | 2650 | Approved
CHANDANNAGAR COMMERCIAL | MAIN TOWER | Plumbing/Sanitory | Internal Plumbing | WO/GC01/GC01/11 | PRAHALLAD CONSTRUCTION PRIVATE LIMITED | Labour charges for handling, lifting, fitting, fixing & testing wash basin set with angular stop cock, basin waste, bottle trap, basin mixer/ pillar cock, anchor fastner with all accessories, complete in all respect. | Labour charges for handling, lifting, fitting, fixing & testing wash basin set with angular stop cock, basin waste, bottle trap, basin mixer/ pillar cock, anchor fastner with all accessories, complete in all respect. | Set | 3 | 1600 | Approved
CHANDANNAGAR COMMERCIAL | MAIN TOWER | Plumbing/Sanitory | Internal Plumbing | WO/GC01/GC01/11 | PRAHALLAD CONSTRUCTION PRIVATE LIMITED | Labour charges for handling, lifting, fitting, fixing & testing Urinal in position including cp angular stop cock, cp waste, cp wall flanges, cp extension piece, bottle trap with all accessories, complete in all respect. | Labour charges for handling, lifting, fitting, fixing & testing Urinal in position including cp angular stop cock, cp waste, cp wall flanges, cp extension piece, bottle trap with all accessories, complete in all respect. | Set | 2 | 1850 | Approved
CHANDANNAGAR COMMERCIAL | MAIN TOWER | Plumbing/Sanitory | Internal Plumbing | WO/GC01/GC01/11 | PRAHALLAD CONSTRUCTION PRIVATE LIMITED | Labour charges for handling, lifting, fitting, fixing & testing SOAP DISPENSER in position including all accessories, complete in all respect. | Labour charges for handling, lifting, fitting, fixing & testing SOAP DISPENSER in position including all accessories, complete in all respect. | Set | 2 | 190 | Approved
CHANDANNAGAR COMMERCIAL | MAIN TOWER | Plumbing/Sanitory | Internal Plumbing | WO/GC01/GC01/11 | PRAHALLAD CONSTRUCTION PRIVATE LIMITED | Labour charges for handling, lifting, fitting, fixing & testing HAND DRYER in position including all accessories, complete in all respect. | Labour charges for handling, lifting, fitting, fixing & testing HAND DRYER in position including all accessories, complete in all respect. | Set | 2 | 190 | Approved
CHANDANNAGAR COMMERCIAL | MAIN TOWER | Plumbing/Sanitory | Internal Plumbing | WO/GC01/GC01/11 | PRAHALLAD CONSTRUCTION PRIVATE LIMITED | Labour charges for handling, lifting, fitting, fixing & testing TISSUE DISPENSER in position including all accessories, complete in all respect. | Labour charges for handling, lifting, fitting, fixing & testing TISSUE DISPENSER in position including all accessories, complete in all respect. | Set | 2 | 190 | Approved
CHANDANNAGAR COMMERCIAL | MAIN TOWER | Plumbing/Sanitory | Internal Plumbing | WO/GC01/GC01/11 | PRAHALLAD CONSTRUCTION PRIVATE LIMITED | 40mm dia. | 40mm dia. | Mtrs. | 6 | 320 | Approved
CHANDANNAGAR COMMERCIAL | MAIN TOWER | Plumbing/Sanitory | Internal Plumbing | WO/GC01/GC01/11 | PRAHALLAD CONSTRUCTION PRIVATE LIMITED | 32mm dia. | 32mm dia. | Mtrs. | 35 | 315 | Approved
CHANDANNAGAR COMMERCIAL | MAIN TOWER | Plumbing/Sanitory | Internal Plumbing | WO/GC01/GC01/11 | PRAHALLAD CONSTRUCTION PRIVATE LIMITED | 20mm dia. | 20mm dia. | Mtrs. | 61 | 205 | Approved
CHANDANNAGAR COMMERCIAL | MAIN TOWER | Plumbing/Sanitory | Internal Plumbing | WO/GC01/GC01/11 | PRAHALLAD CONSTRUCTION PRIVATE LIMITED | 40mm dia | 40mm dia | Nos | 2 | 350 | Approved
CHANDANNAGAR COMMERCIAL | MAIN TOWER | Plumbing/Sanitory | Internal Plumbing | WO/GC01/GC01/11 | PRAHALLAD CONSTRUCTION PRIVATE LIMITED | 32mm dia. | 32mm dia. | Nos | 4 | 320 | Approved
CHANDANNAGAR COMMERCIAL | MAIN TOWER | Plumbing/Sanitory | Internal Plumbing | WO/GC01/GC01/11 | PRAHALLAD CONSTRUCTION PRIVATE LIMITED | 20mm dia. | 20mm dia. | Nos | 5 | 250 | Approved
CHANDANNAGAR COMMERCIAL | MAIN TOWER | Plumbing/Sanitory | Internal Plumbing | WO/GC01/GC01/11 | PRAHALLAD CONSTRUCTION PRIVATE LIMITED | 15mm dia.(FOR IRRIGATION) | 15mm dia.(FOR IRRIGATION) | Nos | 1 | 205 | Approved
CHANDANNAGAR COMMERCIAL | MAIN TOWER | Plumbing/Sanitory | Internal Plumbing | WO/GC01/GC01/11 | PRAHALLAD CONSTRUCTION PRIVATE LIMITED | 110mm O.D. | 110mm O.D. | Mtrs. | 64 | 305 | Approved
CHANDANNAGAR COMMERCIAL | MAIN TOWER | Plumbing/Sanitory | Internal Plumbing | WO/GC01/GC01/11 | PRAHALLAD CONSTRUCTION PRIVATE LIMITED | 75 mm O.D. | 75 mm O.D. | Mtrs. | 5 | 290 | Approved
CHANDANNAGAR COMMERCIAL | MAIN TOWER | Plumbing/Sanitory | Internal Plumbing | WO/GC01/GC01/11 | PRAHALLAD CONSTRUCTION PRIVATE LIMITED | 50 mm od | 50 mm od | Mtrs. | 9 | 195 | Approved
CHANDANNAGAR COMMERCIAL | MAIN TOWER | Plumbing/Sanitory | Internal Plumbing | WO/GC01/GC01/11 | PRAHALLAD CONSTRUCTION PRIVATE LIMITED | 450mm X 300mm KHURRA | 450mm X 300mm KHURRA | Nos | 3 | 1150 | Approved
The Ramdulari | CLUB | Interior Work |  | WO/RP/RP06/11 | DCA CONTRACTS LLP | White italian marble | Laying Crystal white italian marble slab size approx 1350x2700mm and 150mm ht skirting to be fitted with 40-50mm Thk cement mortar (1:4) bed and application of white cement slurry as per dwg and detail for GF, FF & Terrace as per the instruction of the site-incharge. Rate including all required labours, Material, Shifting, Lifting of all materials , tools, tackles, machineries and all necessary arrangements for the work. (Only marble Slab will be supplied by the Client but subject to reconciliation) | Sq.Ft. | 4536 | 397 | Approved
The Ramdulari | CLUB | Interior Work |  | WO/RP/RP06/11 | DCA CONTRACTS LLP | Wall tiles at washrooms | Fixing wall tiles at washrooms Make Simpolo courtyard collection, white sand, protect surface 1200x600mm to be fitted with Roff chemical adhesive on wall making grooves with 4mm spacers and epoxy grouting as per dwg and details and as per the instruction of the site-incharge. Rate including all required labours, Material, Shifting, Lifting of all materials , tools, tackles, machineries and all necessary arrangements for the work. (Only tiles will be supplied by the Client but subject to reconciliation) | Sq.Ft. | 3244.14 | 183 | Approved
The Ramdulari | CLUB | Interior Work |  | WO/RP/RP06/11 | DCA CONTRACTS LLP | Subway wall tiles at washrooms | Fixing subway wall tiles at washrooms Make Simpolo colour- Peanut, matt finish 250x60mm to be fitted with Roff chemical adhesive on wall making grooves with 4mm spacers and epoxy grouting as per dwg and details and as per the instruction of the site-incharge. Rate including all required labours, Material, Shifting, Lifting of all materials , tools, tackles, machineries and all necessary arrangements for the work. (Only tiles will be supplied by the Client but subject to reconciliation) | Sq.Ft. | 495.82 | 183 | Approved
The Ramdulari | CLUB | Interior Work |  | WO/RP/RP06/11 | DCA CONTRACTS LLP | Subway wall tiles at GF & Terrace kitchen | Fixing subway wall tiles at GF & Terrace kitchen, Make Simpolo colour- white, matt finish 600x600mm to be fitted with Roff chemical adhesive on wall making grooves with 4mm spacers and epoxy grouting as per dwg and details and as per the instruction of the site-incharge. Rate including all required labours, Material, Shifting, Lifting of all materials , tools, tackles, machineries and all necessary arrangements for the work. (Only tiles will be supplied by the Client but subject to reconciliation) | Sq.Ft. | 1229.55 | 183 | Approved
The Ramdulari | CLUB | Interior Work |  | WO/RP/RP06/11 | DCA CONTRACTS LLP | Flooring Harrington Slate SH5 - 1404K | Providing and fixing of flooring Harrington Slate SH5 - 1404K- including cost of suitable adhesive using carpet tiles yarn type Nylon, guage 1/10, pile height 4.0mm, tile size- 500x500mm for heavy commercial use to be provided inisde FM office, Yoga & meditation room as per the instrction of site- incharge | Sq.Ft. | 319.03 | 183 | Approved
The Ramdulari | CLUB | Interior Work |  | WO/RP/RP06/11 | DCA CONTRACTS LLP | Oak wooden plank 12mm Thk. | Providing and fixing of 12mm thick Oak wooden plank on proper levelling to be done with base 12mm plywood and fixing with good quality adhesive and as per harringbone pattern (plank size- 550x90mm) to be fitted inside lounge, library, indoor games room & spa s per the instrction of site- incharge | Sq.Ft. | 784.51 | 693 | Approved
The Ramdulari | CLUB | Interior Work |  | WO/RP/RP06/11 | DCA CONTRACTS LLP | Laminated rubber tile 15mm thk | Providing and fixing of laminated rubber tile 15mm thk make- Fab flooring India, finish black with red including cost of suitable adhesive to be provided inisde Gym as per the instrction of site- incharge (Provisional Costing) | Sq.Ft. | 656.04 | 315 | Approved
The Ramdulari | CLUB | Interior Work |  | WO/RP/RP06/11 | DCA CONTRACTS LLP | Under carpet vetrified floor tiles | Providing & fixing under carpet vetrified floor tiles white, matt finish 600x600mm to be fitted with cement motar as required and as per the instruction of the site- incharge. | Sq.Ft. | 1759.58 | 217 | Approved
The Ramdulari | CLUB | Interior Work |  | WO/RP/RP06/11 | DCA CONTRACTS LLP | Bamboo deck flooring | Providing & fixing of Bamboo deck flooring, Make- Rebo wood flooring- D- Series, F021, flat surface, for terrce area to be fitted with all necessary hardware fittings and channels as per drawing, detail and direction of Engineer-in- incharge. | Sq.Ft. | 0 | 833 | Approved
The Ramdulari | CLUB | Interior Work |  | WO/RP/RP06/11 | DCA CONTRACTS LLP | steel grey granite polish | Providing & fixing steel grey granite polish for door threshold to be fitted with 40-50mm thk cement motar bed (1:4) as per drwing and detailing and as per the instruction of the site- incharge | Sq.Ft. | 189 | 428 | Approved
The Ramdulari | CLUB | Interior Work |  | WO/RP/RP06/11 | DCA CONTRACTS LLP | Oak wooden moulded skirting | Providing and fixing of 18mm thick 150mm ht Oak wooden moulded skirting to be fitted with approved chemical adhesive including required Labour, material, hardware, tool, tackle all complete as per drawings & direction of engineer-in-charge. | Rft | 425 | 810 | Approved
The Ramdulari | CLUB | Interior Work |  | WO/RP/RP06/11 | DCA CONTRACTS LLP | Brass inlay 8-12mm thk | Providing and fixing of brass inlay 8-12mm thk to be fitted in geometric pattern at the terrace lounge area as per drawing, detail and instrction of site- incharge. | Rft | 388.8 | 405 | Approved
The Ramdulari | CLUB | Interior Work |  | WO/RP/RP06/11 | DCA CONTRACTS LLP | POP punning | POP punning (patta paris) on walls for even finish as wherever required, considering max 12-15mm thk only as per the bull marking, including required Labour, material, hardware, tool, tackle, shifting, lifting of material required to complete work as per drawing and direction Engineer-in-Charge. | Sq.Ft. | 8100.025 | 34 | Approved
The Ramdulari | CLUB | Interior Work |  | WO/RP/RP06/11 | DCA CONTRACTS LLP | Plastic emulsion paint | Providing and applying one coat of approved primer followed by three or more coats of best quality plastic emulsion paint (Asian paint- White delight- 8436) on wall surfaces to be applied evenly to give approved Matt or stippled finish, including preparation of surface,labour, material, tools and tackle, all complete as per specifications to entire satisfaction of Engineer- in-Charge. | Sq.Ft. | 4800 | 40 | Approved
The Ramdulari | CLUB | Interior Work |  | WO/RP/RP06/11 | DCA CONTRACTS LLP | Brilon texture paint | Providing and applying of 1. Brilon texture paint, Concret finish, color- Dark grey of approved shade to wall surfaces at Gym, lounge & library, GF & FF passage 2. UTTPL texture paint Mas Marmarino smooth, fine max shade- 2907 to wall surfaces at Yoga, spa & terrace lounge applied evenly to give approved Matt or stippled finish, including preparation of surface and coat of approved primer complete as per specifications, smaple approval and satisfaction of Site-in charge | Sq.Ft. | 7416.46 | 215 | Approved
The Ramdulari | CLUB | Interior Work |  | WO/RP/RP06/11 | DCA CONTRACTS LLP | Calcium silicate 12mm thk board ceiling | Providing and fixing of 12mm thk Calcium silicate board ceiling with GI channel and fixing accessories for washrooms and kitchen area as per drawing and direction of Engineer-in-Charge. | Sq.Ft. | 1157.6 | 252 | Approved
The Ramdulari | CLUB | Interior Work |  | WO/RP/RP06/11 | DCA CONTRACTS LLP | Gypsum board false ceiling | Providing and fixing 12mm gypsum board false ceiling with M/F Suspended ceiling which includes G.I.perimeter. The rate Inclusive of providing and making all necessary grooves etc.as per drawings and also including making cut-outs and necessary provisions in the ceiling for fixing all types of lights,A/Cgrills/diffusers,etc.allcomplete. | Sq.Ft. | 3578.08 | 194 | Approved
The Ramdulari | CLUB | Interior Work |  | WO/RP/RP06/11 | DCA CONTRACTS LLP | Anutone ceiling board 9mm thk | Providing and fixing of 9mm Anutone ceiling board (ECCO board - Moon grey) with frame strcture fitted with 12mm ply and fixing accessories for multipurpose hall as per drawing and satisfaction of site in-charge. | Sq.Ft. | 415.75 | 769 | Approved
The Ramdulari | CLUB | Interior Work |  | WO/RP/RP06/11 | DCA CONTRACTS LLP | Thermowood ceiling panel Oak wood | Providing and fixing of Thermowood ceiling panel Oak wood finish using kiln-treated, heat- modified wood slats/planks fixed over aluminum/wooden framework. Thermowood sections to beof approved size(150X6mm with 185C/C) and finish, installed with proper spacing as per design. Panels to be moisture resistant, termite-proof, and suitable for interior use and as per the instruction of site in- charge | Sq.Ft. | 478.57 | 1970 | Approved
The Ramdulari | CLUB | Interior Work |  | WO/RP/RP06/11 | DCA CONTRACTS LLP | Plastic emulsion paint | Providing and applying three coats of best quality plastic emulsion paint (Asian paint- Morning glory- 0765) on ceiling surfaces to be applied evenly to give approved matt finish, including preparation of surface and coat of approved primer complete as per specifications to entire satisfaction of site- incharge | Sq.Ft. | 3902.07 | 40 | Approved
The Ramdulari | CLUB | Interior Work |  | WO/RP/RP06/11 | DCA CONTRACTS LLP | Wooden ceiling at-Gym, Yoga & Meditation, Terrace lounge area | Providing and installation of wooden ceiling at-Gym, Yoga & Meditation, Terrace lounge area using seasoned hardwood/engineered wood panels or planks of approved size and finish, fixed on a concealed aluminum/woodenframework. Panels to be polished or pre- finished as per design. All joints and edges to be neatly finished. Shade and profile to be approved by Architect/Consultant. Cost of wooden panels, framework, polishing (if required), labor, cutting, fixing hardware, scaffolding, and complete installation as per drawings and site conditions and instruction of site-in-charge. | Sq.Ft. | 1557.24 | 945 | Approved
The Ramdulari | CLUB | Interior Work |  | WO/RP/RP06/11 | DCA CONTRACTS LLP | Wooden pelmet for roller blinds | Providing and fixing of wooden pelmet for roller blinds (200x200mm) in position pelmet with adequate framing to support system vertically & horizontally, 200mm with 200mm width and in line with external glazing as per details of Architect. Basic structure shall be made out of G.I. 1.5mmth White laminate on above 18mm thick bwp ply shall be fixed on it, to receive blinds channel. The job shall include supports (G.I. /Al /woodensection) from adjacent wall / true ceiling / slab as per drawings and site conditions and instruction of site-in-charge. | Rft | 625.5 | 585 | Approved
The Ramdulari | CLUB | Interior Work |  | WO/RP/RP06/11 | DCA CONTRACTS LLP | WOODEN CORNICES | Providing & Installing Wooden cornice(75x75mm) as detailed, Natural stain polish, including required Labour, material, hardware, tool, tackle, all complete as per drawing and direction Engineer-in-Charge. | Rft | 296 | 675 | Approved
The Ramdulari | CLUB | Interior Work |  | WO/RP/RP06/11 | DCA CONTRACTS LLP | Ply trap door 19mm Thk | Providing and making 19mm ply trap door fitted with hardwood frame fixed to ceiling complete as per details & design provided or as directed by Architect. Cost/Job shall include providing & applying approved ceiling paint to all wooden work. Rates are inclusive of all necessary hardware fittings as per instrction of site in-charge |  | 0 | 0 | Approved
The Ramdulari | CLUB | Interior Work |  | WO/RP/RP06/11 | DCA CONTRACTS LLP | Oak wooden panel flush door 40mm thick | Providing and fixing Oak wooden panel flush door 40mm thick, with all necessary hardware such as hold fasts, Hinges, lock & handle with to be finished with 3 or more coats of PU polish of approved shade to be completed as per design & details given in drawing, instruction of E-I-C & Architect. All wood work to be natural stain finish and all hardware like handle , lock & door closer etc of approve make need to be provided as per selection. |  | 0 | 0 | Approved
The Ramdulari | CLUB | Interior Work |  | WO/RP/RP06/11 | DCA CONTRACTS LLP | Single skin 50mm thick fabric padding wall cladding | Providing and fixing single skin 50mm thick fabric padding wall cladding with internal framework to be made with 25x50mm aluminium box section with 600x600 grid fitted with 12mm ply, with acoustic insulation rock wool filled 30-50mm thick to be fitted with 12mm thick foam and fabric DRAPESTORY- KATIA SILK 86509-Steel and TALE as per spec in reception area. Drawing and elevation to complete line and level for theater room as per drawing and instruction of site in-charge | Sq.Ft. | 1398.33 | 2250 | Approved
The Ramdulari | CLUB | Interior Work |  | WO/RP/RP06/11 | DCA CONTRACTS LLP | Single skin 50mm thick wall cladding - Reception | Providing and fixing single skin 50mm thick wall cladding structure to be made with 50x50mm aluminium box section with 600x600 grid, to be fitted with 12mm thick ply board finish with Oak veneer natural stain with PU matt polish for reception as per drawing and instruction of site in-charge | Sq.Ft. | 694.45 | 2385 | Approved
The Ramdulari | CLUB | Interior Work |  | WO/RP/RP06/11 | DCA CONTRACTS LLP | Single skin 50mm thick wall cladding - Spa | Providing and fixing single skin 50mm thick wall cladding structure to be made with 50x50mm aluminium box section with 600x600 grid, to be fitted with 12mm thick ply board finish with Oak wood fluted panel with PU matt polish for spa as per drawing and instruction of site in-charge | Sq.Ft. | 593.97 | 2700 | Approved
The Ramdulari | CLUB | Interior Work |  | WO/RP/RP06/11 | DCA CONTRACTS LLP | Mirror Paneling with Oak Wood Frame | MIRROR PANELING WITH OAK WOOD FRAME IN NATURAL STAIN FINISH-RECEPTION Supply and installation of mirror paneling with 6mm thick and 240X2400mm mirror pieces fixed over 12mm plywood backing. Outer wooden frame of size 75x50mm and intermediate vertical/horizontal wooden battens of size 25x50mm between mirror pieces, all in seasoned hardwood or as approved. All wooden surfaces to be polished/finished as per design. Joints to be neat and mirror edges chamfered or beveled if required for reception area | Sq.Ft. | 630.78 | 1193 | Approved
The Ramdulari | CLUB | Interior Work |  | WO/RP/RP06/11 | DCA CONTRACTS LLP | Mirror installation on Wall | Supply and installation of mirror on wall with 6mm thick and mirror fixed over 12mm plywood backing. Outer wooden frame of size 75x50mm, all in seasoned hardwood or as approved. All wooden surfaces to be polished/finished as per design. Joints to be neat and mirror edges chamfered or beveled if required for gym & spa. Including the cost of all materials, labor, mirror, plywood, wooden frame and battens, polishing, adhesive, fixing hardware, transport, and complete installation as per drawing and instructions | Sq.Ft. | 385.97 | 1332 | Approved
The Ramdulari | CLUB | Interior Work |  | WO/RP/RP06/11 | DCA CONTRACTS LLP | Anatone decorative wall panelin | Supply and installation of Anatone decorative wall paneling for multipurpose hall, made of 12mm thick MDF base with factory-finished grooved or plain surface (as per approved design). Panels to be fixed over a framework of aluminum 25x50mm sections with necessary backing support. All joints, edges, and grooves to be finished neatly. Shade and pattern as approved by the Architect/Consultant. Cost of Anatone panels, MDF backing, framework, labor, cutting, polishing (if required), fixing hardware, and complete installation as per design and site conditions. | Sq.Ft. | 576.97 | 478 | Approved
The Ramdulari | CLUB | Interior Work |  | WO/RP/RP06/11 | DCA CONTRACTS LLP | Partition - HPL board (2400mm ht.) | Supply and installation HPL board modular toilet partition as per drawings & details. (2400mm ht.) | Sq.Ft. | 171.25 | 797 | Approved
The Ramdulari | CLUB | Interior Work |  | WO/RP/RP06/11 | DCA CONTRACTS LLP | DOOR - HPL Borad (650mmX2200mm) | Supply and fixing of Door - HPL Borad (TOILET) Size- 650mm (W) x 2200mm (H) as per drawings & details. | Nos. | 4 | 22302 | Approved
The Ramdulari | CLUB | Interior Work |  | WO/RP/RP06/11 | DCA CONTRACTS LLP | DOOR - HPL Borad (750mmX3300mm) | Supply and fixing of Door - HPL Borad (TOILET) Size- 750mm (W) x 3300mm (H) as per drawings & details. | Nos. | 7 | 2520 | Approved
The Ramdulari | CLUB | Interior Work |  | WO/RP/RP06/11 | DCA CONTRACTS LLP | 12mm thk. Frosted & toughened glass urinal screen | Supply and installation 12mm thick frosted & toughened glass urinal screen (1900x450mm) as per approved drawings and direction of Engineer-in-Charge. | Nos. | 1 | 3717 | Approved
The Ramdulari | CLUB | Interior Work |  | WO/RP/RP06/11 | DCA CONTRACTS LLP | Oak wood door frames fixing size- 200x50mm | Providing and fixing Oak wood door frames (size- 200x50mm) with First class wood, wrought framed & fixed in position including applying black japan paint / wood preservator to unexposed surfaces, necessary hold fasts to anchor the frame with wall. The frames shall be finished with 3 or more coats of PU polish of approved shade and colour applied evenly including preparation of surface matching to the shutter surface. Cost to be inclusive of 2 coats of anti-termite coating and as per the satisfaction of site in-charge | Rft | 663.11 | 922 | Approved
The Ramdulari | CLUB | Interior Work |  | WO/RP/RP06/11 | DCA CONTRACTS LLP | Wooden architrave | Door frame wooden architrave Oak Wood with natural stain, to be finished with 3 or more coats of PU polish of approved shade and colour to match frame and shutter as per requirement both side around the door frames and corridor wall panel as per elevation (size- 75mmx18mm) as per design, detailing and satisfaction of site in-charge | Rft | 2347.92 | 567 | Approved
The Ramdulari | CLUB | Interior Work |  | WO/RP/RP06/11 | DCA CONTRACTS LLP | Vnity counter for toilet wash basin | Providing and fixing the toilet wash basin vnity counter with top facia of 600mm wide and front facia 850mm high including GF,FF & Terrace male & female toilets. Counter Top and front facia to be fitted with 8mm thk Cornian solid surface Carrara Crema- D15554905 over 19mm BWP Ply as per drawing with polishing, cut-outs and finishing as required for sink, facia and edges. The job shall include cutting hole for all operational items etc. complete as per toilet counter detail / drawing & instruction of site in-chrage | Sq.Ft. | 96.76 | 1665 | Approved
The Ramdulari | CLUB | Interior Work |  | WO/RP/RP06/11 | DCA CONTRACTS LLP | Reception counter table (L Shape) | Providing and fixing the Reception counter table "L Shape" as per side elevation (size- 3525x500x750+250mm). L shape MS frame structure with base plate 4nos to be installated as per site instrction on raw floor shape to be fitted with 19mm and 8mm flexible ply finish with 8mm thk Cornian solid surface Carrara Crema- D15554905 over BWP Ply as per drawing with polishing, cut-outs and finishing as required for sink, facia and edges. The job shall include cutting hole for all operational items etc. complete as per counter table detail / drawing & instruction of site in-chrage | Nos. | 1 | 257202 | Approved
The Ramdulari | CLUB | Interior Work |  | WO/RP/RP06/11 | DCA CONTRACTS LLP | Spa counter with basin | Providing & fixing of Spa counter with basin, counter with top facia of 700mm wide and front facia 75mm high above counter. Counter Top shall be lined with Jet 18mm thick granite over BWP Ply as per drawing fixed with Laticrete adhesive, with double stone half round molding both side, champhered with polishing, cut-outs and finishing as required for sink. The job shall include cutting hole for all operational items etc. complete as per counter detail / drawing & direction of EIC | Sq.Ft. | 25.24 | 3420 | Approved
The Ramdulari | CLUB | Interior Work |  | WO/RP/RP06/11 | DCA CONTRACTS LLP | Wall mirror at spa counter | Providing & fixing of Spa counter above wall mirror 2450x2300mm ht with 50x18mm Oak wood frame to be fitted on 12mm ply all sides, inside 8mm good quality plain mirror to be fitted with adhesive. To be completed as per detail / drawing & direction of EIC | Sq.Ft. | 57.77 | 1440 | Approved
The Ramdulari | CLUB | Interior Work |  | WO/RP/RP06/11 | DCA CONTRACTS LLP | Ply Shaft access door | Providing and fixing 19mm ply Shaft access door with 2 layer plywood framing, with all necessary hardware fittings with to be match with wall elevation shade to be shown and confirmed by site in-charge, completed as per design given in drawing instruction. All access door plywood backside to be painted with synthetic emulsion paint. Please follow (Drg Elevation-1,3,4,7,8,9,10,11) for reference and sizes | Nos. | 7 | 19800 | Approved
The Ramdulari | CLUB | Interior Work |  | WO/RP/RP06/11 | DCA CONTRACTS LLP | Floor protection Bubble sheet | Providing and laying Floor protection Bubble sheet & fixing with Protection tape of approved make & specification for complete flooring laying area as per approved drawing and direction of Engineer-in-Charge. | Sq.Ft. | 6522.92 | 50 | Approved
The Ramdulari | CLUB | Interior Work |  | WO/RP/RP06/11 | DCA CONTRACTS LLP | MISCELLANEOUS WORK | MISCELLANEOUS WORK: |  | 0 | 0 | Amended & Approved
The Ramdulari | CLUB | Interior Work |  | WO/RP/RP06/11 | DCA CONTRACTS LLP | 1550x1550mm (double leaf) | 1550x1550mm (double leaf) | Nos. | 1.4 | 29700 | Approved
The Ramdulari | CLUB | Interior Work |  | WO/RP/RP06/11 | DCA CONTRACTS LLP | 1000x1300mm (single leaf) | 1000x1300mm (single leaf) | Nos. | 12 | 23899 | Approved
The Ramdulari | CLUB | Interior Work |  | WO/RP/RP06/11 | DCA CONTRACTS LLP | 1400x1000mm (double leaf) | 1400x1000mm (double leaf) | Nos. | 1.4 | 27000 | Approved
The Ramdulari | CLUB | Interior Work |  | WO/RP/RP06/11 | DCA CONTRACTS LLP | 1500x1000mm (double leaf) | 1500x1000mm (double leaf) | Nos. | 0.7 | 27900 | Approved
The Ramdulari | CLUB | Interior Work |  | WO/RP/RP06/11 | DCA CONTRACTS LLP | 1700x1550mm (double leaf) | 1700x1550mm (double leaf) | Nos. | 2.1 | 31500 | Approved
The Ramdulari | CLUB | Interior Work |  | WO/RP/RP06/11 | DCA CONTRACTS LLP | 1200x1800mm (double leaf) | 1200x1800mm (double leaf) | Nos. | 3.5 | 36000 | Approved
The Ramdulari | CLUB | Interior Work |  | WO/RP/RP06/11 | DCA CONTRACTS LLP | 600x600mm (single leaf) | 600x600mm (single leaf) | Nos. | 1.4 | 13500 | Approved
The Ramdulari | CLUB | Interior Work |  | WO/RP/RP06/11 | DCA CONTRACTS LLP | D-01 size-1300X3300 (double leaf) | D-01 size-1300X3300 (double leaf) | Nos. | 1.2 | 371700 | Approved
The Ramdulari | CLUB | Interior Work |  | WO/RP/RP06/11 | DCA CONTRACTS LLP | D-02 size-1250X3300 (single leaf 2 hours fire rated door) | D-02 size-1250X3300 (single leaf 2 hours fire rated door) | Nos. | 3 | 225000 | Approved
The Ramdulari | CLUB | Interior Work |  | WO/RP/RP06/11 | DCA CONTRACTS LLP | D-05 size-1200X3300 (single leaf) | D-05 size-1200X3300 (single leaf) | Nos. | 4 | 202500 | Approved
The Ramdulari | CLUB | Interior Work |  | WO/RP/RP06/11 | DCA CONTRACTS LLP | D-06 size-800X3300 (single leaf) | D-06 size-800X3300 (single leaf) | Nos. | 3 | 176391 | Approved
The Ramdulari | CLUB | Interior Work |  | WO/RP/RP06/11 | DCA CONTRACTS LLP | D-06A size-800X3300 (single leaf) | D-06A size-800X3300 (single leaf) | Nos. | 5 | 176391 | Approved
The Ramdulari | CLUB | Interior Work |  | WO/RP/RP06/11 | DCA CONTRACTS LLP | D-06B size-800X3300 (single leaf) | D-06B size-800X3300 (single leaf) | Nos. | 3 | 176391 | Approved
The Ramdulari | CLUB | Interior Work |  | WO/RP/RP06/11 | DCA CONTRACTS LLP | D-07 size-850X3300 (single leaf) | D-07 size-850X3300 (single leaf) | Nos. | 1 | 184500 | Approved
The Ramdulari | CLUB | Interior Work |  | WO/RP/RP06/11 | DCA CONTRACTS LLP | D-09 size-1150X3300 (single leaf) | D-09 size-1150X3300 (single leaf) | Nos. | 1.2 | 193500 | Approved
The Ramdulari | CLUB | Interior Work |  | WO/RP/RP06/11 | DCA CONTRACTS LLP | Powder toilet door size-700x2500 (single leaf) | Powder toilet door size-700x2500 (single leaf) | Nos. | 1 | 112500 | Approved
The Ramdulari | CLUB | Interior Work |  | WO/RP/RP06/11 | DCA CONTRACTS LLP | GENERAL HOUSE KEEPING | GENERAL HOUSE KEEPING Contractor to keep the overall site ( General Cleaning) House Keeping every day before start of work and stacking all unservicable material to the dumping ground and dispose them as directed by the Engineer incharge or municipal dumping ground. | Lump Sum | 1 | 450000 | Approved
The Ramdulari | CLUB | Interior Work |  | WO/RP/RP06/11 | DCA CONTRACTS LLP | Art Work Fixing | FIXING ART WORKS- Fixing/placing of Artworks provided by client | Lump Sum | 1 | 94500 | Approved
The Ramdulari | CLUB | Interior Work |  | WO/RP/RP06/11 | DCA CONTRACTS LLP | Loading Unloading | PROVISIONAL CHARGES FOR LOADING - UNLOADING OF MATERIALS TO REQUIRED FLOOR | Lump Sum | 1 | 270000 | Approved
The Ramdulari | CLUB | Interior Work |  | WO/RP/RP06/11 | DCA CONTRACTS LLP | Workman insurance | PROVISIONAL CHARGES FOR WORKMENS INSURANCES | Lump Sum | 1 | 45000 | Approved
The Ramdulari | CLUB | Interior Work |  | WO/RP/RP06/11 | DCA CONTRACTS LLP | Night charges | Night charges will be app@ 4 % | Lump Sum | 1.037 | 1203403.27 | Approved
The Ramdulari | CLUB | Interior Work |  | WO/RP/RP06/11 | DCA CONTRACTS LLP | Outstation charges | Outstation charges, @ 4% | Lump Sum | 1.037 | 1203403.27 | Approved
The Ramdulari | CLUB | Interior Work |  | WO/RP/RP06/11 | DCA CONTRACTS LLP | Transportation / Loading /Unloading, Packaging & Handling | Local Transportation / Loading /Unloading, Packaging & Handling of all materials. | Lump Sum | 1 | 80000 | Approved
CHANDANNAGAR COMMERCIAL | MAIN TOWER | Plumbing/Sanitory | External Plumbing | WO/GC01/GC01/12 | PRAHALLAD CONSTRUCTION PRIVATE LIMITED | Installation, Testing & Commissioning of Lifting pump set (1W+1S), with 200 LMP, 35 Mtr Head with suitable control panel. | Installation, Testing & Commissioning of Lifting pump set (1W+1S), with 200 LMP, 35 Mtr Head with suitable control panel. | Set | 1 | 6500 | Approved
CHANDANNAGAR COMMERCIAL | MAIN TOWER | Plumbing/Sanitory | External Plumbing | WO/GC01/GC01/12 | PRAHALLAD CONSTRUCTION PRIVATE LIMITED | STORM WATER & SOIL PIPE LINE. | Laying, jointing, testing and commissioning of the following diameters underground double wall corrugated pipe of HDPE SN 8 pipes with smooth internal and profiled external surface for non-pressure underground Sewerage pipe line as per ISO 21138-3 with suitable Snapfit coupler and rubber 'O' Ring for jointing in trenches for all depths ( up to invert level from FGL )and lengths to correct grades levels and alignment & adequate width of trench (minimum pipe OD + 300 mm) including PCC concrete of 75 mm for bedding (1:3:6) pipe supports 150 mm Silver sand filling along with compaction with water and 75mm thick encasing of the pipes wherever required (in every socket joint, 2 mtr. interval considering socket joint encasing), compacting the base before pcc work, disposing of surplus earth within the site premises (lead up to 0.5 km), backfilling work after completion of job, The rate is inclusive of bailing out of water during excavation and shoring work, testing and making good the leakages if any etc. as per directions of the Engineer-in-charge. (only cement would be supplied by the Employer free of cost, but subjected to reconciliation) (160mm O.D. Pipe)-STORM WATER & SOIL PIPE LINE. |  | 0 | 0 | Approved
CHANDANNAGAR COMMERCIAL | MAIN TOWER | Plumbing/Sanitory | External Plumbing | WO/GC01/GC01/12 | PRAHALLAD CONSTRUCTION PRIVATE LIMITED | Charges for Construction of water tight brick masonry in Gully Pit / Sewerage Pit as per drawing of following sizes using designated brickwork(Red Brick) 250mm in cement sand mortar (1:4), over a bed of Single Layer BFS followed by 125 mm thk. PCC (1 | Charges for Construction of water tight brick masonry in Gully Pit / Sewerage Pit as per drawing of following sizes using designated brickwork(Red Brick) 250mm in cement sand mortar (1:4), over a bed of Single Layer BFS followed by 125 mm thk. PCC (1:3:6), 15 mm thick inside plastering work with cement plaster (1:4) finished with a floating coat of neat cement, outside making jointing & pointing and making channel and benching in cement concrete (1:2:4), RCC (1:1.5:3) 150 mm thick top slab with 10 mm dia reinforcement at 150mm c/c in double layer to hold the FRP cover, fixing FRP rectangular type manhole cover, fixing of rung ladder, testing all complete as per specifications and approved drawings. Rates shall include the cost of excavation in all sorts of soil, compacting the base, disposing of surplus earth within the site premises (lead up to 0.5 km), backfilling work after completion of job, all complete. The rate is inclusive of bailing out of water during excavation and shoring work, if required to prevent collapsing of soil. (Only cement, PVC Gully trap, Cover, Rung Ladder, Reinforcement Steel (From Scrap) would be supplied by the Employer but subjected to reconciliation). Work to be done as per drawing and direction of EIC. |  | 0 | 0 | Approved
CHANDANNAGAR COMMERCIAL | MAIN TOWER | Plumbing/Sanitory | External Plumbing | WO/GC01/GC01/12 | PRAHALLAD CONSTRUCTION PRIVATE LIMITED | PCC (1:3:6) | Laying 1:3:6 cement concrete for, pipe supports and 75 mm thick encasing the pipes where top cushion depth is not adequate, including necessary form work, compaction, etc. All complete as per specifications and directions of the Engineer-in-charge.(only cement would be supplied by the Employer free of cost, but subjected to reconciliation) | Cum. | 10 | 6700 | Approved
CHANDANNAGAR COMMERCIAL | MAIN TOWER | Plumbing/Sanitory | External Plumbing | WO/GC01/GC01/12 | PRAHALLAD CONSTRUCTION PRIVATE LIMITED | Fitting and fixing UPVC Sch. 80 (for underground water supply) of following dia at up to 1000mm depth from FGL, hunching required and perfect alignment as shown in drawing complete with all sorts of fittings ( e.g tee, bends, elbows, coupler, unions, | Fitting and fixing UPVC Sch. 80 (for underground water supply) of following dia at up to 1000mm depth from FGL, hunching required and perfect alignment as shown in drawing complete with all sorts of fittings ( e.g tee, bends, elbows, coupler, unions, reducers, flanges etc.) as required, jointed (Fusion Joint) with heat process by machine including, concrete for bedding only bottom of the support,(1:3:6) pipe supports and encasing the pipes every 3mtr & near fittings, and as per instruction of EIC. in case available standard fittings is not possible to use, fabricated fittings as per site requirement / as per drawing is to be used to lay the pipe in specified manner. Rate should be including necessary earthwork in excavation and stacking of earth at convenient locations including dewatering for pipe trenches, backfilling after laying of pipe and dispose of surplus earth up to a lead of 0.5 km. Excavation to include all sorts of earth, hard soil etc. The rate is inclusive of bailing out of water during excavation and shoring work , if required to prevent collapsing of soil.(pipe, fittings and cement would be supplied by the Vendor) |  | 0 | 0 | Approved
CHANDANNAGAR COMMERCIAL | MAIN TOWER | Plumbing/Sanitory | External Plumbing | WO/GC01/GC01/12 | PRAHALLAD CONSTRUCTION PRIVATE LIMITED | Fixing ,jointing, testing and commissioning fixing heavy approved make ball/Butterfly valves of the following diameters (20 Kg/cm2) (valves,MTA & flange would be supplied by the Vendor ). | Fixing ,jointing, testing and commissioning fixing heavy approved make ball/Butterfly valves of the following diameters (20 Kg/cm2) (valves,MTA & flange would be supplied by the Vendor ). |  | 0 | 0 | Approved
CHANDANNAGAR COMMERCIAL | MAIN TOWER | Plumbing/Sanitory | External Plumbing | WO/GC01/GC01/12 | PRAHALLAD CONSTRUCTION PRIVATE LIMITED | Charges for Fitting and fixing Hose bib cock (for garden area/road wash/ car wash) ...all complete. (Hose bib cock and CP extension piece will be supplied by the Vendor) | Charges for Fitting and fixing Hose bib cock (for garden area/road wash/ car wash) ...all complete. (Hose bib cock and CP extension piece will be supplied by the Vendor) |  | 0 | 0 | Approved
CHANDANNAGAR COMMERCIAL | MAIN TOWER | Plumbing/Sanitory | External Plumbing | WO/GC01/GC01/12 | PRAHALLAD CONSTRUCTION PRIVATE LIMITED | Fitting & fixing ,jointing, testing and commissioning fixing heavy approved make Water Meter of the following diameters (20 Kg/cm2) (valves,MTA & flange would be supplied by the Vendor ). | Fitting & fixing ,jointing, testing and commissioning fixing heavy approved make Water Meter of the following diameters (20 Kg/cm2) (valves,MTA & flange would be supplied by the Vendor ). |  | 0 | 0 | Approved
CHANDANNAGAR COMMERCIAL | MAIN TOWER | Plumbing/Sanitory | External Plumbing | WO/GC01/GC01/12 | PRAHALLAD CONSTRUCTION PRIVATE LIMITED | Installation for construction of 160 mm dia lock gate mm as provided in the drawing, fixing of the lock gate, installation of sump pump with all accessories and commissioning of the same with all accessories, complete in all respect. | Installation for construction of 160 mm dia lock gate mm as provided in the drawing, fixing of the lock gate, installation of sump pump with all accessories and commissioning of the same with all accessories, complete in all respect. | Set | 0 | 22500 | Approved
CHANDANNAGAR COMMERCIAL | MAIN TOWER | Plumbing/Sanitory | External Plumbing | WO/GC01/GC01/12 | PRAHALLAD CONSTRUCTION PRIVATE LIMITED | Invert Lvl -Less than 700 mm | Invert Lvl -Less than 700 mm | Mtrs. | 132 | 710 | Approved
CHANDANNAGAR COMMERCIAL | MAIN TOWER | Plumbing/Sanitory | External Plumbing | WO/GC01/GC01/12 | PRAHALLAD CONSTRUCTION PRIVATE LIMITED | Invert Lvl - 700 mm to 900 mm | Invert Lvl - 700 mm to 900 mm | Mtrs. | 18 | 750 | Approved
CHANDANNAGAR COMMERCIAL | MAIN TOWER | Plumbing/Sanitory | External Plumbing | WO/GC01/GC01/12 | PRAHALLAD CONSTRUCTION PRIVATE LIMITED | (600 X 600 X up to 500)-Storm pit with Grating of 40 MT capacity. | (600 X 600 X up to 500)-Storm pit with Grating of 40 MT capacity. | Nos | 2 | 8750 | Approved
CHANDANNAGAR COMMERCIAL | MAIN TOWER | Plumbing/Sanitory | External Plumbing | WO/GC01/GC01/12 | PRAHALLAD CONSTRUCTION PRIVATE LIMITED | (600 X 600 X 501 to 1000) -Storm pit with Grating of 40 MT capacity. | (600 X 600 X 501 to 1000) -Storm pit with Grating of 40 MT capacity. | Nos | 9 | 9400 | Approved
CHANDANNAGAR COMMERCIAL | MAIN TOWER | Plumbing/Sanitory | External Plumbing | WO/GC01/GC01/12 | PRAHALLAD CONSTRUCTION PRIVATE LIMITED | (600 X 600 X up to 500)-Sewerage pit with Recessed Cover of 40 MT capacity. | (600 X 600 X up to 500)-Sewerage pit with Recessed Cover of 40 MT capacity. | Nos | 1 | 8750 | Approved
CHANDANNAGAR COMMERCIAL | MAIN TOWER | Plumbing/Sanitory | External Plumbing | WO/GC01/GC01/12 | PRAHALLAD CONSTRUCTION PRIVATE LIMITED | (600 X 600 X 501 to 700) - Sewerage pit with Recessed Cover of 40 MT capacity. | (600 X 600 X 501 to 700) - Sewerage pit with Recessed Cover of 40 MT capacity. | Nos | 3 | 8750 | Approved
CHANDANNAGAR COMMERCIAL | MAIN TOWER | Plumbing/Sanitory | External Plumbing | WO/GC01/GC01/12 | PRAHALLAD CONSTRUCTION PRIVATE LIMITED | 50 mm dia | 50 mm dia | Mtrs. | 60 | 410 | Approved
CHANDANNAGAR COMMERCIAL | MAIN TOWER | Plumbing/Sanitory | External Plumbing | WO/GC01/GC01/12 | PRAHALLAD CONSTRUCTION PRIVATE LIMITED | 50 mm dia (Municipal Water Supply) | 50 mm dia (Municipal Water Supply) | Nos | 2 | 950 | Approved
CHANDANNAGAR COMMERCIAL | MAIN TOWER | Plumbing/Sanitory | External Plumbing | WO/GC01/GC01/12 | PRAHALLAD CONSTRUCTION PRIVATE LIMITED | 15 mm dia | 15 mm dia | Nos | 5 | 176 | Approved
CHANDANNAGAR COMMERCIAL | MAIN TOWER | Plumbing/Sanitory | External Plumbing | WO/GC01/GC01/12 | PRAHALLAD CONSTRUCTION PRIVATE LIMITED | 50 mm dia | 50 mm dia | Nos | 1 | 1250 | Approved
AARANYA | COMMON INFRASTRUCTURE | Land Development | Pond Development | WO/PKB/PKB2/22 | ANIRBAN ENTERPRISE | Bamboo Fencing Rectification | All charges for repair and rectification of existing bamboo fencing work along the pond periphery, including supply of all required bamboo, nails, washers, labour, tools, tackles, and handling, complete as per drawing and the direction of the Engineer-in-Charge. Note: i) Bamboo posts to be fixed at 2'-0'' c/c spacing. i) Height of posts: 4'-0" (2'-0" embedded in soil + 2'-0" exposed above ground level). iii) Supply and Fixing of 3 (three) rows of horizontal bamboo bakari of size matching with the existing fencing. iv) All connections with nails, washers, and other accessories as required, including proper alignment, finishing, and dressing. all complete. (Rate consider 50% post need to replace and 100% horizontal member (3 rows) need to replace with new material.) | RMT | 241.1 | 147.65 | Amended & Approved
The Ramdulari | BLOCK | Mechanical Car Parking |  | WO/RP/RP02/73 | B P Enterprise | RCC- M20 (SMC) | All Charges for providing & laying of R.C.C (M20 Grade) by site mix concrete 25 mm and down sized , screened and washed well graded stone chips excluding shuttering, consolidation complete in all respect as per drawing, specification and direction of EIC. (Cement & steel would be supplied by the client, but subjected to reconciliation.) 21 nos. Patkua pile & pile cap | Cum. | 16.674 | 8500 | Approved
The Ramdulari | BLOCK | Mechanical Car Parking |  | WO/RP/RP02/73 | B P Enterprise | Steel reinforcement | All charges for fixing steel reinforcement (Tor Steel as per IS-1786, Fe 500) for RCC work including transporting, decoiling, straightening, removing loose rust, cutting, bending and placing for all profile and for all lead & lift and binding with 18 gauge annealed wire as per drawing and direction of Engineer-in-Charge. Payment of steel shall be made as per drawing and approved bar bending schedule with permissible laps and paid on the basis of the sectional weights of bar as per relevant I.S. Code. The rate shall include cost of binding wire, chairs, spacers, pins, cover blocks which will not be measured separately for payment. (Reinforcement would be supplied by the client free of cost, but subjected to reconciliation) Item- 21 nos. Patkua pile & pile cap | MT | 0.78 | 9000 | Approved
SOUTHWINDS PROJECT LLP (PHASE - III & IV) | MEP PHASE - IV | Sewage Treatment Plant |  | WO/SP34/MW4/67 | RESONANCE | Operation and Maintenance Charges for STP (Time Period: 1st July'2025 to 31st December'2025) | Providing STP & WTP Operation and Maintenance service operator for all time (24 Hrs. X 7 Days) for Plant’s Health & necessary check-up (Consider 3 Person at a time) with necessary Tools and tackles as per direction and satisfaction of EIC. Engineer’s Supervisor Visit minimum 4 times in a month and provide periodic reports submit to the client for STP & WTP Operation and Maintenance with necessary Tools and tackles as per direction and satisfaction of EIC. Providing Consumables items for STP & WTP Operation and Maintenance. Services Charges as per direction of Engineer-in-Charge. (Time Period: 1st July'2025 to 31st December'2025) | Months | 6 | 54472 | Amended & Approved
SOUTHWINDS PROJECT LLP (PHASE - III & IV) | MEP PHASE - IV | Sewage Treatment Plant | Civil | WO/SP34/MW4/68 | PROTECH ENGINEERS | Manhole Cover for Road near Block - 13 | Charges for Providing, Fabrication & Erection of MS work for manhole cover made with various sizes of MS member (ISA 100x100x6 , SHS 75x75x6,SHS 100x100x6 , 8 mm or 10 mm Square bar , 8 mm chequered plate, Anchor Fastener if required etc.) as per drawing confirming to relevant IS code as per approved design with all complete and including cost of one coat Epoxy Primer, as per drawing (attached ) and direction of Engineer-in-Charge. 1. MS Manhole cover for MH opening 750x750 (Road area): 150 kg each x 01 nos =150 Kg 2. MS Manhole cover for MH opening 900x900 (Road area): 220 kg each x 03 nos =660 Kg MS Manhole cover for MH opening 600x600 (Road area): 97 kg each x 04 nos =388 Kg | Kgs | 1198 | 107 | Approved
The Ramdulari | OVERHEAD | Lift Operator |  | WO/RP/RP04/19 | Secura Infra Services Pvt. Ltd. | Licensed lift operator | Providing two (02) licensed lift operator @12 hr. daily basis for full month including reliever, NH & Management fees, from 1st Aug'2025 to 31st Dec'2025. | Head | 10 | 22921 | Approved
SOUTHWINDS PROJECT LLP (PHASE - III & IV) | HARDSCAPE & LANDSCAPE PHASE - IV | Grill / Steel Work |  | WO/SP34/HL4/12 | PROTECH ENGINEERS | Providing, Fabricating and Erection Charges of made with various sizes of MS Member at Different Locations | Providing, Fabricating and Erection Charges of made with various sizes of MS Member at Different Locations (SHS-132x132x4.8, 150x150x5, 100x100x4.5, 50x50x5, RHS-96x48x4, 145x82x4.8, MS Member 32x32x2.9, 38x38x3.6, 50x50x3, 25x25x2.6 and 76x6 Insert Plate 300x300x12, 250x250x12, 400x400x12, 200x200x12 & 150x150x12, CHS 75mm, 50mm, 65mm dia, 10mm sq bar and 50x50, 40x25, 25x25 solid bar etc.) as per drawing confirming to relevant IS code as per approved design with all complete of approved manufacture, Gas Set, Welding set all Machinery, all tools & tackles and lifting, loading -unloading charges as per direction of Engineer-in-charge. All necessary items in contractor scope for complete the work. |  | 0 | 0 | Amended & Approved
SOUTHWINDS PROJECT LLP (PHASE - III & IV) | HARDSCAPE & LANDSCAPE PHASE - IV | Grill / Steel Work |  | WO/SP34/HL4/12 | PROTECH ENGINEERS | Gazebo A1 (BL 14C) | Gazebo A1 (BL 14C) | Kgs | 1171.24 | 107 | Approved
SOUTHWINDS PROJECT LLP (PHASE - III & IV) | HARDSCAPE & LANDSCAPE PHASE - IV | Grill / Steel Work |  | WO/SP34/HL4/12 | PROTECH ENGINEERS | Gazebo B1 (BL 14C) | Gazebo B1 (BL 14C) | Kgs | 740.2 | 107 | Approved
SOUTHWINDS PROJECT LLP (PHASE - III & IV) | HARDSCAPE & LANDSCAPE PHASE - IV | Grill / Steel Work |  | WO/SP34/HL4/12 | PROTECH ENGINEERS | Screen Wall 4 (Bl 14C) | Screen Wall 4 (Bl 14C) | Kgs | 1190.62 | 107 | Approved
SOUTHWINDS PROJECT LLP (PHASE - III & IV) | HARDSCAPE & LANDSCAPE PHASE - IV | Grill / Steel Work |  | WO/SP34/HL4/12 | PROTECH ENGINEERS | Pergola 1 (Golf) | Pergola 1 (Golf) | Kgs | 1529.875 | 107 | Approved
SOUTHWINDS PROJECT LLP (PHASE - III & IV) | HARDSCAPE & LANDSCAPE PHASE - IV | Grill / Steel Work |  | WO/SP34/HL4/12 | PROTECH ENGINEERS | Green Wall (Bl 13) | Green Wall (Bl 13) | Kgs | 0 | 107 | Approved
SOUTHWINDS PROJECT LLP (PHASE - III & IV) | HARDSCAPE & LANDSCAPE PHASE - IV | Grill / Steel Work |  | WO/SP34/HL4/12 | PROTECH ENGINEERS | Cricket Pitch Fencing | Cricket Pitch Fencing | Kgs | 0 | 107 | Approved
SOUTHWINDS PROJECT LLP (PHASE - III & IV) | HARDSCAPE & LANDSCAPE PHASE - IV | Grill / Steel Work |  | WO/SP34/HL4/12 | PROTECH ENGINEERS | Mini Skating Ring Railing | Mini Skating Ring Railing | Kgs | 0 | 107 | Approved
SOUTHWINDS PROJECT LLP (PHASE - III & IV) | HARDSCAPE & LANDSCAPE PHASE - IV | Grill / Steel Work |  | WO/SP34/HL4/12 | PROTECH ENGINEERS | Gate (Substation) Bl 13 | Gate (Substation) Bl 13 | Kgs | 238.86 | 107 | Approved
SOUTHWINDS PROJECT LLP (PHASE - III & IV) | HARDSCAPE & LANDSCAPE PHASE - IV | Grill / Steel Work |  | WO/SP34/HL4/12 | PROTECH ENGINEERS | Supply & Application of two coat epoxy based primer with two coat PU based paint on the MS members at different locations | Supply & Application of two coat epoxy based primer with two coat PU based paint on the MS members at different locations as per direction of EIC (Brand - Asian Paint) |  | 0 | 0 | Approved
SOUTHWINDS PROJECT LLP (PHASE - III & IV) | HARDSCAPE & LANDSCAPE PHASE - IV | Grill / Steel Work |  | WO/SP34/HL4/12 | PROTECH ENGINEERS | Gazebo A1 (BL 14C) | Gazebo A1 (BL 14C) | Sq.Ft. | 405.66 | 65 | Approved
SOUTHWINDS PROJECT LLP (PHASE - III & IV) | HARDSCAPE & LANDSCAPE PHASE - IV | Grill / Steel Work |  | WO/SP34/HL4/12 | PROTECH ENGINEERS | Gazebo B1 (BL 14C) | Gazebo B1 (BL 14C) | Sq.Ft. | 252.17 | 65 | Approved
SOUTHWINDS PROJECT LLP (PHASE - III & IV) | HARDSCAPE & LANDSCAPE PHASE - IV | Grill / Steel Work |  | WO/SP34/HL4/12 | PROTECH ENGINEERS | Pergola 1 (Golf) | Pergola 1 (Golf) | Sq.Ft. | 431.292 | 65 | Approved
SOUTHWINDS PROJECT LLP (PHASE - III & IV) | HARDSCAPE & LANDSCAPE PHASE - IV | Grill / Steel Work |  | WO/SP34/HL4/12 | PROTECH ENGINEERS | Mini Skating Ring Railing | Mini Skating Ring Railing | Sq.Ft. | 153.463 | 65 | Approved
SOUTHWINDS PROJECT LLP (PHASE - III & IV) | HARDSCAPE & LANDSCAPE PHASE - IV | Grill / Steel Work |  | WO/SP34/HL4/12 | PROTECH ENGINEERS | Supply & Application of two coat epoxy based primer with two Coat Synthetic Enamel Paint | Supply & Application of two coat epoxy based primer with two Coat Synthetic Enamel Paint on the MS members at different locations as per direction of EIC (Brand - Asian Paint) |  | 0 | 0 | Approved
SOUTHWINDS PROJECT LLP (PHASE - III & IV) | HARDSCAPE & LANDSCAPE PHASE - IV | Grill / Steel Work |  | WO/SP34/HL4/12 | PROTECH ENGINEERS | Screen Wall 4 (Bl 14C) | Screen Wall 4 (Bl 14C) | Sq.Ft. | 434.05 | 20.5 | Approved
SOUTHWINDS PROJECT LLP (PHASE - III & IV) | HARDSCAPE & LANDSCAPE PHASE - IV | Grill / Steel Work |  | WO/SP34/HL4/12 | PROTECH ENGINEERS | Green Wall (Bl 13) | Green Wall (Bl 13) | Sq.Ft. | 0 | 20.5 | Approved
SOUTHWINDS PROJECT LLP (PHASE - III & IV) | HARDSCAPE & LANDSCAPE PHASE - IV | Grill / Steel Work |  | WO/SP34/HL4/12 | PROTECH ENGINEERS | Cricket Pitch Fencing | Cricket Pitch Fencing | Sq.Ft. | 620.355 | 20.5 | Approved
SOUTHWINDS PROJECT LLP (PHASE - III & IV) | HARDSCAPE & LANDSCAPE PHASE - IV | Grill / Steel Work |  | WO/SP34/HL4/12 | PROTECH ENGINEERS | Gate (Substation) Bl 13 | Gate (Substation) Bl 13 | Sq.Ft. | 71.13 | 20.5 | Approved
SOUTHWINDS PROJECT LLP (PHASE - III & IV) | HARDSCAPE & LANDSCAPE PHASE - IV | Grill / Steel Work |  | WO/SP34/HL4/12 | PROTECH ENGINEERS | Providing, fabricating and installation of PVC Coated GI wire mesh Fencing | Providing, fabricating and installation of PVC Coated GI wire mesh Fencing (as shown in drwg) including Gas Set, Welding set all Machinery, all tools & tackles and lifting, loading -unloading charges as per direction of Engineer-in-charge. |  | 0 | 0 | Approved
SOUTHWINDS PROJECT LLP (PHASE - III & IV) | HARDSCAPE & LANDSCAPE PHASE - IV | Grill / Steel Work |  | WO/SP34/HL4/12 | PROTECH ENGINEERS | Green Wall (Bl 13) | Green Wall (Bl 13) | Sq.Ft. | 0 | 62 | Approved
SOUTHWINDS PROJECT LLP (PHASE - III & IV) | HARDSCAPE & LANDSCAPE PHASE - IV | Grill / Steel Work |  | WO/SP34/HL4/12 | PROTECH ENGINEERS | Providing, fabricating and installation of Nylon Net | Providing, fabricating and installation of Nylon Net (as shown in drwg) including Gas Set, Welding set all Machinery, all tools & tackles and lifting, loading -unloading charges as per direction of Engineer-in-charge. |  | 0 | 0 | Approved
SOUTHWINDS PROJECT LLP (PHASE - III & IV) | HARDSCAPE & LANDSCAPE PHASE - IV | Grill / Steel Work |  | WO/SP34/HL4/12 | PROTECH ENGINEERS | Cricket Pitch Fencing | Cricket Pitch Fencing | Sq.Ft. | 3578.82 | 17 | Approved
SOUTHWINDS PROJECT LLP (PHASE - III & IV) | HARDSCAPE & LANDSCAPE PHASE - IV | Grill / Steel Work |  | WO/SP34/HL4/12 | PROTECH ENGINEERS | Supply & Fixing of Anchor Fastener | Supply & Fixing of Anchor Fastener as per direction of Engineer-in-charge. Brand - Hilti / Fischer |  | 0 | 0 | Approved
SOUTHWINDS PROJECT LLP (PHASE - III & IV) | HARDSCAPE & LANDSCAPE PHASE - IV | Grill / Steel Work |  | WO/SP34/HL4/12 | PROTECH ENGINEERS | Anchor Fastener M-12*100mm | Anchor Fastener M-12*100mm | Nos | 0 | 85 | Approved
SOUTHWINDS PROJECT LLP (PHASE - III & IV) | HARDSCAPE & LANDSCAPE PHASE - IV | Grill / Steel Work |  | WO/SP34/HL4/12 | PROTECH ENGINEERS | Anchor Fastener M-16*100mm | Anchor Fastener M-16*100mm | Nos | 0 | 95 | Approved
SOUTHWINDS PROJECT LLP (PHASE - III & IV) | HARDSCAPE & LANDSCAPE PHASE - IV | Grill / Steel Work |  | WO/SP34/HL4/12 | PROTECH ENGINEERS | Anchor Fastener M-16*150mm | Anchor Fastener M-16*150mm | Nos | 16 | 110 | Approved
Primarc Aadvika | OVERHEAD | Civil | Misc Civil Work | WO/HW1/PHW4/12 | BABU KHAN | Charges for Misc. Civil Work for Infrastructure Development, including Labour, Material, Tools & Tackles. | Charges for Misc. Civil Work for Infrastructure Development, including Labour, Material, Tools & Tackles. |  | 0 | 0 | Approved
Primarc Aadvika | OVERHEAD | Civil | Misc Civil Work | WO/HW1/PHW4/12 | BABU KHAN | Bathroom and Kitchen complete Plumbing Work. | Bathroom and Kitchen complete Plumbing Work. | Lump Sum | 1 | 250000 | Approved
Primarc Aadvika | OVERHEAD | Civil | Misc Civil Work | WO/HW1/PHW4/12 | BABU KHAN | Overhead Tank repairing or new Underground Tank repairing or new | Overhead Tank repairing or new Underground Tank repairing or new. | Lump Sum | 1 | 50000 | Approved
Primarc Aadvika | OVERHEAD | Civil | Misc Civil Work | WO/HW1/PHW4/12 | BABU KHAN | Floor Tiles repairing | Floor Tiles repairing | Lump Sum | 1 | 50000 | Approved
Primarc Aadvika | OVERHEAD | Civil | Misc Civil Work | WO/HW1/PHW4/12 | BABU KHAN | Outside & Inside Painting work complete | Outside & Inside Painting work complete | Lump Sum | 1 | 240000 | Approved
Primarc Aadvika | OVERHEAD | Civil | Misc Civil Work | WO/HW1/PHW4/12 | BABU KHAN | Donga new making and fitting & Common Passage’s garbage cleaning. | Donga new making and fitting & Common Passage’s garbage cleaning. | Lump Sum | 1 | 60000 | Approved
Primarc Chambers | BLOCK | Window and Glazing |  | WO/PCH/PC01/99 | Annex Design Pvt. Ltd. | Dismantling, Providing & Refixing of DGU Glass for Window CG-1 | Charges for Dismantling, Providing & re-fixing of 24 mm thick DGU Glass for Window CG-1 (Actual Size: 1122mm x 2406 mm approx.) Location: Office Unit 108 at 8th floor |  | 0 | 0 | Approved
Primarc Chambers | BLOCK | Window and Glazing |  | WO/PCH/PC01/99 | Annex Design Pvt. Ltd. | Dismantling, Providing & Refixing of DGU Glass for Window CG-1 | Dismantling, Providing & re-fixing of 24mm Insulated DGU toughened glass (Layer 1: Toughened Glass 6mm SKN 144 + 12mm Air Gap + Layer 2: 6mm Clear ),all complete with necessary hardware fittings & fixtures, silicon sealants as approved & direction of Engineer In Charge. Glass make - Saint Gobain ,Rubber - EPDM Rubber Gasket (Osaka/Eq.),Weather Sealant - (Wacker/Dow) | Lump Sum | 1 | 18600 | Approved
Primarc Chambers | BLOCK | Window and Glazing |  | WO/PCH/PC01/99 | Annex Design Pvt. Ltd. | Delivery, Handling & Lifting Charges | Charges for Material Delivery, Handling & Lifting Charges for 24mm DGU Glass & other accessories | Lump Sum | 1 | 5000 | Approved
SOUTHWINDS PROJECT LLP (PHASE - III & IV) | HARDSCAPE & LANDSCAPE PHASE - IV | Hardscape | Flooring Work | WO/SP34/HL4/14 | A.M. Enterprise | Hardscape Finishing work | Hardscape Finishing work |  | 0 | 0 | Amended & Approved
SOUTHWINDS PROJECT LLP (PHASE - III & IV) | HARDSCAPE & LANDSCAPE PHASE - IV | Hardscape | Flooring Work | WO/SP34/HL4/14 | A.M. Enterprise | Granite Flooring | Labour Charges for fixing of Granite at all levels over a bed of 35-40 mm thick cement mortar (1:4) , joints filled with Grey / white cement slurry pigmented to match including all finishing as per drawing and direction of Engineer-In-Charge. Granite, Cement will be supplied by Client. Location : Block - 13 to 16 Courtyard Area (Seat, Planter, Pargola, Stair, Sculpture area) | Sq.Ft. | 1158.86 | 50 | Approved
SOUTHWINDS PROJECT LLP (PHASE - III & IV) | HARDSCAPE & LANDSCAPE PHASE - IV | Hardscape | Flooring Work | WO/SP34/HL4/14 | A.M. Enterprise | Granite facia/coping | Labour Charges for fixing of Granite at all levels over a bed of 35-40 mm thick cement mortar (1:4) , joints filled with white cement slurry pigmented to match including all finishing as per drawing and direction of Engineer-In-Charge. Granite, Cement will be supplied by Client. Location : Block - 13 to 16 Courtyard Area (Seat, Planter, Pargola, Stair, Pathway, Sculpture area & Light Post) | Rft | 2844.55 | 43 | Approved
SOUTHWINDS PROJECT LLP (PHASE - III & IV) | HARDSCAPE & LANDSCAPE PHASE - IV | Hardscape | Flooring Work | WO/SP34/HL4/14 | A.M. Enterprise | Kota Stone Flooring | Laying charges of Kota Stone flooring with mortar over a bed of 35-45 mm thick cement mortar (1:4) joints filled with white/Grey cement slurry pigmented to match including all finishing & Cleaning as per drawing and direction of Engineer-In-Charge. Only Kota Stone and Cement will be supplied by Client. Location : Block - 13 to 16 Courtyard Area (Stepping, Stepping area of Pargola & Gazebo, Seating Plaza, Pathway, Pet Relieving Zone area) | Sq.Ft. | 2918.56 | 40 | Approved
SOUTHWINDS PROJECT LLP (PHASE - III & IV) | HARDSCAPE & LANDSCAPE PHASE - IV | Hardscape | Flooring Work | WO/SP34/HL4/14 | A.M. Enterprise | Kota Stone | Laying charges of Kota Stone with mortar over a bed of 35-45 mm thick cement mortar (1:4) joints filled with white/Grey cement slurry pigmented to match including all finishing & Cleaning as per drawing and direction of Engineer-In-Charge. Only Kota Stone and Cement will be supplied by Client. Location : Block - 13 to 16 Courtyard Area (Step Riser, Step to Pergola platform & Step from lawn to gazebo) | Rft | 807.4 | 35 | Approved
SOUTHWINDS PROJECT LLP (PHASE - III & IV) | HARDSCAPE & LANDSCAPE PHASE - IV | Hardscape | Flooring Work | WO/SP34/HL4/14 | A.M. Enterprise | Moulding | Finishing of moulding in Cladding and filled the same with Cementous Polymer grout of approved brand; Location : Block - 13 to 16 Courtyard Area (Seating area, Planter top & Inside area, Stepping area, Pergola & Gazebo Step, Pathway Bend, Sculpture Wall & Light Post) | Rft | 962.83 | 32 | Approved
SOUTHWINDS PROJECT LLP (PHASE - III & IV) | HARDSCAPE & LANDSCAPE PHASE - IV | Hardscape | Flooring Work | WO/SP34/HL4/14 | A.M. Enterprise | Making 6 mm X 10 mm Groove and filled the same with Cementous Polymer grout | Making 6 mm X 10 mm Groove and filled the same with Cementous Polymer grout of approved brand and necessary as per EIC; Location - 13 to 16 Courtyard Area (Seating area, Planter top & Inside area, Stepping area, Pergola & Gazebo Step, Sculpture Wall & Light Post) | Rft | 767.83 | 12 | Approved
SOUTHWINDS PROJECT LLP (PHASE - III & IV) | HARDSCAPE & LANDSCAPE PHASE - IV | Hardscape | Flooring Work | WO/SP34/HL4/14 | A.M. Enterprise | Making 3 mm X 6 mm or any size Groove at every joint of Flooring by machine | Making 3 mm X 6 mm or any size Groove at every joint of Flooring by machine and necessary as per EIC; Location - 13 to 16 Courtyard Area (Pathway) | Rft | 1888.66 | 13 | Approved
SOUTHWINDS PROJECT LLP (PHASE - III & IV) | HARDSCAPE & LANDSCAPE PHASE - IV | Hardscape | Flooring Work | WO/SP34/HL4/14 | A.M. Enterprise | Black Stone Kudappa | Laying charges of Black Stone Kudappa flooring with mortar over a bed of 35-45 mm thick cement mortar (1:4) joints filled with white/Grey cement slurry pigmented to match including all finishing & Cleaning as per drawing and direction of Engineer-In-Charge. Only Black Stone and Cement will be supplied by Client. Location : Block - 14 Courtyard (Pergola Platform) | Sq.Ft. | 0 | 40 | Approved
The Ramdulari | OVERHEAD | Fire Operator |  | WO/RP/RP04/20 | DEC PROPERTY MANAGEMENT INDIA PVT LTD | Providing Fire Operator | Providing two (02) fire operator @12 hr. daily basis for 30/31 days working in a month including reliever, NH & Management fees, from 23rd Aug'2025 to 31st Dec'2025. | Head | 8.66 | 28969 | Approved
Primarc Chambers | COMMON INFRASTRUCTURE | Road Works |  | WO/PCH/PC04/49 | A.M. Enterprise | Flooring work at Main Entrance Gate Carriageway Area | Charges for Flooring work at Main Entrance Gate Carriageway Area |  | 0 | 0 | Approved
Primarc Chambers | COMMON INFRASTRUCTURE | Road Works |  | WO/PCH/PC04/49 | A.M. Enterprise | Fixing of Flooring Leather Finish Granite over a bed of Average thickness of 8-10mm approved adhesive | Charges for Lifting & Fixing of Flooring Leather Finish Granite over a bed of Average thickness of 8-10mm approved adhesive in proper line and level.The joints will be filled with polymer based grout with colour pigment (as approved by architect) including necessary tools and tackles, shifting materials from stack yard, curing, cleaning the Granite surfaces with water, removing & shifting the balance wastage materials to designated place etc .complete as per drawing and direction by EIC. (Adhesive and Granite will be supplied by client on reconciliation basis, remaining will be under the scope of the contractor) (Location- Main Gate Entrance Carriageway.) | Sq.Ft. | 65.33 | 50 | Approved
Primarc Chambers | COMMON INFRASTRUCTURE | Road Works |  | WO/PCH/PC04/49 | A.M. Enterprise | 100mm thick Leather Finish Granite Strip over a bed of average thickness of 8-10mm | Charges for Lifting & Fixing of Flooring using Average 100mm thick Leather Finish Granite Strip over a bed of average thickness of 8-10mm approved adhesive in proper line and level. The joints will be filled with polymer based grout with colour pigment (as approved by architect) including necessary tools and tackles, shifting materials from stack yard, curing, cleaning the Granite surfaces with water, removing & shifting the balance wastage materials to designated place etc complete as per drawing and direction by EIC (Adhesive and Granite will be supplied by client on reconciliation basis, remaining will be under the scope of the contractor) (Location- Main Gate Entrance Carriageway.) | Rft | 2212.83 | 35 | Approved
Primarc Chambers | COMMON INFRASTRUCTURE | Road Works |  | WO/PCH/PC04/49 | A.M. Enterprise | Chamfering & Polishing on Granite | Charges for Chamfering & Polishing on Granite at all levels as per drawing and direction of Engineer -In- Charge. (Location- At Granite Strip joints (both strip edge) located on Main Gate Entrance Carriageway.) | Rft | 4425.66 | 27 | Approved
Primarc Chambers | COMMON INFRASTRUCTURE | Road Works |  | WO/PCH/PC04/49 | A.M. Enterprise | Fixing of 60mm thick Milano Paver Block | Charges for Lifting & Fixing of 60mm thick Milano Paver Block over 50mm Sand Bed in proper line and level. including necessary tools and tackles, shifting materials from stack yard, removing & shifting the balance wastage materials to designated place etc complete as per drawing and direction by EIC. (Paver Block to be supplied by client on reconciliation basis, remaining will be under the scope of the contractor) | Sq.Ft. | 365.73 | 28 | Approved
Primarc Aadvika | OVERHEAD | Pest Control |  | WO/HW1/PHW4/13 | Legend Sanicure Private Limited | Charges for Integrated Mosquito Control Services (Larva & Adult) Period: Sep'25 & Oct'25 | Charges for Integrated Mosquito Control Services (Larva & Adult): For Entire project office area, Marketing office area & Car Parking Area (Including Toilet & Security Gate). i) Anti Larval Treatment (Pest Covered- Mosquito Larvae): Chemical to be used- a) Baytex (Fenthion), Dosage- 0.75 ml/Ltr b) Chlorpyriphos, Dosage- 5ml/Ltr c) Diesel, Dosage-RTU Application will be as per annexure (8 treatments to be done in a month) ii) Anti Adult Space Spray (Pest Covered- Adult Mosquitos): Chemical to be used- a) Biflex (Bifenthrin), Dosage- 5-10 ml/Ltr b) Chlorpyriphos, Dosage- 10ml/Ltr c) Deltamethrin Flow (2.5% SC), Dosage- 8ml/Ltr Application will be as per annexure (8 treatments to be done in a month) iii) Hot Fogging: Chemical to be used- a) Kingfog (Deltamethrin 1.25% ULV), Dosage- 2ml/Ltr b) Biflex (Bifenthrin), Dosage- 5ml/Ltr Application will be as per annexure (4 treatments to be done in a month) Period: Sep'25 & Oct'25 | Months | 2 | 9000 | Approved
Primarc Aadvika | OVERHEAD | Pest Control |  | WO/HW1/PHW4/13 | Legend Sanicure Private Limited | Charges for Integrated Mosquito Control Services (Larva & Adult)Period: Nov'25 to Feb'26 | Charges for Integrated Mosquito Control Services (Larva & Adult): For Entire project office area, Marketing office area & Car Parking Area (Including Toilet & Security Gate). i) Anti Larval Treatment (Pest Covered- Mosquito Larvae): Chemical to be used- a) Baytex (Fenthion), Dosage- 0.75 ml/Ltr b) Chlorpyriphos, Dosage- 5ml/Ltr c) Diesel, Dosage-RTU Application will be as per annexure (4 treatments to be done in a month) ii) Anti Adult Space Spray (Pest Covered- Adult Mosquitos): Chemical to be used- a) Biflex (Bifenthrin), Dosage- 5-10 ml/Ltr b) Chlorpyriphos, Dosage- 10ml/Ltr c) Deltamethrin Flow (2.5% SC), Dosage- 8ml/Ltr Application will be as per annexure (4 treatments to be done in a month) iii) Hot Fogging: Chemical to be used- a) Kingfog (Deltamethrin 1.25% ULV), Dosage- 2ml/Ltr b) Biflex (Bifenthrin), Dosage- 5ml/Ltr Application will be as per annexure (4 treatments to be done in a month) Period: Nov'25 to Jun'26 | Months | 8 | 4500 | Approved
Primarc Chambers | COMMON INFRASTRUCTURE | Landscaping | Hardscape | WO/PCH/PC04/44 | A.M. Enterprise | Fixing of Floor Tiles(600x600) | Charges for Lifting & Fixing of Floor Tiles(600x600) over a bed of 30-40mm thick cement mortar (1:3) in proper line and level. The joints will be filled with polymer based grout With Colour pigment(as approved by arcthitect)including necessary tools and tackles, shifting material from stack yard, curing, cleaning the Granite surfaces with water, removing & shifting the balance wastage materials to designated place etc. Complete as par drawing and direction by EIC.(cement & Tiles will be supplied by client on reconciliation basis , remaining will be under the scope of the contractor) [Location-Security Room Floor] | Sq.Ft. | 84 | 35 | Approved
Primarc Chambers | COMMON INFRASTRUCTURE | Landscaping | Hardscape | WO/PCH/PC04/44 | A.M. Enterprise | Floor Tiles(600X600) skirting | Charges for Lifting & Fixing for Floor Tiles(600X600) skirting (50mm-150mm) in all levels over a bed of 20-25 mm thick cement mortar (1:3) in proper line and level. The joints will be filled with polymer based grout pigmented to match after acid washing , all materials , labour, tools & tackles ,all lead & lifts at all levels and finishing & cleaning all complete as par drawing, specification and direction of Engineer- in -Charge(only tiles & cement will be supplied by client ,but subject to reconciliation) [Location-Security Room] | Rft | 3.61 | 24 | Approved
Primarc Chambers | COMMON INFRASTRUCTURE | Landscaping | Hardscape | WO/PCH/PC04/44 | A.M. Enterprise | IPS flooring work | Charges for IPS flooring work of average 30mm-35 mm thickness using cement concrete 1:2:4 finished with floating coat of neat cement on floor at any floor level all complete as per drawing and direction of EIC. | Sq.Ft. | 535.15 | 45 | Approved
Primarc Chambers | COMMON INFRASTRUCTURE | Landscaping | Hardscape | WO/PCH/PC04/44 | A.M. Enterprise | Fixing of Floor Tiles in Lift Floor | Charges for Lifting & Fixing of Floor Tiles in Lift Floor over an Average thickness 8 to 10 mm thickness approved Adhesive in proper line and level. The joints will be filled with polymer based grout With Colour pigment(as approved by architect)including necessary tools and tackles, shifting material from stack yard,curing, cleaning the Tiles surfaces with water, removing & shifting the balance wastage materials to designated place etc. Complete as par drawing and direction by EIC.(Adhesive & Tiles will be supplied by client on reconciliation basis , remaining will be under the scope of the contractor) Location: Passenger Lift Floor | Sq.Ft. | 77.8 | 25 | Approved
Primarc Chambers | COMMON INFRASTRUCTURE | Landscaping | Hardscape | WO/PCH/PC04/44 | A.M. Enterprise | Fixing of Granite Lift Floor | Charges for Lifting & Fixing of Granite Lift Floor over an Average thickness 8 to 10 mm thickness approved Adhesive in proper line and level. The joints will be filled with polymer based grout With Colour pigment(as approved by architect)including necessary tools and tackles, shifting material from stack yard, curing, cleaning the Tiles surfaces with water, removing & shifting the balance wastage materials to designated place etc. Complete as par drawing and direction by EIC.(Adhesive & Granite will be supplied by client on reconciliation basis , remaining will be under the scope of the contractor) Location: Service Lift Floor | Sq.Ft. | 26.27 | 50 | Approved
Primarc Chambers | COMMON INFRASTRUCTURE | Landscaping | Hardscape | WO/PCH/PC04/44 | A.M. Enterprise | Charges of Mason | Charges for Mason for misc work at Site as per requirement & direction of EIC. | Nos. | 36 | 620 | Approved
Primarc Chambers | COMMON INFRASTRUCTURE | Landscaping | Hardscape | WO/PCH/PC04/44 | A.M. Enterprise | Charges for Helper/Daily Labour | Charges for Helper/Daily Labour for misc work at Site as per requirement & direction of EIC. | Nos. | 27 | 460 | Approved
Primarc Chambers | BLOCK | Painting | Internal Painting | WO/PCH/PC01/82 | ARTISAN | D1'-1240 X 2040 mm | "Charges for all surfaces properly cleaned by scraping with sandpaper, followed by putty fill-up and additional scraping if required. The process includes applying two coats of wood primer and two coats of synthetic enamel paint on door frames, mouldings, architraves, and lipping, as per the drawing and direction of the EIC, Colour (As approved) Brand: Asian Paints/AkzoNobel/Berger. Location: D1'-1240 X 2040 mm - ( Electric Panel Room, GFL Driver's Toilet & Facility Toilet.) Note: Material shall be applied after approval of Engineer-in-Charge. | Nos | 3 | 350 | Approved
Primarc Chambers | BLOCK | Painting | Internal Painting | WO/PCH/PC01/82 | ARTISAN | D4 -900 x 2400 mm | "Charges for all surfaces properly cleaned by scraping with sandpaper, followed by putty fill-up and additional scraping if required. The process includes applying two coats of wood primer and two coats of synthetic enamel paint on door frames, mouldings , architraves, and lipping, as per the drawing and direction of the EIC, Colour (As approved) Brand: Asian Paints/AkzoNobel/Berger. Location:D4 -900 x 2400 mm - (Podium-1 Driver's Toilet & GFL Common Toilet.) Note: Material shall be applied after approval of Engineer-in-Charge. | Nos | 2 | 350 | Approved
Primarc Chambers | BLOCK | Painting | Internal Painting | WO/PCH/PC01/100 | ARTISAN | Internal Painting Work | Internal Painting Work at Ground floor Area |  | 0 | 0 | Approved
Primarc Chambers | BLOCK | Painting | Internal Painting | WO/PCH/PC01/100 | ARTISAN | ROYALE ASPIRA GREY FLANNEL - 8331-Reception Area & Lift Lobby - Wall | Providing and applying of TWO COATS WATER BASED PRIMER, FOLLOWED BY TWO COATS OF ACRYLIC PUTTY FILLUP, THEN ONE COAT ROYALE ASPIRA COAT AND 2ND COATS OF ASIAN PAINTS - ROYALE ASPIRA GREY FLANNEL - 8331 over putty surface. Paint with complete finish as per approved shade, up to the required height including all surfaces properly cleaned by water jetting and scrapping with hard coir brush prior to application of paint, rub down, clean, fill cracks and holes with approved filler with tool tackles & necessary scaffolding if required at wall as per direction of Engineer in charge. Make: Paint (Asian Paints) Location - Reception Area & Lift Lobby - Wall | Sq.Ft. | 641.01 | 32 | Approved
SOUTHWINDS PROJECT LLP (PHASE - III & IV) | OVERHEAD PHASE - III & IV | In-house labour |  | WO/SP34/OP34/50 | Balaji Enterprise | Charges of Mason, Helper, Chipper & Unskilled Labour for misc. - Time Period: Aug'2025 to Sept'2025 | Charges of Mason, Helper, Chipper & Unskilled Labour for misc. work as per direction of EIC. - Time Period: Aug'2025 to Sept'2025 |  | 0 | 0 | Approved
SOUTHWINDS PROJECT LLP (PHASE - III & IV) | OVERHEAD PHASE - III & IV | In-house labour |  | WO/SP34/OP34/50 | Balaji Enterprise | Masson | Masson - (12hrs. Including breakfast & lunch) | Nos | 75 | 790 | Approved
SOUTHWINDS PROJECT LLP (PHASE - III & IV) | OVERHEAD PHASE - III & IV | In-house labour |  | WO/SP34/OP34/50 | Balaji Enterprise | loading - unloading - Mason | Charges for loading - unloading, transportation, hire charges for machinery work as per direction of Engineer-in-Charge. | Nos | 75 | 31.6 | Approved
SOUTHWINDS PROJECT LLP (PHASE - III & IV) | OVERHEAD PHASE - III & IV | In-house labour |  | WO/SP34/OP34/50 | Balaji Enterprise | Masson Helper | Masson Helper - (12hrs. Including breakfast & lunch) | Nos | 55 | 600 | Approved
SOUTHWINDS PROJECT LLP (PHASE - III & IV) | OVERHEAD PHASE - III & IV | In-house labour |  | WO/SP34/OP34/50 | Balaji Enterprise | loading - unloading - Masson Helper | Charges for loading - unloading, transportation, hire charges for machinery work as per direction of Engineer-in-Charge. | Nos | 55 | 24 | Approved
SOUTHWINDS PROJECT LLP (PHASE - III & IV) | OVERHEAD PHASE - III & IV | In-house labour |  | WO/SP34/OP34/50 | Balaji Enterprise | Unskilled labour | Charges of Unskilled labour for misc work as per direction of EIC. (12hrs. Including breakfast & lunch) | Nos | 867 | 480 | Approved
SOUTHWINDS PROJECT LLP (PHASE - III & IV) | OVERHEAD PHASE - III & IV | In-house labour |  | WO/SP34/OP34/50 | Balaji Enterprise | loading - unloading - Unskilled labour | Charges for loading - unloading, transportation, hire charges for machinery work as per direction of Engineer-in-Charge. | Nos | 867 | 19.2 | Approved
SOUTHWINDS PROJECT LLP (PHASE - III & IV) | OVERHEAD PHASE - III & IV | In-house labour |  | WO/SP34/OP34/50 | Balaji Enterprise | Unskilled labour (Cook) | Charges of Unskilled labour (Cook) for misc work as per direction of EIC. (12hrs. Including breakfast & lunch) | Nos | 59 | 480 | Approved
SOUTHWINDS PROJECT LLP (PHASE - III & IV) | OVERHEAD PHASE - III & IV | In-house labour |  | WO/SP34/OP34/50 | Balaji Enterprise | loading - unloading - Unskilled labour (Cook) | Charges for loading - unloading, transportation, hire charges for machinery work as per direction of Engineer-in-Charge. | Nos | 59 | 19.2 | Approved
Primarc Chambers | BLOCK | Painting | Internal Painting | WO/PCH/PC01/100 | ARTISAN | ARCHI CONCRETE-Reception Area - Wall | Providing and applying of ONE COAT SOLVENT BASED PRIMER, TWO COATS OF ACRYLIC PUTTY FILLUP, SURFACE CLEANING , ONE COAT SOLVENT BASED PRIMER, FOLLOWED ONE COAT BASE COAT PAINT -5603 (RASAL),FOLLOWED BY ONE COAT TOP COAT - 8297 (PLATINIUM DISC) (ARCHI CONCRETE)over putty surface. Paint with complete finish as per approved shade, up to the required height including all surfaces properly cleaned by water jetting and scrapping with Sand Paper prior to application of paint, rub down, clean, fill cracks and holes with approved filler with tool tackles & necessary scaffolding if required at wall as per direction of Engineer in charge. Make: Paint (Asian Paints) Location, Location - Reception Area - Wall | Sq.Ft. | 402.55 | 220 | Approved
Primarc Chambers | BLOCK | Painting | Internal Painting | WO/PCH/PC01/100 | ARTISAN | APOCOLITE PREMIUM EMULSION - BRILLIANT WHITE - 0908-Reception Area & Lift Lobby Ceiling | Providing and applying of ONE COAT PRIMER, FOLLOWED BY TWO COATS OF ACRYLIC PUTTY FILLUP, THEN ONE COAT PRIMER AND TWO COATS OF ASIAN PAINTS - APOCOLITE PREMIUM EMULSION - BRILLIANT WHITE - 0908 ( ROLLER FINISH). Paint with complete finish as per approved shade, up to the required height including all surfaces properly cleaned by water jetting and scrapping with hard coir brush prior to application of paint, rub down, clean, fill cracks and holes with approved filler with tool tackles & necessary scaffolding if required at wall as per direction of Engineer in charge. Make: Paint (Asian Paints).Location - Reception Area & Lift Lobby Ceiling, excluding Peripherial Coved Part | Sq.Ft. | 1869 | 21 | Approved
Primarc Chambers | BLOCK | Painting | Internal Painting | WO/PCH/PC01/100 | ARTISAN | PU PAINT - BRILLIANT WHITE - 0908-Reception Area & Lift Lobby Ceiling Peripherial Coved Part. | Providing and applying of TWO COAT SOLVENT BASED PRIMER, FOLLOWED BY ACRYLIC PUTTY FILLUP, SURFACE CLEANING, THEN ONE COAT PU BASED COAT AND TWO COATS OF PU PAINT - ASIAN PAINTS - - BRILLIANT WHITE - 0908 [BRUSHED FINISH]. Paint with complete finish as per approved shade, up to the required height including all surfaces properly cleaned by water jetting and scrapping with hard coir brush prior to application of paint, rub down, clean, fill cracks and holes with approved filler with tool tackles & necessary scaffolding if required at wall as per direction of Engineer in charge. Make: Paint (Asian Paints) Location - Reception Area & Lift Lobby Ceiling Peripherial Coved Part. | Sq.Ft. | 343.4 | 55 | Approved
Primarc Chambers | BLOCK | Painting | Internal Painting | WO/PCH/PC01/100 | ARTISAN | APOCOLITE PREMIUM EMULSION - GREY FLANNEL - 8331- Pressurized Lobby Wall. | Providing and applying of ONE COAT WATER BASED PRIMER, FOLLOWED BY ONE OR MORE COAT OF ACRYLIC PUTTY FILLUP, THEN ONE COAT PRIMER AND TWO COATS OF ASIAN PAINTS - APOCOLITE PREMIUM EMULSION - GREY FLANNEL - 8331 over putty surface. Paint with complete finish as per approved shade, up to the required height including all surfaces properly cleaned by water jetting and scrapping with hard coir brush prior to application of paint, rub down, clean, fill cracks and holes with approved filler with tool tackles & necessary scaffolding if required at wall as per direction of Engineer in charge. Make: Paint (Asian Paints).Location - Pressurized Lobby Wall. | Sq.Ft. | 579.42 | 21 | Approved
Primarc Chambers | BLOCK | Painting | Internal Painting | WO/PCH/PC01/100 | ARTISAN | APOCOLITE PREMIUM EMULSION - BRILLIANT WHITE - 0908- Pressurized Lobby Ceiling. | Providing and applying of ONE COAT WATER BASED PRIMER, FOLLOWED BY ONE OR MORE COATS OF ACRYLIC PUTTY FILLUP, THEN ONE COAT PRIMER AND TWO COATS OF ASIAN PAINTS - APOCOLITE PREMIUM EMULSION - BRILLIANT WHITE - 0908 . Paint with complete finish as per approved shade, up to the required height including all surfaces properly cleaned by water jetting and scrapping with hard coir brush prior to application of paint, rub down, clean, fill cracks and holes with approved filler with tool tackles & necessary scaffolding if required at wall as per direction of Engineer in charge. Make: Paint (Asian Paints) Location - Pressurized Lobby Ceiling. | Sq.Ft. | 107.42 | 21 | Approved
Primarc Chambers | BLOCK | Painting | Internal Painting | WO/PCH/PC01/100 | ARTISAN | APOCOLITE PREMIUM EMULSION - GREY FLANNEL - 8331-FM Room, Baby Care Room, Meeting Room, Dry Pantry - Wall | Providing and applying of ONE COAT WATER BASED PRIMER, FOLLOWED BY TWO COATS OF ASIAN PAINTS - APOCOLITE PREMIUM EMULSION - GREY FLANNEL - 8331 over putty surface. Paint with complete finish as per approved shade, up to the required height including all surfaces properly cleaned by water jetting and scrapping with hard coir brush prior to application of paint, rub down, clean, fill cracks and holes with approved filler with tool tackles & necessary scaffolding if required at wall as per direction of Engineer in charge. Make: Paint (Asian Paints). Location - FM Room, Baby Care Room, Meeting Room, Dry Pantry - Wall | Sq.Ft. | 1162 | 8.5 | Approved
Primarc Chambers | BLOCK | Painting | Internal Painting | WO/PCH/PC01/100 | ARTISAN | APOCOLITE PREMIUM EMULSION - BRILLIANT WHITE - 0908-FM Room, Baby Care Room, Meeting Room, Dry Pantry - Ceiling | Providing and applying of ONE COAT WATER BASED PRIMER, FOLLOWED BY TWO COATS OF - APOCOLITE PREMIUM EMULSION - BRILLIANT WHITE - 0908 over putty surface. Paint with complete finish as per approved shade, up to the required height including all surfaces properly cleaned by water jetting and scrapping with hard coir brush prior to application of paint, rub down, clean, fill cracks and holes with approved filler with tool tackles & necessary scaffolding if required at wall as per direction of Engineer in charge. Make: Paint (Asian Paints). Location - FM Room, Baby Care Room, Meeting Room, Dry Pantry - Ceiling | Sq.Ft. | 277.4 | 10 | Approved
Primarc Chambers | BLOCK | Painting | Internal Painting | WO/PCH/PC01/100 | ARTISAN | APOCOLITE PREMIUM EMULSION - BRILLIANT WHITE - 0908-GFL Driver's Toilet Facility Toilet, Common Toilet- Ceiling | Providing and applying of ONE COAT WATER BASED PRIMER, FOLLOWED BY ONE OR MORE COAT ACRYLIC PUTTY FILLUP, THEN ONE COAT PRIMER AND TWO COATS OF - APOCOLITE PREMIUM EMULSION - BRILLIANT WHITE - 0908 . Paint with complete finish as per approved shade, up to the required height including all surfaces properly cleaned by water jetting and scrapping with hard coir brush prior to application of paint, rub down, clean, fill cracks and holes with approved filler with tool tackles & necessary scaffolding if required at wall as per direction of Engineer in charge. Make: Paint (Asian Paints). Location - GFL Driver's Toilet Facility Toilet, Common Toilet- Ceiling | Sq.Ft. | 203.87 | 21 | Approved
SOUTHWINDS PROJECT LLP (PHASE - III & IV) | OVERHEAD PHASE - III & IV | In-house labour |  | WO/SP34/OP34/50 | Balaji Enterprise | Cooking Wood or Misc. Jalani | Charges of Cooking Wood or Misc. Jalani and others for Labour Cooking purpose. | Nos | 1056 | 14 | Approved
Primarc Chambers | BLOCK | Painting | Internal Painting | WO/PCH/PC01/100 | ARTISAN | APOCOLITE PREMIUM EMULSION - BRILLIANT WHITE - 0908-Podium-1 Driver's Toilet - Ceiling | Providing and applying of ONE COAT WATER BASED PRIMER, FOLLOWED BY TWO COATS OF - APOCOLITE PREMIUM EMULSION - BRILLIANT WHITE - 0908 .Paint with complete finish as per approved shade, up to the required height including all surfaces properly cleaned by water jetting and scrapping with hard coir brush prior to application of paint, rub down, clean, fill cracks and holes with approved filler with tool tackles & necessary scaffolding if required at wall as per direction of Engineer in charge. Make: Paint (Asian Paints) Location - Podium-1 Driver's Toilet - Ceiling | Sq.Ft. | 91.52 | 10 | Approved
Primarc Chambers | BLOCK | Painting | Internal Painting | WO/PCH/PC01/100 | ARTISAN | Internal Painting work for Carparking Numbering | Providing and applying two quotes of Washable Emulsion Paint (Make: Indigo Platinum Series Floor Coat Emulsion) including base primer for making the car parking numbering (As per approved sample/design), including scrubbing, removing loose dust as per drawing & direction of Engineer-in-Charge. Height of Letter: 150 mm /as approved, Width: 25 mm/ As Approved ( Per Parking Number As Set) | Set | 141 | 155 | Approved
SOUTHWINDS PROJECT LLP (PHASE - III & IV) | OVERHEAD PHASE - III & IV | In-house labour |  | WO/SP34/OP34/42 | Suraj Enterprise | Unskilled labour - Time Period: 1st Aug’2025 to 30th Sept’2025 | Charges of Unskilled labour for misc work as per direction of EIC. Time Period: 1st Aug’2025 to 30th Sept’2025 | Nos | 741 | 525 | Approved
SOUTHWINDS PROJECT LLP (PHASE - III & IV) | OVERHEAD PHASE - III & IV | In-house labour |  | WO/SP34/OP34/42 | Suraj Enterprise | loading - unloading - Time Period: 1st Aug’2025 to 30th Sept’2025 | Charges for loading - unloading, transportation, hire charges for machinery work as per direction of Engineer-in-Charge. Time Period: Time Period: 1st Aug’2025 to 30th Sept’2025 | Nos | 741 | 26 | Approved
The Ramdulari | BLOCK | Networking-Interiors |  | WO/RP/RP02/90 | M.A. ENTERPRISE | Laying Cat-6 Cable | Laying, Testing & Commissiong of CAT-6 Cable 23 AWG Pure Copper Conductor as per drawing & direction of Engineer-in-charge. (Qty at actual) Make: D-Link/Molex |  | 0 | 0 | Approved
The Ramdulari | BLOCK | Networking-Interiors |  | WO/RP/RP02/90 | M.A. ENTERPRISE | Laying of 20mm PVC conduit | Laying, Testing & Commissiong of 20mm PVC conduit as per drawing & direction of Engineer in charge. (Qty at actual) Make: AKG, Polycab, Precision |  | 0 | 0 | Approved
The Ramdulari | BLOCK | Networking-Interiors |  | WO/RP/RP02/90 | M.A. ENTERPRISE | Laying of 25mm PVC conduit | Laying, Testing & Commissiong of 25mm PVC conduit as per drawing & direction of Engineer in charge. (Qty at actual) Make: AKG, Polycab, Precision |  | 0 | 0 | Approved
The Ramdulari | BLOCK | Networking-Interiors |  | WO/RP/RP02/90 | M.A. ENTERPRISE | Laying of Unarmoured Cable | Laying, Testing & Commissiong of 4 Core SM OFC unarmoured Cable as per drawing & direction of Engineer in charge. (Qty at actual) Make: D-Link/Finolex |  | 0 | 0 | Approved
The Ramdulari | BLOCK | Networking-Interiors |  | WO/RP/RP02/90 | M.A. ENTERPRISE | For CCTV | For CCTV | Mtrs. | 2031 | 10 | Approved
The Ramdulari | BLOCK | Networking-Interiors |  | WO/RP/RP02/90 | M.A. ENTERPRISE | For VDP | For VDP | Mtrs. | 1104 | 10 | Approved
The Ramdulari | BLOCK | Networking-Interiors |  | WO/RP/RP02/90 | M.A. ENTERPRISE | For CCTV | For CCTV | Mtrs. | 1726 | 24 | Approved
The Ramdulari | BLOCK | Networking-Interiors |  | WO/RP/RP02/90 | M.A. ENTERPRISE | For VDP | For VDP | Mtrs. | 938 | 24 | Approved
The Ramdulari | BLOCK | Networking-Interiors |  | WO/RP/RP02/90 | M.A. ENTERPRISE | For Internet | For Internet | Mtrs. | 600 | 24 | Approved
The Ramdulari | BLOCK | Networking-Interiors |  | WO/RP/RP02/90 | M.A. ENTERPRISE | For Internet | For Internet | Mtrs. | 1800 | 10 | Approved
BHOPAL - COMMERCIAL | COMMON INFRASTRUCTURE | Consultancy Charges | LANDSCAPING CONSULTANT | WO/BPC/BPC3/16 | CHITRANSH NURSERY | Consultancy Charges for Garden Landscape Programme | Consultancy Charges for Garden Landscape Programme Design & Development including MEP consultancy work at Bhopal Plot |  | 0 | 0 | Amended & Approved
BHOPAL - COMMERCIAL | COMMON INFRASTRUCTURE | Consultancy Charges | LANDSCAPING CONSULTANT | WO/BPC/BPC3/16 | CHITRANSH NURSERY | Garden Landscape Programme Design & Development Consultancy Charges | Consultancy Charges for Garden Landscape Programme Design & Development for Bhopal Plot | Lump Sum | 1 | 230000 | Approved
BHOPAL - COMMERCIAL | COMMON INFRASTRUCTURE | Consultancy Charges | LANDSCAPING CONSULTANT | WO/BPC/BPC3/16 | CHITRANSH NURSERY | MEP Consultancy Charges | Consultancy Charges for MEP Work for Bhopal Plot | Lump Sum | 1 | 30000 | Approved
Primarc Aadvika | EXPERIENCE CENTER | Manpower Services |  | WO/HW1/PHW3/32 | Colliers International India Property Services Private Limited | Manpower Services | Providing Receptionist, Security Guard, Housekeeping & Pantry Personnel at Experience Center. | Head | 0 | 0 | Approved
Primarc Aadvika | EXPERIENCE CENTER | Manpower Services |  | WO/HW1/PHW3/32 | Colliers International India Property Services Private Limited | Providing Receptionist | Providing One (01) Receptionist/Help Desk Executive @8.5 Hrs. per day, 26/27 days in a month basis, from: 01-Aug-2025 to 31-Dec-2025. | Head | 5 | 40000 | Approved
Primarc Aadvika | EXPERIENCE CENTER | Manpower Services |  | WO/HW1/PHW3/32 | Colliers International India Property Services Private Limited | Providing Security Guard | Providing One (01) security guard @12 Hrs. per day, 30/31 days in a month basis, from: 01-Aug-2025 to 31-Dec-2025. | Head | 5 | 25549 | Approved
Primarc Aadvika | EXPERIENCE CENTER | Manpower Services |  | WO/HW1/PHW3/32 | Colliers International India Property Services Private Limited | Providing HK Assistant | Providing Two (02) HK assistant @8.5 Hrs. per day, 30/31 days in a month basis, from: 01-Aug-2025 to 31-Dec-2025. | Head | 10 | 17952 | Approved
Primarc Aadvika | EXPERIENCE CENTER | Manpower Services |  | WO/HW1/PHW3/32 | Colliers International India Property Services Private Limited | Providing Pantry Assistant | Providing Two (02) Pantry assistant @8.5 Hrs. per day, 26/27 days in a month basis, from: 01-Aug-2025 to 31-Dec-2025. | Head | 10 | 16193 | Approved
Primarc Aadvika | EXPERIENCE CENTER | Manpower Services |  | WO/HW1/PHW3/32 | Colliers International India Property Services Private Limited | Management fees | Management fees (LS), from: 01-Aug-2025 to 31-Dec-2025. | Months | 5 | 17500 | Approved
The Ramdulari | CLUB | Grill / Steel Work |  | WO/RP/RP06/13 | ADA-METCON | Misc MS Work at 26th Floor as per BOQ & direction of EIC. | Misc MS Work at 26th Floor as per BOQ & direction of EIC. |  | 0 | 0 | Approved
The Ramdulari | CLUB | Grill / Steel Work |  | WO/RP/RP06/13 | ADA-METCON | Pergola | Providing and fixing Pergola at 26th Floor made with RHS 82×145×4.8 mm, SHS 150×150×6 mm, and MS plates of sizes 250×300×10 mm, 250×250×10 mm, and 450×100×12 mm, fixed by anchor fasteners of 12 mm & 16 mm dia, 150 mm long (to be paid separately), including cutting, welding, grinding, alignment, and applying one coat of Zinc Chromate primer. All vertical and horizontal members shall be connected, placed at equal c/c spacing, and finished complete, including cost of all materials, tools & tackles, labour, Zinc Chromate primer, transportation, loading–unloading, and erection at all levels, as per drawing, specification, and direction of the Engineer-in-Charge. | Kg | 2805 | 120 | Approved
The Ramdulari | CLUB | Grill / Steel Work |  | WO/RP/RP06/13 | ADA-METCON | Fastner | Providing and fixing mechanical anchor fastener (HILTI/FISHER) of size 12x150mm, including drilling and proper cleaning of holes by blowing out dust, inserting and fixing the anchor fastener in the required position, and completing the work in all respects. The scope shall include supply of all materials, tools & tackles, machinery, and labour, and execution at any height or level as per specifications, requirements, and the directions of the Engineer-in-Charge (EIC). | Nos | 80 | 135 | Approved
The Ramdulari | CLUB | Grill / Steel Work |  | WO/RP/RP06/13 | ADA-METCON | Fastner | Providing and fixing mechanical anchor fastener (HILTI/FISHER) of size 16x150mm, including drilling and proper cleaning of holes by blowing out dust, inserting and fixing the anchor fastener in the required position, and completing the work in all respects. The scope shall include supply of all materials, tools & tackles, machinery, and labour, and execution at any height or level as per specifications, requirements, and the directions of the Engineer-in-Charge (EIC). | Nos | 64 | 205 | Approved
The Ramdulari | CLUB | Grill / Steel Work |  | WO/RP/RP06/13 | ADA-METCON | MS Rung Ladder in Roof | Providing and fixing Rung Ladder made with 20 mm dia bars, fixed with MS flat 50×8 mm and fastened to wall at 350 mm c/c at different locations, including cutting, bending, welding, grinding, alignment, and applying one coat of Zinc Chromate primer. The work shall be finished complete including cost of all materials, tools & tackles, labour, transportation, loading–unloading, and erection at all levels, as per drawing, specification, and direction of the Engineer-in-Charge. | Nos. | 59 | 800 | Approved
Primarc Aadvika | EXPERIENCE CENTER | HK Consumables |  | WO/HW1/PHW3/33 | Colliers International India Property Services Private Limited | HK Consumables & Toiletries | Providing HK cleaning consumables and toiletries, as per requirement from: 01-Aug-2025 to 31-Dec-2025. | Months | 5 | 7000 | Approved
Primarc Aadvika | EXPERIENCE CENTER | HK Equipment Rental |  | WO/HW1/PHW3/34 | Colliers International India Property Services Private Limited | HK Equipment Rental | Rental Charges for providing HK equipment as per annexure I, from: 01-Aug-2025 to 31-Dec-2025. | Months | 5 | 6000 | Approved
Primarc Aahana | PRE-CONSTRUCTION PHASE | Site Office | HVAC Work | WO/AAH/AAH01/10 | UNIVERSAL ENERGY SOLUTIONS PVT. LTD. | NON VRV Hi-wall AC | Installation & Commissioning charges for NON VRV Hi-wall AC. | Nos | 1 | 2000 | Approved
Primarc Aahana | PRE-CONSTRUCTION PHASE | Site Office | HVAC Work | WO/AAH/AAH01/10 | UNIVERSAL ENERGY SOLUTIONS PVT. LTD. | Copper Refrigerant Pipe with insulation | Supply & Installation of Copper Refrigerant Pipe with insulation & cable between Indoor and Outdoor Unit for NON VRV Hi-wall AC. | RMT | 5 | 1107 | Approved
Primarc Aahana | PRE-CONSTRUCTION PHASE | Site Office | HVAC Work | WO/AAH/AAH01/10 | UNIVERSAL ENERGY SOLUTIONS PVT. LTD. | Communication Cable | Supply & Installation of Communication Cable between Indoor & Outdoor Unit for Hi-wall AC. | RMT | 5 | 240 | Approved
Primarc Aahana | PRE-CONSTRUCTION PHASE | Site Office | HVAC Work | WO/AAH/AAH01/10 | UNIVERSAL ENERGY SOLUTIONS PVT. LTD. | PVC Drain pipe | Supply & Installation PVC Drain pipe with insulation for Condensate Water. | RMT | 5 | 120 | Approved
Primarc Aahana | PRE-CONSTRUCTION PHASE | Site Office | HVAC Work | WO/AAH/AAH01/10 | UNIVERSAL ENERGY SOLUTIONS PVT. LTD. | Refrigerant charged | Additional Refrigerant charged | Lot | 1 | 1620 | Approved
Primarc Aahana | PRE-CONSTRUCTION PHASE | Site Office | HVAC Work | WO/AAH/AAH01/10 | UNIVERSAL ENERGY SOLUTIONS PVT. LTD. | Old Hi-Wall AC Service | Old Hi-Wall AC Service Labour Charge. | Lot | 1 | 1350 | Approved
SOUTHWINDS PROJECT LLP (PHASE - III & IV) | FINISHING PHASE - III | Grill / Steel Work |  | WO/SP34/FW34/46 | SM International | Roof Vent Shaft Cover Rectification Work at Block 11 | Roof Vent Shaft Cover Rectification Work at Block 11 - Replacement of Polycarbonate sheet (10 MM multiwall clear Polycarbonate sheet) with re-fixing of Aluminium Strip and new aluminium strip used if required as per approved drawing and direction of engineer-in-charge including all labour tools and tackles and materials. Block: 11 |  | 0 | 0 | Amended & Approved
SOUTHWINDS PROJECT LLP (PHASE - III & IV) | FINISHING PHASE - III | Grill / Steel Work |  | WO/SP34/FW34/46 | SM International | multiwall clear Polycarbonate sheet | Supply & Erection of 10 mm multiwall clear Polycarbonate sheet (without aluminium strip) | Sq.Ft. | 667.895 | 130 | Approved
SOUTHWINDS PROJECT LLP (PHASE - III & IV) | FINISHING PHASE - III | Grill / Steel Work |  | WO/SP34/FW34/46 | SM International | Re-fixing of Existing Aluminium Strip top | Re-fixing of Existing Aluminium Strip top | Rft | 128.478 | 15 | Approved
SOUTHWINDS PROJECT LLP (PHASE - III & IV) | FINISHING PHASE - III | Grill / Steel Work |  | WO/SP34/FW34/46 | SM International | Supply & Erection of New Aluminium Strip top | Supply & Erection of New Aluminium Strip top | Rft | 224 | 90 | Approved
The Ramdulari | PRE-CONSTRUCTION PHASE | Site Office | HVAC Work | WO/RP/RP01/56 | UNIVERSAL ENERGY SOLUTIONS PVT. LTD. | NON VRV Hi-wall AC | Installation & Commissioning charges for NON VRV Hi-wall AC. With old copper pipe. | Nos | 3 | 3000 | Approved
The Ramdulari | PRE-CONSTRUCTION PHASE | Site Office | HVAC Work | WO/RP/RP01/56 | UNIVERSAL ENERGY SOLUTIONS PVT. LTD. | Refrigerant charged | Additional Refrigerant charged | Lot | 3 | 1620 | Approved
The Ramdulari | PRE-CONSTRUCTION PHASE | Site Office | HVAC Work | WO/RP/RP01/56 | UNIVERSAL ENERGY SOLUTIONS PVT. LTD. | Hi-Wall AC Dismentaling | Old Hi-Wall AC Dismentaling with copper pipe. | Lot | 5 | 1500 | Approved
The Ramdulari | PRE-CONSTRUCTION PHASE | Site Office | HVAC Work | WO/RP/RP01/56 | UNIVERSAL ENERGY SOLUTIONS PVT. LTD. | Servicing Charge of Hi Wall Unit | Servicing Charge of Hi Wall Unit | Lot | 5 | 1350 | Approved
Primarc Aadvika | EXPERIENCE CENTER | Pest Control |  | WO/HW1/PHW3/35 | Colliers International India Property Services Private Limited | Pest Control Service | Providing pest control service on twice in a month basis for GPC, cockroaches & rodent with odorless chemical, from: 01-Aug-2025 to 31-Dec-2025. | Months | 5 | 3000 | Approved
The Ramdulari | BLOCK | Elevation Work |  | WO/RP/RP02/91 | ADA-METCON | Providing, fabricating, supplying, transporting and erecting in position the MS structural frame for copper cladding | Providing, fabricating, supplying, transporting and erecting in position the MS structural frame for copper cladding canopy consisting of MS Square Hollow Section 50×50×2 mm and MS Angle 50×6 mm members, including all verticals, horizontals, diagonals, truss members, tension wires (Usha martin)/MS Rod , base plates (125x100×6 mm), anchor bolts M10 and necessary bracings as per approved drawings. The work shall include cutting, welding, grinding, alignment, maintaining strict dimensional tolerance within ±1 to 2 mm, ensuring that the frame diagonals are maintained at exact right angles, and that the MS tubes are straight and free from any waviness.All cut edges shall be properly deburred and sharp edges removed for safety and quality.All surfaces shall be prepared, applied with one coat of zinc chromate primer Complete in all respects as per approved design and as directed by the Engineer-in-Charge. Rate includes all required materials, labor, tools & tackles, and necessary arrangements for the work, including shifting and lifting of all materials and machinery (which is within the contractor's scope). Scaffolding are in the client's scope. Location: Ground Floor Entrance 2Nos Canopy 6200x4750 mm & 3265x1400 mm | Lump Sum | 1 | 250000 | Amended & Approved
Primarc Chambers | COMMON INFRASTRUCTURE | Painting |  | WO/PCH/PC04/31 | ARTISAN | Supply & application of 2 coats of Epoxy Primer & 2 Coats of Synthetic Enamel Paint | Supply & application of 2 coats of Epoxy Primer & 2 Coats of Synthetic Enamel Paint of approved shade and make, on MS surface including scraping, sand papering, all materials, labours, tools & tackles, all lead & lifts at all level with all finishing work as per direction of Engineer-in-Charge. Location: Gr. Floor Handicapped Railing 1 & 2,Meter room Floor Chequered plate,Convex Mirror Stand Parking area | Sq.Ft. | 357.38 | 20.7 | Approved
Primarc Chambers | COMMON INFRASTRUCTURE | Painting |  | WO/PCH/PC04/31 | ARTISAN | Providing & applying two coats of Exterior Acrylic Emulsion Paint over one coat of Exterior Acrylic Primer | Providing & applying two coats of Exterior Acrylic Emulsion Paint over one coat of Exterior Acrylic Primer of of approved shade and makeas per drawing and direction of Engineer-in-Charge Location: DG Area CFB Surface & Trench Area near DG. | Sq.Ft. | 183.42 | 9.5 | Approved
Primarc Chambers | COMMON INFRASTRUCTURE | Painting |  | WO/PCH/PC04/31 | ARTISAN | Providing & applying two coats of Coaltar Epoxy Paint | Providing & applying two coats of Coaltar Epoxy Paint including necessary surface preparation, all materials, labours, tools & tackles, all lead & lifts at all level with all finishing work as per direction of Engineer-in-Charge Location:15th floor Roof Drain Area | Sq.Ft. | 13.72 | 18 | Approved
Primarc Chambers | COMMON INFRASTRUCTURE | Painting |  | WO/PCH/PC04/31 | ARTISAN | Providing & applying two coats of Synthetic enamel paint over one coat of Etch Primer | Providing & applying two coats of Synthetic enamel paint over one coat of Etch Primer including scraping, sand papering, all materials, labours, tools & tackles, all lead & lifts at all level with all finishing work as per direction of Engineer-in-Charge on AC Duct & Electric Tray. | Sq.Ft. | 252.47 | 13 | Approved
AARANYA | EXPERIENCE CENTER | Networking-Interiors |  | WO/PKB/PKX/31 | ZED SECURITY SERVICES | H.265 NVR 16 Channel HIGH DEFINATION DISPLAY & RECORDING | Supply of H.265 NVR 16 Channel HIGH DEFINATION DISPLAY & RECORDING, LAN, TCP/IP, back-up on USB, 5 USERS on Client S/W over LAN, built-in Web Server for Remote Surveillance on Internet Explorer, HDMI O/P, 4K Display, Support 2 SATA HDD Supported MAKE / TYPE TVT (TD-3116H2-B2) | Nos | 1 | 5450 | Approved
AARANYA | EXPERIENCE CENTER | Networking-Interiors |  | WO/PKB/PKX/31 | ZED SECURITY SERVICES | H.265 CMOS SENSOR IR IP Dome Full Colour Camera | Supply of H.265 CMOS SENSOR IR IP Dome Full Colour Camera, 3Megapixels, DC12V, 2.8mm, Sense-up, OSD, PoE, IP-67 MAKE / TYPE TVT (TD-9530S5L-D) | Nos | 6 | 1690 | Approved
AARANYA | EXPERIENCE CENTER | Networking-Interiors |  | WO/PKB/PKX/31 | ZED SECURITY SERVICES | H.265 CMOS SENSOR IR IP Bullet Full Colour Camera | Supply of H.265 CMOS SENSOR IR IP Bullet Full Colour Camera, 3Megapixels, DC12V, 3.6mm, Sense-up, OSD, PoE, IP-67 MAKE / TYPE TVT (TD-9430S5L-D) | Nos | 8 | 1745 | Approved
AARANYA | EXPERIENCE CENTER | Networking-Interiors |  | WO/PKB/PKX/31 | ZED SECURITY SERVICES | HDD - 4TB | Supply of HDD - 4TB SURVILLANCE MAKE / TYPE SEAGATE | Nos | 1 | 7150 | Amended & Draft
AARANYA | EXPERIENCE CENTER | Networking-Interiors |  | WO/PKB/PKX/31 | ZED SECURITY SERVICES | Supply of RACK - 6U LOADED | Supply of RACK - 6U LOADED [WITH TRAY, FAN & PDU] MAKE / TYPE NETRACK/VALRACK | Nos | 1 | 6300 | Approved
AARANYA | EXPERIENCE CENTER | Networking-Interiors |  | WO/PKB/PKX/31 | ZED SECURITY SERVICES | 6U LOADED [WITH TRAY, FAN & PDU] | Supply of SWITCH - 16 PORT PoE WITH GB UPLINK [MODEL No. TL-SL1218MP] MAKE / TYPE TP-LINK | Nos | 1 | 10250 | Approved
AARANYA | EXPERIENCE CENTER | Networking-Interiors |  | WO/PKB/PKX/31 | ZED SECURITY SERVICES | CONNECTOR - RJ45 | Supply of CONNECTOR - RJ45 MAKE / TYPE D-LINK | Nos | 35 | 6 | Approved
AARANYA | EXPERIENCE CENTER | Networking-Interiors |  | WO/PKB/PKX/31 | ZED SECURITY SERVICES | PVC JUNCTION BOX (5"x5") | Supply of PVC JUNCTION BOX (5"x5") MAKE / TYPE STD | Nos | 14 | 35 | Approved
AARANYA | EXPERIENCE CENTER | Networking-Interiors |  | WO/PKB/PKX/31 | ZED SECURITY SERVICES | LED - 21.5" WIDE WITH WALL MOUNTING KIT | Supply of LED - 21.5" WIDE WITH WALL MOUNTING KIT MAKE / TYPE AOC | Nos | 1 | 5350 | Approved
AARANYA | EXPERIENCE CENTER | Networking-Interiors |  | WO/PKB/PKX/31 | ZED SECURITY SERVICES | HDMI CABLE | Supply of HDMI CABLE MAKE / TYPE STD | Nos | 1 | 650 | Approved
AARANYA | EXPERIENCE CENTER | Networking-Interiors |  | WO/PKB/PKX/31 | ZED SECURITY SERVICES | UPS - 1 KVA OFFLINE | Supply of UPS - 1 KVA OFFLINE MAKE / TYPE MICROTECH | Nos | 1 | 4400 | Approved
AARANYA | EXPERIENCE CENTER | Networking-Interiors |  | WO/PKB/PKX/31 | ZED SECURITY SERVICES | INSTALLATION & COMMSIONING - OF CAMERA | INSTALLATION & COMMSIONING - OF CAMERA MAKE / TYPE SES | Nos | 14 | 150 | Approved
AARANYA | EXPERIENCE CENTER | Networking-Interiors |  | WO/PKB/PKX/31 | ZED SECURITY SERVICES | INSTALLATION & COMMSIONING - OF NVR, RACK & SWITCH & OTHERS DEVICES | INSTALLATION & COMMSIONING - OF NVR, RACK & SWITCH & OTHERS DEVICES MAKE / TYPE SES | Lump Sum | 1 | 4500 | Approved
AARANYA | EXPERIENCE CENTER | Civil | Sub & Super Structure Work | WO/PKB/PKX/32 | Milan Roy | Scaffolding Work | All Charges for supply, fixing and removing of double-layer MS scaffolding with vertical cuplock system and horizontal bracing at any required location including transportation, loading, unloading, erection with all required labour, materials, tools and tackles, maintenance during use, dismantling after completion of work and clearing from site, all complete as per specifications and direction of the Engineer-in-Charge. | Cum. | 276 | 120 | Approved
AARANYA | PRE-CONSTRUCTION PHASE | Site Office | Electrical | WO/PKB/PKB1/22 | ZED SECURITY SERVICES | CAMERA - DOME 2.0 MP | Supply of CAMERA - DOME 2.0 MP MAKE/TYPE Hikvision | Nos | 4 | 850 | Approved
AARANYA | PRE-CONSTRUCTION PHASE | Site Office | Electrical | WO/PKB/PKB1/22 | ZED SECURITY SERVICES | CAMERA - BULLET 2.0 MP | Supply of CAMERA - BULLET 2.0 MP (DS-2CE16DOT-ITPSFS) MAKE/TYPE Hikvision | Nos | 4 | 1200 | Approved
AARANYA | PRE-CONSTRUCTION PHASE | Site Office | Electrical | WO/PKB/PKB1/22 | ZED SECURITY SERVICES | 12V Power Supply 1Amp | Supply of 12V Power Supply 1Amp MAKE/TYPE ERD | Nos | 8 | 250 | Approved
AARANYA | PRE-CONSTRUCTION PHASE | Site Office | Electrical | WO/PKB/PKB1/22 | ZED SECURITY SERVICES | CONNECTOR - BNC | Supply of CONNECTOR - BNC MAKE/TYPE STD | Nos | 16 | 20 | Approved
AARANYA | PRE-CONSTRUCTION PHASE | Site Office | Electrical | WO/PKB/PKB1/22 | ZED SECURITY SERVICES | CONNECTOR - DC | Supply of CONNECTOR - DC MAKE/TYPE STD | Nos | 8 | 10 | Approved
AARANYA | PRE-CONSTRUCTION PHASE | Site Office | Electrical | WO/PKB/PKB1/22 | ZED SECURITY SERVICES | PVC JUNCTION BOX | Supply of PVC JUNCTION BOX MAKE/TYPE STD | Nos | 8 | 35 | Approved
AARANYA | PRE-CONSTRUCTION PHASE | Site Office | Electrical | WO/PKB/PKB1/22 | ZED SECURITY SERVICES | LED - 21.5" WIDE WITH WALL MOUNTING KIT | Supply of LED - 21.5" WIDE WITH WALL MOUNTING KIT MAKE/TYPE AOC | Nos | 1 | 5350 | Approved
AARANYA | PRE-CONSTRUCTION PHASE | Site Office | Electrical | WO/PKB/PKB1/22 | ZED SECURITY SERVICES | 8 Port Desktop Network Switch | Supply of 8 Port Desktop Network Switch Tp-Link MAKE/TYPE TP-LINK (TL-SG1008D) | Nos | 1 | 1950 | Approved
AARANYA | PRE-CONSTRUCTION PHASE | Site Office | Electrical | WO/PKB/PKB1/22 | ZED SECURITY SERVICES | UPS - 1 KVA OFFLINE | Supply of UPS - 1 KVA OFFLINE MAKE/TYPE MICROTECH | Nos | 1 | 4400 | Approved
AARANYA | PRE-CONSTRUCTION PHASE | Site Office | Electrical | WO/PKB/PKB1/22 | ZED SECURITY SERVICES | RG-6 Video Co-axial Cable | Supply of RG-6 Video Co-axial Cable MAKE/TYPE Finolex | Box | 2 | 0 | Approved
AARANYA | PRE-CONSTRUCTION PHASE | Site Office | Electrical | WO/PKB/PKB1/22 | ZED SECURITY SERVICES | 3 Core 1.5 Sq.mm Power Cable | Supply of 3 Core 1.5 Sq.mm Power Cable MAKE/TYPE Polycab/Mescab | Mtrs. | 300 | 0 | Approved
AARANYA | PRE-CONSTRUCTION PHASE | Site Office | Electrical | WO/PKB/PKB1/22 | ZED SECURITY SERVICES | PVC Conduit Pipe 25MM | Supply of PVC Conduit Pipe 25 MM MAKE/TYPE Preeti Plast/Suvishi | Mtrs. | 450 | 0 | Approved
AARANYA | PRE-CONSTRUCTION PHASE | Site Office | Electrical | WO/PKB/PKB1/22 | ZED SECURITY SERVICES | Laying Charges of Cables with PVC conduit pipes and Accessories | Laying Charges of Cables with PVC conduit pipes and Accessories | Set | 1 | 0 | Approved
AARANYA | PRE-CONSTRUCTION PHASE | Site Office | Electrical | WO/PKB/PKB1/22 | ZED SECURITY SERVICES | INSTALLATION & COMMSIONING - OF CAMERA | INSTALLATION & COMMSIONING - OF CAMERA MAKE / TYPE SES | Nos | 8 | 150 | Approved
AARANYA | PRE-CONSTRUCTION PHASE | Site Office | Electrical | WO/PKB/PKB1/22 | ZED SECURITY SERVICES | INSTALLATION & COMMSIONING - OF DVR, MONITOR & OTHERS DEVICES | INSTALLATION & COMMSIONING - OF DVR, MONITOR & OTHERS DEVICES MAKE/TYPE SES | Lump Sum | 1 | 2500 | Approved
Primarc Chambers | COMMON INFRASTRUCTURE | Boundary Wall |  | WO/PCH/PC04/42 | Manju Furniture | Supply and Installation of Single Line Horizontal RBT Barbed wire | Supply and Installation of Hot-dip Galvanized Single Line Horizontal RBT Barbed wire, properly welded with existing MS angle, all complete as per direction of Engineer-In- Charge. | RMT | 130.1 | 42 | Approved
Primarc Aadvika | EXPERIENCE CENTER | Hardscape |  | WO/HW1/PHW3/12 | NEW L. N. CONSTRUCTION | EARTH WORK IN EXCAVATION MANUAL | All charges for earthwork excavation by manual means upto 1.5 m deep & 50 Mtr Lead necessary for construction of foundatin, footing, trench in all types of soil, including clearing and grubbing, removal of roots, stumps and vegetation,disposal of surplus earth at designated location with all leads and lifts etc. all complete as per Drawing & direction by the Engineer-in-Charge. | Cum. | 90.42 | 300 | Approved
Primarc Aadvika | EXPERIENCE CENTER | Hardscape |  | WO/HW1/PHW3/12 | NEW L. N. CONSTRUCTION | 125MM THICK BRICK WALL | All charges for Providing and erecting 125 mm thick brick work with 1st class Conventional bricks for walls of specified thickness in sand cement mortar (1 :4) including the cost of all material, labour, tools, tackles, scaffolding, curing etc. complete as per direction of Engineer-in-Charge and technical specification.(Cement and Bricks shall be supplied by the client on a reconciliation basis.) | Sq.Mtr. | 35.65 | 500 | Approved
Primarc Aadvika | EXPERIENCE CENTER | Hardscape |  | WO/HW1/PHW3/12 | NEW L. N. CONSTRUCTION | SOUCER DRAIN FIXING | All Charges for fixing of Saucer Drain of specific sizes (300mmX300mmX100mm) along the periphery of road way or other designated places including necessary alignment, joining two adjacent Saucer Drain using lean cement mortar, required manpower, all lead, lift, tools & tackle, carrying cost from stock yard to execution point, excluding cost of laying PCC at the bottom of the Saucer Drain, all complete as per drawing and direction of Engineer-in-Charge. (Only Saucer Drain supplied by the client on a reconciliation basis.) Location : Front side of MLCP | RMT | 41 | 320 | Approved
Primarc Aadvika | EXPERIENCE CENTER | Hardscape |  | WO/HW1/PHW3/12 | NEW L. N. CONSTRUCTION | DISMANTLING OF CONCRETE | All charges for RCC dismantling all complete including cleaning all rubbish, lifting and staging as per direction of Engineer in charge. | Cum. | 0.54 | 3500 | Approved
Primarc Aadvika | EXPERIENCE CENTER | Hardscape |  | WO/HW1/PHW3/12 | NEW L. N. CONSTRUCTION | RCC DRAIN MAKING | All charges for RCC drain making of specified size with M20 grade concrete including shuttering, reinforcement steel work, formwork, laying, finishing, curing, deshuttering, removal of formwork, disposal of debris, all leads and lifts, complete as per drawings, specifications and direction of the Engineer-in-Charge. (Cement and reinforcement shall be supplied by the client on a reconciliation basis.) | RMT | 2 | 2500 | Approved
Primarc Aadvika | EXPERIENCE CENTER | Hardscape |  | WO/HW1/PHW3/12 | NEW L. N. CONSTRUCTION | IPS FINISH | All charges for providing & laying IPS floor with cement concrete of mix 1:2:4 in average 35-40mm thickness with one layer of chicken wire mesh, mixing of sika chapdur and finished with a floating coat of 3 mm thk. neat cement finish, including all materials, labours, surface prepration, formwork, reinforcement work, cleaning and maintaning proper slope , necessary finishing curing, tool & tackles etc all complete as per drawing and direction of engineer-in-charge. (Cement and reinforcement shall be supplied by the client on a reconciliation basis.) | Sq.Mtr. | 37.8 | 610 | Approved
Primarc Aadvika | EXPERIENCE CENTER | Hardscape |  | WO/HW1/PHW3/12 | NEW L. N. CONSTRUCTION | DISMANTLING OF 125MM THICK BRICK WALL | All charges for doing dismantling of brick work of 125 mm thick along with its plaster & other finishes including all labour, tools & tackles, equipment, scaffolding (if required), and necessary safety precautions also disposing full or part of the dismantled material & its debris at designated dump yard inside of the site premises as direction of Engineer-in-Charge. | Sq.Mtr. | 3.95 | 135 | Approved
Primarc Aadvika | EXPERIENCE CENTER | Hardscape |  | WO/HW1/PHW3/12 | NEW L. N. CONSTRUCTION | DISMANTLING OF 250 MM THICK BRICK WALL | All charges for doing dismantling of brick work of 250 mm thick along with its plaster & other finishes including all labour, tools & tackles, equipment, scaffolding (if required), and necessary safety precautions also disposing full or part of the dismantled material & its debris at designated dump yard inside of the site premises as direction of Engineer-in-Charge. | Cum. | 20.13 | 1850 | Approved
Primarc Aadvika | EXPERIENCE CENTER | Hardscape |  | WO/HW1/PHW3/12 | NEW L. N. CONSTRUCTION | RUNG LADER FIXING | Labour charges for fixing of Rung Ladder of specified size and type including positioning, alignment, fixing, necessary scaffolding, tools and tackles, all leads and lifts, finishing as per drawings and direction of the Engineer-in-Charge. | Nos | 20 | 150 | Approved
Primarc Aadvika | EXPERIENCE CENTER | Hardscape |  | WO/HW1/PHW3/12 | NEW L. N. CONSTRUCTION | MANHOLE COVER FIXING | All charges for fixing of Manhole Cover with frame in position including labour, tools and tackles, alignment, finishing and handing over complete as per direction of Engineer-in-Charge. | Nos | 1 | 950 | Approved
Primarc Aadvika | EXPERIENCE CENTER | Hardscape |  | WO/HW1/PHW3/12 | NEW L. N. CONSTRUCTION | LOCKGATE FIXING | Labour Charges for fixing Lockgate Cover with frame of approved make and specification including transportation, lowering, placement, alignment in position, fixing, curing, finishing, cleaning, labour, tools and tackles, all leads and lifts, complete as per drawings, specifications and direction of the Engineer-in-Charge. | Nos | 1 | 3500 | Approved
Primarc Aadvika | EXPERIENCE CENTER | Hardscape |  | WO/HW1/PHW3/12 | NEW L. N. CONSTRUCTION | DEWATERING FOR LOCK GATE | All charges for dewatering for lockgate pit by mechanical means using suitable capacity pumps including collection and disposal of water to a safe location, labour, tools, tackle, machinery, pipes and other accessories required to complete the work as per direction of the Engineer-in-Charge. | Lump Sum | 1 | 4500 | Approved
Primarc Aadvika | EXPERIENCE CENTER | Hardscape |  | WO/HW1/PHW3/12 | NEW L. N. CONSTRUCTION | POLYTHINE SHEET LAYING | All Charges for providing and laying 80 micron Polythene Sheet over damp proof course or below flooring or in foundation or in foundation trenches as per drawing and direction of Engineer-in-Charge | Sq.Mtr. | 327.55 | 45 | Approved
Primarc Aadvika | COMMON INFRASTRUCTURE | Boundary Wall | Painting | WO/HW1/PHW2/7 | JAHANGIR ALAM ENTERPRISE | Re-painting (External Paint) | Providing & Applying of (Re-painting) One coat of Weather shield coat paint (Non Texture) using colour shade (Dark Grey to match with RAL Shade-7015) as approved by Architect/E.I.C at below mentioned location, including loading -unloading, scaffolding, lifting of the material & surface preparation with all materials & Labour etc. all complete as per drawing and direction of Engineer-in-Charge. Make: Approved Brand. (ICI/Berger/Asian Paint) Location: Boundary Wall | Sq.Ft. | 1781 | 5.5 | Approved
Primarc Aadvika | COMMON INFRASTRUCTURE | Boundary Wall | Painting | WO/HW1/PHW2/7 | JAHANGIR ALAM ENTERPRISE | MS Synthetic Enamel Paint | Providing and applying of one coat Red oxide primer with two coats of synthetic enamel paint of approved shade and brand including scraping, sand papering with all finishing work at top surface of all M.S member as per direction of Engineer-in-Charge. Brand: (Asian Paints/ICI/Berger) Location: SIGNAGE BOARD BACK SIDE | Sq.Ft. | 1075 | 9.5 | Approved
Primarc Aadvika | COMMON INFRASTRUCTURE | Boundary Wall | Painting | WO/HW1/PHW2/7 | JAHANGIR ALAM ENTERPRISE | MS Synthetic Enamel Paint | Providing and applying of only two coats of synthetic enamel paint of approved shade and brand including scraping, sand papering with all finishing work at top surface of all M.S member as per direction of Engineer-in-Charge. Brand: (Asian Paints/ICI/Berger) Location: OUT SIDE BEAUTIFICATION AREA RAILING | Sq.Ft. | 1180.5 | 8 | Approved
Primarc Aadvika | COMMON INFRASTRUCTURE | Boundary Wall | Painting | WO/HW1/PHW2/7 | JAHANGIR ALAM ENTERPRISE | MS synthetic enamel paint | Providing & Applying of two coats of Synthetic Enamel paint of approved shade and brand including scraping, sand papering with all finishing work at top surface of all M.S members as per drawing and direction of Engineer-in-Charge. (Asian Paints/ICI/Berger). Section 50x50 Location: SIGNAGE BOARD SUPPORT | RMT | 236.5 | 48 | Approved
Primarc Aadvika | OVERHEAD | General |  | WO/HW1/PHW4/14 | WONDER APERTURE | Drone shoot | Charges for drone shoot at Howrah Project, including all equipment, manpower as per requirement and Direction Site-in-Charge. | Lump Sum | 1 | 12000 | Approved
Primarc Aadvika | OVERHEAD | General |  | WO/HW1/PHW4/14 | WONDER APERTURE | Video & Image Edit | Charges for Editing captured images and videos | Lump Sum | 1 | 6000 | Approved
SOUTHWINDS PROJECT LLP (PHASE - III & IV) | OVERHEAD PHASE - III & IV | In-house labour |  | WO/SP34/OP34/57 | Balajee Fire | Charges of Unskilled Labour for Road Work | Charges of Unskilled labour for Road Work as per direction of EIC. | Nos. | 63 | 650 | Approved
SOUTHWINDS PROJECT LLP (PHASE - III & IV) | OVERHEAD PHASE - III & IV | In-house labour |  | WO/SP34/OP34/57 | Balajee Fire | Charges of Labour for Painting of Garbage Chute | Charges of Labour for Painting of Garbage Chute as per direction of EIC. | Nos. | 16 | 650 | Approved
CHANDANNAGAR COMMERCIAL | MAIN TOWER | Fire Fighting |  | WO/GC01/GC01/14 | Balajee Fire | Installation, testing, commission of Electric Motor driven horizontal, centrifugal Terrace Booster Pump of capacity 900 LPM at 40 MWC as per Specification/drawing & direction of Engineer-in-charge. (Supply of Pump will be in client scope). | Installation, testing, commission of Electric Motor driven horizontal, centrifugal Terrace Booster Pump of capacity 900 LPM at 40 MWC as per Specification/drawing & direction of Engineer-in-charge. (Supply of Pump will be in client scope). | Nos. | 2 | 19000 | Approved
CHANDANNAGAR COMMERCIAL | MAIN TOWER | Fire Fighting |  | WO/GC01/GC01/14 | Balajee Fire | Installation, testing, commission of PUMP SUCTION AND DELIVERY PIPING (M.S. PIPE)-ABOVE GROUND PIPING as per Specification/drawing & direction of Engineer-in-charge. | Installation, testing, commission of PUMP SUCTION AND DELIVERY PIPING (M.S. PIPE)-ABOVE GROUND PIPING as per Specification/drawing & direction of Engineer-in-charge. |  | 0 | 0 | Approved
CHANDANNAGAR COMMERCIAL | MAIN TOWER | Fire Fighting |  | WO/GC01/GC01/14 | Balajee Fire | Installation, testing & commissioning of VALVE AND SPECIALITIES (INSIDE FIRE WATER PUMP HOUSE) as per Specification/drawing & direction of Engineer-in-charge. (Supply of valves will be in client scope) | Installation, testing & commissioning of VALVE AND SPECIALITIES (INSIDE FIRE WATER PUMP HOUSE) as per Specification/drawing & direction of Engineer-in-charge. (Supply of valves will be in client scope) |  | 0 | 0 | Approved
CHANDANNAGAR COMMERCIAL | MAIN TOWER | Fire Fighting |  | WO/GC01/GC01/14 | Balajee Fire | Installation, testing & commissioning of VALVE AND SPECIALITIES (INSIDE FIRE WATER PUMP HOUSE) as per Specification/drawing & direction of Engineer-in-charge. (Supply of valves will be in client scope) | Installation, testing & commissioning of VALVE AND SPECIALITIES (INSIDE FIRE WATER PUMP HOUSE) as per Specification/drawing & direction of Engineer-in-charge. (Supply of valves will be in client scope) |  | 0 | 0 | Approved
CHANDANNAGAR COMMERCIAL | MAIN TOWER | Fire Fighting |  | WO/GC01/GC01/14 | Balajee Fire | Supply, Installation, testing, Commissioning of SS body Glycerin base Pressure Gauge (100/150mm) with half coupling, nipple, root valve(ball type), adapter, vibration dampener as per Sketch enclosed & direction of Engineer-in-charge. | Supply, Installation, testing, Commissioning of SS body Glycerin base Pressure Gauge (100/150mm) with half coupling, nipple, root valve(ball type), adapter, vibration dampener as per Sketch enclosed & direction of Engineer-in-charge. | Nos. | 3 | 3600 | Approved
CHANDANNAGAR COMMERCIAL | MAIN TOWER | Fire Fighting |  | WO/GC01/GC01/14 | Balajee Fire | Supply, Installation, testing, Commissioning of Denfose make Pressure Switch with half coupling, nipple, root valve(ball type), adapter, 3- way gauge cock, vibration dampener as per Sketch enclosed & direction of Engineer-in-charge. | Supply, Installation, testing, Commissioning of Denfose make Pressure Switch with half coupling, nipple, root valve(ball type), adapter, 3- way gauge cock, vibration dampener as per Sketch enclosed & direction of Engineer-in-charge. | Nos. | 2 | 5500 | Approved
CHANDANNAGAR COMMERCIAL | MAIN TOWER | Fire Fighting |  | WO/GC01/GC01/14 | Balajee Fire | Supply of Composite control cum annunciation panel for MCC Elec. Motor driven Fire Pump For (Cable sizes are indicative only actual size to be selected by bidder based on Motor rating.) (Rating of MCCB, Contractor & All Other components etc. shall b | Supply of Composite control cum annunciation panel for MCC Elec. Motor driven Fire Pump For (Cable sizes are indicative only actual size to be selected by bidder based on Motor rating.) (Rating of MCCB, Contractor & All Other components etc. shall be as | Set | 1 | 75000 | Approved
CHANDANNAGAR COMMERCIAL | MAIN TOWER | Fire Fighting |  | WO/GC01/GC01/14 | Balajee Fire | Supply,Installation, testing & commissioning of Power cable and cable tray- (3C x 6 mm2 Cu. Ar. XLPE) as per Specification/drawing & direction of Engineer-in-charge. | Supply,Installation, testing & commissioning of Power cable and cable tray- (3C x 6 mm2 Cu. Ar. XLPE) as per Specification/drawing & direction of Engineer-in-charge. | Mtrs. | 40 | 275 | Approved
CHANDANNAGAR COMMERCIAL | MAIN TOWER | Fire Fighting |  | WO/GC01/GC01/14 | Balajee Fire | Supply, Installation, testing & commissioning of ELECTRICAL PANELS & CABLING for Earthing all complete as per I.E.Rules including earth strips/connection all complete to main bus and testing etc. as per Specification/drawing &amp; direction of Engi | Supply, Installation, testing & commissioning of ELECTRICAL PANELS & CABLING for Earthing all complete as per I.E.Rules including earth strips/connection all complete to main bus and testing etc. as per Specification/drawing &amp; direction of Engineer- | Lot | 1 | 10000 | Approved
CHANDANNAGAR COMMERCIAL | MAIN TOWER | Fire Fighting |  | WO/GC01/GC01/14 | Balajee Fire | Installation, testing, commission of MS PIPING (UNDER GROUND PIPING) as per specification/drawing and direction of Engineer-in-charge. a)100 mm NB (Heavy grade) including earth cutting | Installation, testing, commission of MS PIPING (UNDER GROUND PIPING) as per specification/drawing and direction of Engineer-in-charge. a)100 mm NB (Heavy grade) including earth cutting | Mtrs. | 12 | 1050 | Approved
CHANDANNAGAR COMMERCIAL | MAIN TOWER | Fire Fighting |  | WO/GC01/GC01/14 | Balajee Fire | Installation, testing, commission of MS PIPING (UNDER GROUND PIPING) as per specification/drawing and direction of Engineer-in-charge. a)80 mm NB (Heavy grade) including earth cutting | Installation, testing, commission of MS PIPING (UNDER GROUND PIPING) as per specification/drawing and direction of Engineer-in-charge. a)80 mm NB (Heavy grade) including earth cutting | Mtrs. | 90 | 870 | Approved
CHANDANNAGAR COMMERCIAL | MAIN TOWER | Fire Fighting |  | WO/GC01/GC01/14 | Balajee Fire | Installation, testing, commission of PIPING (ABOVE GROUND PIPING) as per specification/drawing and direction of Engineer-in-charge. a) 80mm NB (Heavy Grade) For External Hydrant (Bidder would supply pipes.) | Installation, testing, commission of PIPING (ABOVE GROUND PIPING) as per specification/drawing and direction of Engineer-in-charge. a) 80mm NB (Heavy Grade) For External Hydrant (Bidder would supply pipes.) | Mtrs. | 5 | 450 | Approved
CHANDANNAGAR COMMERCIAL | MAIN TOWER | Fire Fighting |  | WO/GC01/GC01/14 | Balajee Fire | Installation, testing, commission of PIPING (ABOVE GROUND PIPING) as per specification/drawing and direction of Engineer-in-charge. a)100 mm NB (Heavy Grade) INTERNAL RISER (Bidder would supply pipes.) | Installation, testing, commission of PIPING (ABOVE GROUND PIPING) as per specification/drawing and direction of Engineer-in-charge. a)100 mm NB (Heavy Grade) INTERNAL RISER (Bidder would supply pipes.) | Mtrs. | 12 | 650 | Approved
CHANDANNAGAR COMMERCIAL | MAIN TOWER | Fire Fighting |  | WO/GC01/GC01/14 | Balajee Fire | Installation, testing, commission of PIPING (ABOVE GROUND PIPING) as per specification/drawing and direction of Engineer-in-charge. a)32 mm NB (Heavy Grade) DRAIN RISER (Bidder would supply pipes.) | Installation, testing, commission of PIPING (ABOVE GROUND PIPING) as per specification/drawing and direction of Engineer-in-charge. a)32 mm NB (Heavy Grade) DRAIN RISER (Bidder would supply pipes.) | Mtrs. | 12 | 305 | Approved
CHANDANNAGAR COMMERCIAL | MAIN TOWER | Fire Fighting |  | WO/GC01/GC01/14 | Balajee Fire | Installation, testing, commission of PIPING (ABOVE GROUND PIPING) as per specification/drawing and direction of Engineer-in-charge. a)25 mm NB (Heavy grade) for Hose reel & Air release Valve. (Bidder would supply pipes .) | Installation, testing, commission of PIPING (ABOVE GROUND PIPING) as per specification/drawing and direction of Engineer-in-charge. a)25 mm NB (Heavy grade) for Hose reel & Air release Valve. (Bidder would supply pipes .) | Mtrs. | 6 | 190 | Approved
CHANDANNAGAR COMMERCIAL | MAIN TOWER | Fire Fighting |  | WO/GC01/GC01/14 | Balajee Fire | Installation, testing, commission of VALVE AND SPECIALITIES as per specification/drawing and direction of Engineer-in-charge. a) CAST IRON GATE VALVE (PN 1.6) 80 mm NB for External Hyd. Line. (Supply of valves will be in client scope) | Installation, testing, commission of VALVE AND SPECIALITIES as per specification/drawing and direction of Engineer-in-charge. a) CAST IRON GATE VALVE (PN 1.6) 80 mm NB for External Hyd. Line. (Supply of valves will be in client scope) | Nos. | 2 | 1750 | Approved
CHANDANNAGAR COMMERCIAL | MAIN TOWER | Fire Fighting |  | WO/GC01/GC01/14 | Balajee Fire | Installation, testing, commission of VALVE AND SPECIALITIES as per specification/drawing and direction of Engineer-in-charge. a) CAST IRON GATE VALVE (PN 1.6) 100 mm NB for Internal Riser. (Supply of valves will be in client scope) | Installation, testing, commission of VALVE AND SPECIALITIES as per specification/drawing and direction of Engineer-in-charge. a) CAST IRON GATE VALVE (PN 1.6) 100 mm NB for Internal Riser. (Supply of valves will be in client scope) | Nos. | 1 | 2000 | Approved
CHANDANNAGAR COMMERCIAL | MAIN TOWER | Fire Fighting |  | WO/GC01/GC01/14 | Balajee Fire | Installation, testing & Commission of 2 Way Fire brigade inlet connection with 2 way inbuilt non return valve for ringmain. (Supply of valves will be in client scope) | Installation, testing & Commission of 2 Way Fire brigade inlet connection with 2 way inbuilt non return valve for ringmain. (Supply of valves will be in client scope) | Nos. | 1 | 1250 | Approved
CHANDANNAGAR COMMERCIAL | MAIN TOWER | Fire Fighting |  | WO/GC01/GC01/14 | Balajee Fire | Installation, testing, commission of VALVE AND SPECIALITIES as per specification/drawing and direction of Engineer-in-charge. a) CAST IRON GATE VALVE (PN 1.6) 100 mm NB for 2 Way Fire brigade inlet connection. (Supply of valves will be in client sco | Installation, testing, commission of VALVE AND SPECIALITIES as per specification/drawing and direction of Engineer-in-charge. a) CAST IRON GATE VALVE (PN 1.6) 100 mm NB for 2 Way Fire brigade inlet connection. (Supply of valves will be in client scope) | Nos. | 1 | 2000 | Approved
CHANDANNAGAR COMMERCIAL | MAIN TOWER | Fire Fighting |  | WO/GC01/GC01/14 | Balajee Fire | Installation, testing, commission of VALVE AND SPECIALITIES as per specification/drawing and direction of Engineer-in-charge. a) CAST IRON NON RETURN VALVE (PN 1.6) 100 mm NB. (Supply of valves will be in client scope) | Installation, testing, commission of VALVE AND SPECIALITIES as per specification/drawing and direction of Engineer-in-charge. a) CAST IRON NON RETURN VALVE (PN 1.6) 100 mm NB. (Supply of valves will be in client scope) | Nos. | 1 | 2000 | Approved
CHANDANNAGAR COMMERCIAL | MAIN TOWER | Fire Fighting |  | WO/GC01/GC01/14 | Balajee Fire | Supply, Installation, testing, commission of HYDRANT SYS. ACCESSORIES as per specification/drawing and direction of Engineer-in-charge. a) Hydrant Valve with stand pipe and bend for outdoor hydrants (Single headed). | Supply, Installation, testing, commission of HYDRANT SYS. ACCESSORIES as per specification/drawing and direction of Engineer-in-charge. a) Hydrant Valve with stand pipe and bend for outdoor hydrants (Single headed). | Nos. | 3 | 5250 | Approved
CHANDANNAGAR COMMERCIAL | MAIN TOWER | Fire Fighting |  | WO/GC01/GC01/14 | Balajee Fire | Installation, testing, commission of HYDRANT SYS. ACCESSORIES as per specification/drawing and direction of Engineer-in-charge. a) Landing valve for indoor hydrants. (Supply of valves will be in client scope) | Installation, testing, commission of HYDRANT SYS. ACCESSORIES as per specification/drawing and direction of Engineer-in-charge. a) Landing valve for indoor hydrants. (Supply of valves will be in client scope) | Nos. | 3 | 1700 | Approved
CHANDANNAGAR COMMERCIAL | MAIN TOWER | Fire Fighting |  | WO/GC01/GC01/14 | Balajee Fire | Supply, Installation, testing, commission of HYDRANT SYS. ACCESSORIES as per specification/drawing and direction of Engineer-in-charge. a) 15 M long Hose with couplings | Supply, Installation, testing, commission of HYDRANT SYS. ACCESSORIES as per specification/drawing and direction of Engineer-in-charge. a) 15 M long Hose with couplings | Nos. | 12 | 3050 | Approved
CHANDANNAGAR COMMERCIAL | MAIN TOWER | Fire Fighting |  | WO/GC01/GC01/14 | Balajee Fire | Supply, Installation, testing, commission of HYDRANT SYS. ACCESSORIES as per specification/drawing and direction of Engineer-in-charge. a) Jet Nozzle with branch pipe | Supply, Installation, testing, commission of HYDRANT SYS. ACCESSORIES as per specification/drawing and direction of Engineer-in-charge. a) Jet Nozzle with branch pipe | Nos. | 6 | 1400 | Approved
CHANDANNAGAR COMMERCIAL | MAIN TOWER | Fire Fighting |  | WO/GC01/GC01/14 | Balajee Fire | Supply, Installation, testing, commission of HYDRANT SYS. ACCESSORIES as per specification/drawing and direction of Engineer-in-charge. a) Hose cabinet with support for indoor hydrants. | Supply, Installation, testing, commission of HYDRANT SYS. ACCESSORIES as per specification/drawing and direction of Engineer-in-charge. a) Hose cabinet with support for indoor hydrants. | Nos. | 3 | 2650 | Approved
CHANDANNAGAR COMMERCIAL | MAIN TOWER | Fire Fighting |  | WO/GC01/GC01/14 | Balajee Fire | Supply, Installation, testing, commission of HYDRANT SYS. ACCESSORIES as per specification/drawing and direction of Engineer-in-charge. a) Hose cabinet with support for outdoor hydrants. | Supply, Installation, testing, commission of HYDRANT SYS. ACCESSORIES as per specification/drawing and direction of Engineer-in-charge. a) Hose cabinet with support for outdoor hydrants. | Nos. | 3 | 2650 | Approved
CHANDANNAGAR COMMERCIAL | MAIN TOWER | Fire Fighting |  | WO/GC01/GC01/14 | Balajee Fire | Supply, Installation, testing, commission of HYDRANT SYS. ACCESSORIES as per specification/drawing and direction of Engineer-in-charge. a) Swinging Hose reel drum & S.S. bend pipe with 20 mm dia 30M long rubber hose including shut of nozzle. | Supply, Installation, testing, commission of HYDRANT SYS. ACCESSORIES as per specification/drawing and direction of Engineer-in-charge. a) Swinging Hose reel drum & S.S. bend pipe with 20 mm dia 30M long rubber hose including shut of nozzle. | Nos. | 3 | 4350 | Approved
CHANDANNAGAR COMMERCIAL | MAIN TOWER | Fire Fighting |  | WO/GC01/GC01/14 | Balajee Fire | Supply, Installation, testing, commission of 25 NB Ball Valve for swing Hose reel as per specification/drawing and direction of Engineer-in-charge. | Supply, Installation, testing, commission of 25 NB Ball Valve for swing Hose reel as per specification/drawing and direction of Engineer-in-charge. | Nos. | 3 | 1500 | Approved
CHANDANNAGAR COMMERCIAL | MAIN TOWER | Fire Fighting |  | WO/GC01/GC01/14 | Balajee Fire | Supply, Installation, testing, commission of AIR RELEASE VALVE as per specification/drawing and direction of Engineer-in-charge. a) 25mm NB with one no. root valve & Vent valve (Ball type) on top of each risers for Hydrant system | Supply, Installation, testing, commission of AIR RELEASE VALVE as per specification/drawing and direction of Engineer-in-charge. a) 25mm NB with one no. root valve & Vent valve (Ball type) on top of each risers for Hydrant system | Nos. | 1 | 5200 | Approved
CHANDANNAGAR COMMERCIAL | MAIN TOWER | Fire Fighting |  | WO/GC01/GC01/14 | Balajee Fire | Supply, Installation, testing & commissioning of 25 mm NB Ball valve for pressure gauge and pressure switch as per Specification/drawing & direction of Engineer-in-charge. | Supply, Installation, testing & commissioning of 25 mm NB Ball valve for pressure gauge and pressure switch as per Specification/drawing & direction of Engineer-in-charge. | Nos. | 8 | 2500 | Approved
CHANDANNAGAR COMMERCIAL | MAIN TOWER | Fire Fighting |  | WO/GC01/GC01/14 | Balajee Fire | Supply, Installation Testing & Commissioning of NP3 class Hume Pipe below roads of following dia. | Supply, Installation Testing & Commissioning of NP3 class Hume Pipe below roads of following dia. |  | 0 | 0 | Approved
CHANDANNAGAR COMMERCIAL | MAIN TOWER | Fire Fighting |  | WO/GC01/GC01/14 | Balajee Fire | Supply, Installation, testing, commission of MISCELLANEOUS ITEMS as per specification/drawing and direction of Engineer-in-charge. a) Instruction Board B) Pipe line identification mark / flow mark c) Pump room sinage etc. in Fire Water Pump House | Supply, Installation, testing, commission of MISCELLANEOUS ITEMS as per specification/drawing and direction of Engineer-in-charge. a) Instruction Board B) Pipe line identification mark / flow mark c) Pump room sinage etc. in Fire Water Pump House | Lot | 1 | 3500 | Approved
CHANDANNAGAR COMMERCIAL | MAIN TOWER | Fire Fighting |  | WO/GC01/GC01/14 | Balajee Fire | Supply, Installation, testing, commission of MISCELLANEOUS ITEMS as per specification/drawing and direction of Engineer-in-charge in all floor in each tower as required by WBFES/ NBC. | Supply, Installation, testing, commission of MISCELLANEOUS ITEMS as per specification/drawing and direction of Engineer-in-charge in all floor in each tower as required by WBFES/ NBC. a. Fire notice & Instruction Board in all of each tower floor as reauired by WBFES/NBC. b. Vent point with valves on top of each Road crossing header. c. Flange joint at suitable location with blind flanges complete with gasket, nuts & bolts for flushing. d. Drain Valve with related piping to nearest plant drain for each riser. e. Exit sign, Floor indication board, Evacuation sign of suitable size near each stairs as required by WBFES/NBC | Lot | 1 | 5000 | Approved
CHANDANNAGAR COMMERCIAL | MAIN TOWER | Fire Fighting |  | WO/GC01/GC01/14 | Balajee Fire | Installation, testing, commission of SPRINKLER SYSTEM for ABOVE GROUND PIPING - as per specification/drawing and direction of Engineer-in-charge. a) 80 mm NB (Heavy Grade) | Installation, testing, commission of SPRINKLER SYSTEM for ABOVE GROUND PIPING - as per specification/drawing and direction of Engineer-in-charge. a) 80 mm NB (Heavy Grade) | Mtrs. | 30 | 470 | Approved
CHANDANNAGAR COMMERCIAL | MAIN TOWER | Fire Fighting |  | WO/GC01/GC01/14 | Balajee Fire | Installation, testing, commission of SPRINKLER SYSTEM for ABOVE GROUND PIPING - as per specification/drawing and direction of Engineer-in-charge. a) 65 mm NB (Heavy Grade) | Installation, testing, commission of SPRINKLER SYSTEM for ABOVE GROUND PIPING - as per specification/drawing and direction of Engineer-in-charge. a) 65 mm NB (Heavy Grade) | Mtrs. | 36 | 400 | Approved
CHANDANNAGAR COMMERCIAL | MAIN TOWER | Fire Fighting |  | WO/GC01/GC01/14 | Balajee Fire | Installation, testing, commission of SPRINKLER SYSTEM for ABOVE GROUND PIPING - as per specification/drawing and direction of Engineer-in-charge. a) 50 mm NB (Heavy Grade) | Installation, testing, commission of SPRINKLER SYSTEM for ABOVE GROUND PIPING - as per specification/drawing and direction of Engineer-in-charge. a) 50 mm NB (Heavy Grade) | Mtrs. | 10 | 350 | Approved
CHANDANNAGAR COMMERCIAL | MAIN TOWER | Fire Fighting |  | WO/GC01/GC01/14 | Balajee Fire | Installation, testing, commission of SPRINKLER SYSTEM for ABOVE GROUND PIPING - as per specification/drawing and direction of Engineer-in-charge. a) 40 mm NB (Heavy Grade) | Installation, testing, commission of SPRINKLER SYSTEM for ABOVE GROUND PIPING - as per specification/drawing and direction of Engineer-in-charge. a) 40 mm NB (Heavy Grade) | Mtrs. | 12 | 330 | Approved
CHANDANNAGAR COMMERCIAL | MAIN TOWER | Fire Fighting |  | WO/GC01/GC01/14 | Balajee Fire | Installation, testing, commission of SPRINKLER SYSTEM for ABOVE GROUND PIPING - as per specification/drawing and direction of Engineer-in-charge. a) 32 mm NB (Heavy Grade) | Installation, testing, commission of SPRINKLER SYSTEM for ABOVE GROUND PIPING - as per specification/drawing and direction of Engineer-in-charge. a) 32 mm NB (Heavy Grade) | Mtrs. | 12 | 305 | Approved
CHANDANNAGAR COMMERCIAL | MAIN TOWER | Fire Fighting |  | WO/GC01/GC01/14 | Balajee Fire | Installation, testing, commission of SPRINKLER SYSTEM for ABOVE GROUND PIPING - as per specification/drawing and direction of Engineer-in-charge. a) 25 mm NB (Heavy Grade) | Installation, testing, commission of SPRINKLER SYSTEM for ABOVE GROUND PIPING - as per specification/drawing and direction of Engineer-in-charge. a) 25 mm NB (Heavy Grade) | Mtrs. | 156 | 190 | Approved
CHANDANNAGAR COMMERCIAL | MAIN TOWER | Fire Fighting |  | WO/GC01/GC01/14 | Balajee Fire | Installation, testing, commission of VALVE AND SPECIALITIES - as per specification/drawing and direction of Engineer-in-charge. a) CAST IRON NON RETURN VALVE (Duel plate Wafer Type) (PN 1.6) - 80 mm NB. (Supply of valves will be in client scope) | Installation, testing, commission of VALVE AND SPECIALITIES - as per specification/drawing and direction of Engineer-in-charge. a) CAST IRON NON RETURN VALVE (Duel plate Wafer Type) (PN 1.6) - 80 mm NB. (Supply of valves will be in client scope) | Nos. | 2 | 1750 | Approved
CHANDANNAGAR COMMERCIAL | MAIN TOWER | Fire Fighting |  | WO/GC01/GC01/14 | Balajee Fire | Installation, testing, commission of VALVE AND SPECIALITIES - as per specification/drawing and direction of Engineer-in-charge. a) CAST IRON BUTTERFLY VALVE (PN 1.6)-80mm NB. (Supply of valves will be in client scope) | Installation, testing, commission of VALVE AND SPECIALITIES - as per specification/drawing and direction of Engineer-in-charge. a) CAST IRON BUTTERFLY VALVE (PN 1.6)-80mm NB. (Supply of valves will be in client scope) | Nos. | 2 | 1750 | Approved
CHANDANNAGAR COMMERCIAL | MAIN TOWER | Fire Fighting |  | WO/GC01/GC01/14 | Balajee Fire | Supply, Installation, testing & commissioning of 25 mm NB Ball valve for drain connection at end of the sprinkler line as per Specification/drawing & direction of Engineer-in-charge. | Supply, Installation, testing & commissioning of 25 mm NB Ball valve for drain connection at end of the sprinkler line as per Specification/drawing & direction of Engineer-in-charge. | Nos. | 2 | 1500 | Approved
CHANDANNAGAR COMMERCIAL | MAIN TOWER | Fire Fighting |  | WO/GC01/GC01/14 | Balajee Fire | Supply, Installation, testing, commission of VALVE AND SPECIALITIES - as per specification/drawing and direction of Engineer-in-charge. a) FAST RESPONSE SPRINKLER HEAD K-81, 680C RATING (Fast response)-Pendent type Sprinkler without escutcheon plate | Supply, Installation, testing, commission of VALVE AND SPECIALITIES - as per specification/drawing and direction of Engineer-in-charge. a) FAST RESPONSE SPRINKLER HEAD K-81, 680C RATING (Fast response)-Pendent type Sprinkler without escutcheon plate | Nos. | 67 | 270 | Approved
CHANDANNAGAR COMMERCIAL | MAIN TOWER | Fire Fighting |  | WO/GC01/GC01/14 | Balajee Fire | Supply, Installation, testing, commission of VALVE AND SPECIALITIES - as per specification/drawing and direction of Engineer-in-charge. a) FAST RESPONSE SPRINKLER HEAD K-81, 680C RATING (Fast response)-Side wall type Sprinkler. | Supply, Installation, testing, commission of VALVE AND SPECIALITIES - as per specification/drawing and direction of Engineer-in-charge. a) FAST RESPONSE SPRINKLER HEAD K-81, 680C RATING (Fast response)-Side wall type Sprinkler. | Nos. | 10 | 280 | Approved
CHANDANNAGAR COMMERCIAL | MAIN TOWER | Fire Fighting |  | WO/GC01/GC01/14 | Balajee Fire | Installation, testing, commission of VALVE AND SPECIALITIES - as per specification/drawing and direction of Engineer-in-charge. a) Flow switch with all accessories -80 mm NB. (Supply of valves will be in client scope) | Installation, testing, commission of VALVE AND SPECIALITIES - as per specification/drawing and direction of Engineer-in-charge. a) Flow switch with all accessories -80 mm NB. (Supply of valves will be in client scope) | Nos. | 2 | 570 | Approved
CHANDANNAGAR COMMERCIAL | MAIN TOWER | Fire Fighting |  | WO/GC01/GC01/14 | Balajee Fire | Supply, Installation, testing, commission of VALVE AND SPECIALITIES - as per specification/drawing and direction of Engineer-in-charge. a) SS body Glycerin base Pressure Gauge with half coupling, nipple, root valve (Ball type), adaptor, vibration dam | Supply, Installation, testing, commission of VALVE AND SPECIALITIES - as per specification/drawing and direction of Engineer-in-charge. a) SS body Glycerin base Pressure Gauge with half coupling, nipple, root valve (Ball type), adaptor, vibration damper a | Nos. | 3 | 3600 | Approved
CHANDANNAGAR COMMERCIAL | MAIN TOWER | Fire Fighting |  | WO/GC01/GC01/14 | Balajee Fire | Supply, Installation, testing, commissioning of PORTABLE FIRE EXTINGUISHERS for (i) 6 Kg ABC type Fire Extinguishers as per specification/drawing and direction of Engineer in charge. | Supply, Installation, testing, commissioning of PORTABLE FIRE EXTINGUISHERS for (i) 6 Kg ABC type Fire Extinguishers as per specification/drawing and direction of Engineer in charge. | Nos. | 6 | 1330 | Approved
CHANDANNAGAR COMMERCIAL | MAIN TOWER | Fire Fighting |  | WO/GC01/GC01/14 | Balajee Fire | Supply, Installation, testing, commissioning of PORTABLE FIRE EXTINGUISHERS for (i) 4.5 Kg CO2 type Fire Extinguishers as per specification/drawing and direction of Engineer in charge. | Supply, Installation, testing, commissioning of PORTABLE FIRE EXTINGUISHERS for (i) 4.5 Kg CO2 type Fire Extinguishers as per specification/drawing and direction of Engineer in charge. | Nos. | 6 | 3705 | Approved
CHANDANNAGAR COMMERCIAL | MAIN TOWER | Fire Fighting |  | WO/GC01/GC01/14 | Balajee Fire | Supply, Installation, testing, commissioning of PORTABLE FIRE EXTINGUISHERS for (i) 9 Ltrs Mechanical Foam Extinguishers For Transformer, DG, Kitchen and Carparking as per specification/drawing and direction of Engineer in charge. | Supply, Installation, testing, commissioning of PORTABLE FIRE EXTINGUISHERS for (i) 9 Ltrs Mechanical Foam Extinguishers For Transformer, DG, Kitchen and Carparking as per specification/drawing and direction of Engineer in charge. | Nos. | 2 | 1540 | Approved
CHANDANNAGAR COMMERCIAL | MAIN TOWER | Fire Fighting |  | WO/GC01/GC01/14 | Balajee Fire | 150 mm NB (Heavy grade) | 150 mm NB (Heavy grade) | Mtrs. | 17 | 870 | Approved
CHANDANNAGAR COMMERCIAL | MAIN TOWER | Fire Fighting |  | WO/GC01/GC01/14 | Balajee Fire | 100 mm NB (Heavy grade) | 100 mm NB (Heavy grade) | Mtrs. | 26 | 650 | Approved
CHANDANNAGAR COMMERCIAL | MAIN TOWER | Fire Fighting |  | WO/GC01/GC01/14 | Balajee Fire | 50 mm NB (Heavy grade) | 50 mm NB (Heavy grade) | Mtrs. | 12 | 350 | Approved
CHANDANNAGAR COMMERCIAL | MAIN TOWER | Fire Fighting |  | WO/GC01/GC01/14 | Balajee Fire | CAST IRON GATE VALVE (PN 1.6) 150 mm NB | CAST IRON GATE VALVE (PN 1.6) 150 mm NB | Nos. | 1 | 2200 | Approved
CHANDANNAGAR COMMERCIAL | MAIN TOWER | Fire Fighting |  | WO/GC01/GC01/14 | Balajee Fire | CAST IRON GATE VALVE (PN 1.6) 100 mm NB | CAST IRON GATE VALVE (PN 1.6) 100 mm NB | Nos. | 4 | 2000 | Approved
CHANDANNAGAR COMMERCIAL | MAIN TOWER | Fire Fighting |  | WO/GC01/GC01/14 | Balajee Fire | CAST IRON BUTTERFLY VALVE 50 NB for pump test recirculation | CAST IRON BUTTERFLY VALVE 50 NB for pump test recirculation | Nos. | 1 | 870 | Approved
CHANDANNAGAR COMMERCIAL | MAIN TOWER | Fire Fighting |  | WO/GC01/GC01/14 | Balajee Fire | CAST IRON NON-RETURN VALVE (PN 1.6) 100 mm NB | CAST IRON NON-RETURN VALVE (PN 1.6) 100 mm NB | Nos. | 2 | 2000 | Approved
CHANDANNAGAR COMMERCIAL | MAIN TOWER | Fire Fighting |  | WO/GC01/GC01/14 | Balajee Fire | CAST IRON Y-STAINER 150 mm NB | CAST IRON Y-STAINER 150 mm NB | Nos. | 1 | 2500 | Approved
CHANDANNAGAR COMMERCIAL | MAIN TOWER | Fire Fighting |  | WO/GC01/GC01/14 | Balajee Fire | 199 mm Dia (NP3) | 200 mm Dia (NP3) | Mtrs. | 18 | 1650 | Approved
AARANYA | EXPERIENCE CENTER | Flooring Work |  | WO/PKB/PKX/34 | A.M. Enterprise | Vetrified Wall Dado | Providing & Fixing Charges of 600x600mm Vitrified Tiles (Restile sandy grey - 12mm Thk.) at wall/ Dado over a bed of 20-30mm thick cement mortar (1:4) in proper line & level & plumb, joints filled with white cement slurry with matched colour pigment after acid washing including all finishing & Cleaning as per drawing amnd direction of Engineer- in- Charge. (Tiles & Cement will be supplied by the Client.) Location : Planter Wall | Sq.Ft. | 0 | 37 | Approved
AARANYA | EXPERIENCE CENTER | Flooring Work |  | WO/PKB/PKX/34 | A.M. Enterprise | Granite Flooring | Charges for fixing of Granite (Black leather finish) in proper line, level & joints filled with white cement slurry pigmented to match the shade of granite, including all materials, labours, tools & tackles, all lead, lifts, finishing, cleaning & polising all complete as per drawing, specification and direction of Engineer-in-Charge. (Only Adhesive, Cement & Granite slab will be supplied by client). |  | 0 | 0 | Approved
AARANYA | EXPERIENCE CENTER | Flooring Work |  | WO/PKB/PKX/34 | A.M. Enterprise | Stair Raiser | Charges for fixing of Granite at Stair Riser portion of 150mm hight using Adhesive (Kerakoll Superflex) in proper line, level, Plumb and joints filled with white cement slurry pigmented to match the shade of granite, including all materials, labours, tools & tackles, all lead, lifts, finishing, cleaning & polising all complete as per drawing, specification and direction of Engineer-in-Charge. (Only Adhesive & Granite slab will be supplied by client). | Rft | 62.32 | 40 | Approved
AARANYA | EXPERIENCE CENTER | Flooring Work |  | WO/PKB/PKX/34 | A.M. Enterprise | Crocodile Finish | Providing and fixing Charges of Granite for Ramp patti (100mm wide)of average at Ramp area as per drawing and direction of Engineer-In-Charge. (Only Adhesive, Cement & Granite slab will be supplied by client). |  | 0 | 0 | Approved
AARANYA | EXPERIENCE CENTER | Flooring Work |  | WO/PKB/PKX/34 | A.M. Enterprise | 250mm Planter Top | Charges for fixing of Granite Stone of 250mm width at Planter Top over a bed of 20-30mm thick cement mortar (1:4) in proper line, level & joints filled with white cement slurry pigmented to match the shade of granite, including all materials, labours, tools & tackles, all lead, lifts, finishing, cleaning & polising all complete as per drawing, specification and direction of Engineer-in-Charge. (Only Cement & Granite slab will be supplied by client). | Rft | 237.41 | 50 | Approved
AARANYA | EXPERIENCE CENTER | Flooring Work |  | WO/PKB/PKX/34 | A.M. Enterprise | 200mm Planter Inside Patti | Charges for fixing of Granite Stone of 200mm width patti at Planter wall inside over a bed of 20-30mm thick cement mortar (1:4) in proper line, level & joints filled with white cement slurry pigmented to match the shade of granite, including all materials, labours, tools & tackles, all lead, lifts, finishing, cleaning & polising all complete as per drawing, specification and direction of Engineer-in-Charge. (Only Cement & Granite slab will be supplied by client). | Rft | 0 | 47 | Approved
AARANYA | EXPERIENCE CENTER | Flooring Work |  | WO/PKB/PKX/34 | A.M. Enterprise | Skirting | Charges for fixing of Granite Skirting (100mm) in proper line , level & plumb, joints filled with white cement slurry with matched colour pigment including all finishing & Cleaning as per drawing amnd direction of Engineer- in- Charge. (Only Adhesive, Cement & Granite will be supplied by the Client but subject to reconciliation.) |  | 0 | 0 | Approved
AARANYA | EXPERIENCE CENTER | Flooring Work |  | WO/PKB/PKX/34 | A.M. Enterprise | 100mm Granite Patti | Charges for fixing of Granite Stone patti of 100mm width at ramp railng sill in proper line, level & joints filled with white cement slurry pigmented to match the shade of granite, including all materials, labours, tools & tackles, all lead, lifts, finishing, cleaning & polising all complete as per drawing, specification and direction of Engineer-in-Charge. (Only Adhesive, Cement & Granite slab will be supplied by client). |  | 0 | 0 | Approved
AARANYA | EXPERIENCE CENTER | Flooring Work |  | WO/PKB/PKX/34 | A.M. Enterprise | Door Toping | Charges for fixing of Granite Stone of 200mm width at duct door patti over a bed of 20-30mm thick cement mortar (1:4) in proper line, level & joints filled with white cement slurry pigmented to match the shade of granite, including all materials, labours, tools & tackles, all lead, lifts, finishing, cleaning & polising all complete as per drawing, specification and direction of Engineer-in-Charge. (Only Cement & Granite slab will be supplied by client). Location: Duct Door at Left side entry area | Rft | 0 | 40 | Approved
AARANYA | EXPERIENCE CENTER | Flooring Work |  | WO/PKB/PKX/34 | A.M. Enterprise | Half Moulding | Labour Charges for Granite Stone Half Moulding at planter & stair as per drawing and direction of Engineer-in-charge. Location - Stair, Planter Top | Rft | 407.41 | 35 | Approved
AARANYA | EXPERIENCE CENTER | Flooring Work |  | WO/PKB/PKX/34 | A.M. Enterprise | Pathway Granite Flooring | Providing & Fixing charges of Granite Flooring (25mm thk Steel Grey Granite- Leather finish) at ground level over a bed of 35-40 mm thick cement mortar (1:4) in proper line & level.The joints will be filled with Grey/ white cement slurry pigmented to match including all materials, labours, tools & tackles, all lead & lifts and finishing & cleaning all complete as per drawing, specification and direction of Engineer-in-Charge. (Only Cement & Granite slab will be supplied by client) . Location: Pathway Between Pond 2 & 3 | Sq.Ft. | 2445.13 | 52 | Approved
AARANYA | EXPERIENCE CENTER | Flooring Work |  | WO/PKB/PKX/34 | A.M. Enterprise | Fixing by adhesive | Granite Fixing using Adhesive (Kerakoll Superflex) - On MS floor (Location - MS Stair, Deck Area) | Sq.Ft. | 92.14 | 45 | Approved
AARANYA | EXPERIENCE CENTER | Flooring Work |  | WO/PKB/PKX/34 | A.M. Enterprise | Fixing by cement mortar | Granite Fixing over a bed of 40-50mm thick cement mortar (1:4) - On Concrete Floor (Location - Ramp, Deck Area) | Sq.Ft. | 701.1 | 52 | Approved
AARANYA | EXPERIENCE CENTER | Flooring Work |  | WO/PKB/PKX/34 | A.M. Enterprise | Fixing by adhesive - Crocodile Finish | Granite Fixing using Adhesive (Kerakoll Superflex) - On MS floor (Location - Ramp) | Rft | 463.6 | 40 | Approved
AARANYA | EXPERIENCE CENTER | Flooring Work |  | WO/PKB/PKX/34 | A.M. Enterprise | Fixing by cement mortar - Crocodile Finish | Granite Fixing over a bed of 20-30mm thick cement mortar (1:4) - On Concrete Floor (Location - Ramp) | Rft | 1258.92 | 40 | Approved
AARANYA | EXPERIENCE CENTER | Flooring Work |  | WO/PKB/PKX/34 | A.M. Enterprise | Fixing by adhesive - Skirting | Granite Fixing using Adhesive (Kerakoll Superflex) - On MS floor | Rft | 155.12 | 30 | Approved
AARANYA | EXPERIENCE CENTER | Flooring Work |  | WO/PKB/PKX/34 | A.M. Enterprise | Fixing by cement mortar - Skirting | Granite Fixing over a bed of 20-30mm thick cement mortar (1:4) - On Concrete Floor | Rft | 106.54 | 35 | Approved
AARANYA | EXPERIENCE CENTER | Flooring Work |  | WO/PKB/PKX/34 | A.M. Enterprise | Fixing by adhesive - Patti | Granite Fixing using Adhesive (Kerakoll Superflex) - On MS floor | Rft | 0 | 30 | Approved
AARANYA | EXPERIENCE CENTER | Flooring Work |  | WO/PKB/PKX/34 | A.M. Enterprise | Fixing by cement mortar - Patti | Granite Fixing over a bed of 20-30mm thick cement mortar (1:4) - On Concrete Floor | Rft | 0 | 35 | Approved
Primarc Aadvika | EXPERIENCE CENTER | Manpower Services |  | WO/HW1/PHW3/36 | NIS MANAGEMENT LIMITED | Providing Security Personnel | Providing Security Guard @12 hrs. daily basis for full month including reliever, NH & management fees, from 15-08-2025 to 19-08-2025, Total Manpower = 2 nos. | Head | 0.323 | 23069 | Approved
BHOPAL - COMMERCIAL | MARKETING | Marketing Office | Interior Works | WO/BPC/BPC4/5 | INGRAIN ARRIVA SPACE SOLUTIONS PRIVATE LIMITED | Providing and fixing charges for storage cabinet below pantry counter | Providing and fixing charges for storage cabinet below pantry counter with 1 Nos Shelf inside & openable shutters using 18mm thick ply & laminate finish , all complete as per the specification, requirement, drawing and as directed by the EIC | Sq.Ft. | 23.51 | 2000 | Approved
BHOPAL - COMMERCIAL | MARKETING | Marketing Office | Interior Works | WO/BPC/BPC4/5 | INGRAIN ARRIVA SPACE SOLUTIONS PRIVATE LIMITED | Providing and fixing charges for storage cabinet above pantry counter | Providing and fixing charges for storage cabinet above pantry counter with shelves inside & openable shutters using 18mm thick ply & laminate finish, all complete as per the specification, requirement, drawing and as directed by the EIC | Sq.Ft. | 31.55 | 2500 | Approved
The Ramdulari | BLOCK | Painting | Internal Painting | WO/RP/RP02/93 | ARTISAN | Internal Painting Work | All Charges for Internal Painting Work as per direction of Engineer in charge. |  | 0 | 0 | Approved
The Ramdulari | BLOCK | Painting | Internal Painting | WO/RP/RP02/93 | ARTISAN | Charges for providing and applying of minimum 3mm thick putty (1.5 mm thick coarse putty in single coat as a base coarse and 1.5mm thick fine putty in double coats over the base coarse) | Charges for providing and applying of minimum 3mm thick putty ( 1.5 mm thick coarse putty in single coat as a base coarse and 1.5mm thick fine putty in double coats over the base coarse) including necessary surface preparation to remove any lumps, rendering, chipping of raised portion etc. all complete of the internal wall and ceiling as per direction of EIC. The rate inclusive of cost of all materials, storage of materials, tools & tackles, labour, transportation all lead and lift, overhead and profit etc. all complete. Location-Basement Wall & Ceiling Brand -JK/Equivalent | Sq.Ft. | 49565 | 7.9 | Approved
The Ramdulari | BLOCK | Painting | Internal Painting | WO/RP/RP02/93 | ARTISAN | MECHANICAL GRINDING | Before application of putty, surface preparation of internal walls and ceilings shall be carried out using a grinding machine, including removal of unevenness, laitance, loose particles, projections, and any other surface irregularities, to achieve a smooth and even surface suitable for subsequent finishes. Work shall be executed strictly as per BOQ specifications and the direction of the Engineer-in-Charge (EIC). Location: Basement Wall & Ceiling | Sq.Ft. | 49565 | 2.32 | Approved
The Ramdulari | BLOCK | Painting | Internal Painting | WO/RP/RP02/93 | ARTISAN | Providing and applying of one coat of primer followed by two coats synthetic enamel paint- over 3mm putty upto 1200mm from FFL with complete finish as per approved shade. | Providing and applying of one coat of primer followed by two coats synthetic enamel paint- over 3mm putty upto 1200mm from FFL with complete finish as per approved shade, up to the required height including ,all surfaces properly rubbed, smoothened with emery paper, thoroughly cleaned by dry mopping with cloths to make the surfaces dust free prior to application of paint, including fill cracks and holes with approved filler if required with tool tackles & necessary scaffolding if required at wall as per direction of Engineer in charge. Colour : RAL 9018 equivalent to Asian paints 8331- Grey flannel Brand- Birla Opas -Location:-Basement wall upto. 1200mm Paint - Calista Sparkle satin enamel Primer - Birla opus prime N10 | Sq.Ft. | 8015 | 9.48 | Approved
The Ramdulari | BLOCK | Painting | Internal Painting | WO/RP/RP02/93 | ARTISAN | Providing and applying of one coat of primer followed by two coats Acrylic emulsion paint - over 3mm putty above 1200mm with complete finish as per approved shade. | Providing and applying of one coat of primer (I-10) followed by two coats Acrylic emulsion paint -(Interior- I50) over 3mm putty above 1200mm with complete finish as per approved shade, up to the required height including all surfaces properly cleaned by water jetting and scrapping with hard coir brush prior to application of paint, rub down, clean, fill cracks and holes with approved filler with tool tackles & necessary scaffolding if required at wall as per direction of Engineer in charge.Colour : Asian paints 8331- grey flannel Brandf -Birla Opas (Coverage 130-150 Sqft/Ltr) Location:-Basement wall above 1200mm Waranty -6 Years | Sq.Ft. | 10549 | 9.66 | Approved
The Ramdulari | BLOCK | Painting | Internal Painting | WO/RP/RP02/93 | ARTISAN | Providing and applying of one coat of primer followed by two coats acrylic emulsion paint.- over 3mm putty over putty surface. Paint with complete finish as per approved shade. | Providing and applying of one coat of primer(I-10) followed by two coats acrylic emulsion paint.-(Interior- I50) over 3mm putty over putty surface. Paint with complete finish as per approved shade, up to the required height including up to the required height including all surfaces properly cleaned by water jetting and scrapping with hard coir brush prior to application of paint, rub down, clean, fill cracks and holes with approved filler with tool tackles & necessary scaffolding if required at wCeiling as per direction of Engineer in charge . Make: Paint(BIRLA OPAS ).(colour : White) (Coverage 130-150 Sqft/Ltr) Location:-Basement Ceiling Waranty -6 Years | Sq.Ft. | 31002 | 9.66 | Approved
The Ramdulari | BLOCK | Painting | Internal Painting |  |  | Providing & Applying of One coat of approved primer followed by Two coat of Weather coat paint (Non Texture) of approved brand. | Providing & Applying of One coat of approved primer followed by Two coat of Weather coat paint (Non Texture) of approved brand on wall top surface area complete including surface preparation with all materials & Labour etc. all complete as per drawing and direction of Engineer-in-Charge. Location Ramp Wall & Ceiling Colour Code:- Asian paint (Main Lift Lobby ) | Sq.Ft. |  |  | Approved
The Ramdulari | BLOCK | Civil | Sub & Super Structure Work | WO/RP/RP02/94 | Milan Roy | Scaffolding Work | All Charges for fixing and removing of double-layer MS scaffolding with vertical cuplock system and horizontal bracing at any required location including transportation, loading, unloading, erection with all required labour, , tools and tackles, maintenance during use, dismantling after completion of work and clearing from site, all complete as per specifications and direction of the Engineer-in-Charge. (Scaffolding Material Supplied by client) | Cum. | 1852 | 55 | Approved
The Ramdulari | BLOCK | Civil | Sub & Super Structure Work | WO/RP/RP02/95 | Milan Roy | Scaffolding Work | All Charges for fixing and removing of double-layer MS scaffolding with vertical cuplock system and horizontal bracing at any required location including transportation, loading, unloading, erection with all required labour, , tools and tackles, maintenance during use, dismantling after completion of work and clearing from site, all complete as per specifications and direction of the Engineer-in-Charge. (Scaffolding Material Supplied by client) | Cum. | 3925.6 | 55 | Approved
BHOPAL - COMMERCIAL | OVERHEAD | Networking-Interiors |  | WO/BPC/BPC5/6 | EFFOTECH SOLUTIONS | Installation, Testing & Commissioning of Camera, NVR, Rack, Switches etc. | Installation, Testing & Commissioning of Camera, NVR, Rack, Switches etc. | Lot | 1 | 10000 | Approved
BHOPAL - COMMERCIAL | OVERHEAD | Networking-Interiors |  | WO/BPC/BPC5/6 | EFFOTECH SOLUTIONS | Supply of 2MP,IP Dome Camera | Supply of 2MP,IP Dome Camera (Make: CP Plus, Model : CP-UNCDA21L3C-Q-0360) Location: Marketing Office | Nos. | 4 | 2450 | Approved
BHOPAL - COMMERCIAL | OVERHEAD | Networking-Interiors |  | WO/BPC/BPC5/6 | EFFOTECH SOLUTIONS | SITC of PVC Junction Box | SITC of PVC Junction Box.(Make: As per Standard) Location: Marketing Office. | Nos. | 4 | 65 | Approved
BHOPAL - COMMERCIAL | OVERHEAD | Networking-Interiors |  | WO/BPC/BPC5/6 | EFFOTECH SOLUTIONS | SITC Of RJ-45 connector | SITC Of RJ-45 connector Make: As per Standard) Location: Marketing Office. | Nos. | 8 | 5.5 | Approved
BHOPAL - COMMERCIAL | OVERHEAD | Networking-Interiors |  | WO/BPC/BPC5/6 | EFFOTECH SOLUTIONS | Installation, Testing, Commissioning & Configuration Charges | Installation, Testing, Commissioning & Configuration Charges for Camera (4 Nos) Location: Marketing Office. | Lot | 1 | 1600 | Approved
The Ramdulari | COMMON INFRASTRUCTURE | Painting | Boundary Wall Painting | WO/RP/RP03/40 | ARTISAN | External Painting Work | All Charges for External Painting Work as per direction of Engineer in charge. |  | 0 | 0 | Amended & Approved
The Ramdulari | COMMON INFRASTRUCTURE | Painting | Boundary Wall Painting | WO/RP/RP03/40 | ARTISAN | Providing and applying two coats of water proof primer coating (Aquatech Roof Waterproof) up to 1000mm height | Providing and applying two coats of water proof primer coating up to 1000mm height as per the specification and requirement completeith complete finish as per approved shade, up to the required height including ,all surfaces properly rubbed, smoothened with emery paper, thoroughly cleaned by dry mopping with cloths to make the surfaces dust free prior to application of paint, including fill cracks and holes with approved filler if required , , all materials, tool tackles & necessary scaffolding if required at Ceiling as per direction of Engineer in charge. Location Boundary Wall Colour : White Brand- Birla Opas WaterProof Primer-Waterproofing -B70 (Coverage -47.5 sq.ft/L for 2 coats) Location:-Basement wall upto. 1000mm | Sq.Ft. | 3229.5 | 21.37 | Approved
The Ramdulari | COMMON INFRASTRUCTURE | Painting | Boundary Wall Painting | WO/RP/RP03/40 | ARTISAN | Providing & Applying of One coat of approved primer followed by Two coat of Weather coat paint (Non Texture). | Providing & Applying of Two coat of approved primer followed by Two coat of Weather coat Non Texture paint of approved brand on wall & top surface with complete finish as per approved shade, up to the required height including ,all surfaces properly rubbed, smoothened with emery paper, thoroughly cleaned by dry mopping with cloths to make the surfaces dust free prior to application of paint, including fill cracks and holes with approved filler if required ,all materials, tool tackles & necessary scaffolding if required as per direction of Engineer in charge. Location: Boundary Wall Make: Birla Opus Primer-Exteriors E10 (Coverage -80-100 sq.ft/L for 1 coats) Paimt-Exteriors E50 (Coverage -55-60 sq.ft/L for 2 coats) Colour Code:- Asian Shadow dance Code -8303 | Sq.Ft. | 8665.05 | 12 | Approved
Primarc Aadvika | EXPERIENCE CENTER | Civil | Misc Civil Work | WO/HW1/PHW3/37 | NEW L. N. CONSTRUCTION | Supply of Mason | Charges for supply of mason for misc. work at site per requirement and direction of EIC. Daily time schedule - 9AM-5PM(8Hrs) including lunch time (30min). | Nos | 60 | 650 | Approved
Primarc Aadvika | EXPERIENCE CENTER | Civil | Misc Civil Work | WO/HW1/PHW3/37 | NEW L. N. CONSTRUCTION | Supply of Labour | Charges for supply of labour for misc. work at site per requirement and direction of EIC. Daily time schedule - 9AM-5PM(8Hrs) including lunch time (30min). | Nos | 90 | 480 | Approved
Primarc Aadvika | EXPERIENCE CENTER | Civil | Misc Civil Work | WO/HW1/PHW3/37 | NEW L. N. CONSTRUCTION | Yellow Sand | Charge for supply of yellow sand at any desired location within site including all transportation, loading, unloading complete as per site requirement and direction of the Engineer-in-Charge. | Bags. | 48 | 130 | Approved
Primarc Aadvika | EXPERIENCE CENTER | Civil | Misc Civil Work | WO/HW1/PHW3/37 | NEW L. N. CONSTRUCTION | JCB Hire charges | Hire charges for JCB "Backhoe Loader" on hourly basis including fuel, operator, tiffin charges & maintenance. | hrs. | 72.2 | 950 | Approved
Primarc Aadvika | PRE-CONSTRUCTION PHASE | Temp fencing wall & Gate |  | WO/HW1/PHW1/24 | Sarmistha Enterprise | MS Gate repair | Charges for dismantling, repair, modification and reinstallation of existing 9mtr long MS gate including required transportation, loading, unloading, labour, materials(12mm sqare bar, RSH 50x25x2.6, 2nos revolving wheel), tools, tackles, equipment(welding machine, cutting machine, grinder, gas cutter), consumables (welding stick, cutting blade, cylinder with gas, etc.) required to reduce the weight of the gate for better functionality, all complete as per requirment and direction of the Engineer-in-Charge. | Lump Sum | 1 | 35000 | Approved
Primarc Aadvika | PRE-CONSTRUCTION PHASE | Temp fencing wall & Gate |  | WO/HW1/PHW1/24 | Sarmistha Enterprise | MS Railing for outside beautification | Labour charges for fixing of 1.14mtr hight 19.3mtr long MS railing , inlcuding labour, tools, tackle, equipment with consumables such as welding stick, cutting blade, etc. all compete as per drawing and Direction of Engineer-in-Charge. Locatin - Front of 6mtr Gate (Road side blue white railing in front beautification area) | Lump Sum | 1 | 10000 | Approved
Primarc Aadvika | PRE-CONSTRUCTION PHASE | Temp fencing wall & Gate |  | WO/HW1/PHW1/24 | Sarmistha Enterprise | Meter Room MS GATE | Charges for supply, fabrication & installation of MS gate made with ISA 50x50x5mm for door frame, shutter frame with ISA 40x40x5mm & 1mm thk. MS plate for shutter cover, including all labour, material, fitting, fixture, transpotation, shifting, lifting all complete as per drawing & Direction of Ingineer-in-Charge. Gate Size - 2150mm X 880mm Location - Meter Room | Kg | 80 | 125 | Approved
Primarc Aadvika | PRE-CONSTRUCTION PHASE | Temp fencing wall & Gate |  | WO/HW1/PHW1/24 | Sarmistha Enterprise | Change over room shed making | Labour charges for fabrication, erection & fixing of MS shed at above chageover room & repairing work at DG exhust pipe including all labour, shifting, lifting, tools, tackle & equipment with consumables such as welding stick, cutting blade, etc. all compete as per requirment and Direction of Engineer-in-Charge. | Lump Sum | 1 | 5000 | Approved
Primarc Aadvika | PRE-CONSTRUCTION PHASE | Temp fencing wall & Gate |  | WO/HW1/PHW1/24 | Sarmistha Enterprise | Marketing office MS shed | Charges for supply, fabrication & erection of MS shed made with SHS 40X40x3.3mm M.S. structural framework and blue schope sheet for roofing, including all transpotation, labour, material, shifting, lifting, tools, tackle & equipment with consumables such as welding stick, cutting blade, etc. all compete as per drawing and Direction of Engineer-in-Charge. Location - Above experience Center Gate Opening | Nos | 2 | 4600 | Approved
BHOPAL - COMMERCIAL | MARKETING | Marketing Office | Civil and Finishing Work of Marketing Office | WO/BPC/BPC4/15 | NAZEER IRON & STEEL TRADING CO. | Puff Sheet rectification work | Charges for Puff Sheet removing, re-fixing & rectification work at Marketing Office with necessary tools & tackles all complete as per direction of the engineer-in -charge. |  | 0 | 0 | Amended & Approved
BHOPAL - COMMERCIAL | MARKETING | Marketing Office | Civil and Finishing Work of Marketing Office | WO/BPC/BPC4/15 | NAZEER IRON & STEEL TRADING CO. | Supply of Screw | Charges for Supply of 100mm long Self drilling screw for puff sheet rectification work. | Nos. | 1500 | 8.5 | Approved
BHOPAL - COMMERCIAL | MARKETING | Marketing Office | Civil and Finishing Work of Marketing Office | WO/BPC/BPC4/15 | NAZEER IRON & STEEL TRADING CO. | Supply of Silicon Gel | Charges for supply of Silicon gel for puff sheet rectification work. | Pcs. | 30 | 220 | Approved
BHOPAL - COMMERCIAL | MARKETING | Marketing Office | Civil and Finishing Work of Marketing Office | WO/BPC/BPC4/15 | NAZEER IRON & STEEL TRADING CO. | Labour charges for Puff Sheet rectification work. | Labour charges for Puff Sheet removing, re-fixing & rectification work with necessary tools & tackles including water test, all complete as per direction of the engineer-in -charge. | Sq.Ft. | 2800 | 55 | Approved
AARANYA | EXPERIENCE CENTER | Grill / Steel Work |  | WO/PKB/PKX/24 | PROTECH ENGINEERS | Additional MS work | All Charges for Providing, erecting and Fixing deffernt types of MS Angle, MS SHS Pipes & RSH Pipes, MS Flat & Insert Plats in all vertical & horizontal members as per drawing confirming to relevant IS code as per approved design including materials, Labour, scrafolding, tools & tackles, transportation, loading-unloading for all levels as per drawing, specification and direction of Engineer-in-Charge. |  | 0 | 0 | Approved
AARANYA | EXPERIENCE CENTER | Grill / Steel Work |  | WO/PKB/PKX/24 | PROTECH ENGINEERS | Experience Center Out side MS work | Mics. MS Work at Experience Center Outside Area |  | 0 | 0 | Approved
AARANYA | EXPERIENCE CENTER | Grill / Steel Work |  | WO/PKB/PKX/24 | PROTECH ENGINEERS | MS Shed With CGI Sheet | Labour Charges for fabrication, erection of M.S. structural framework with fixing of CGI sheet roofing at height above 3.0 metre, including cutting, welding, hoisting, aligning, fixing ,CGI , bolts, washers, overlaps, and tools, tackles, and safety measures, all completes per drawing and direction of Engineer-in-Charge; (MS Member & CGI Sheet shall be supplied by the client) Location - (Site Office Main Enterance & Cement Godown Entrance) Size - (2000mm X 600mm, 1500mm X 600mm) | Lump Sum | 0 | 2000 | Approved
AARANYA | EXPERIENCE CENTER | Grill / Steel Work |  | WO/PKB/PKX/24 | PROTECH ENGINEERS | Fencing Removal | Labour charges for dismantling and removal of existing MS structural and CGI sheet fencing beside Pond–3 (Length: 28.70 m, Height: 2.30 m), including all tools, tackle, equipment, shifting, stacking of reusable materials & disposing of unserviceable materials to a designated place inside of the site premises all complete as per direction of Engineer-in-Charge. | Lump Sum | 1 | 16000 | Amended & Approved
AARANYA | EXPERIENCE CENTER | Grill / Steel Work |  | WO/PKB/PKX/24 | PROTECH ENGINEERS | Fixing Only | Charges for Only Erecting & Fixing work. (MS member will be supplied by client but subject to reconciliation) (Location - Additional support of false ceiling area) | Kg | 281.77 | 40 | Approved
AARANYA | EXPERIENCE CENTER | Grill / Steel Work |  | WO/PKB/PKX/24 | PROTECH ENGINEERS | Providing & Fixing Only | Charges for providing, erecting & fixing work. Location: Support for back side wall board covering, AC support, Splicing, Door shutter etc & safety lock arrangement at marketing office roof bank & project side | Kg | 784.71 | 115 | Approved
AARANYA | EXPERIENCE CENTER | Grill / Steel Work |  | WO/PKB/PKX/24 | PROTECH ENGINEERS | MS Gate (Entry for Marketing Office & project site) | Providing and Fixing of MS Main Gate with all complete including materials, tools & tackles, labours, cost of one coat Epoxy Primer, transportation and loading-unloading for all levels as per drawing, specification and direction of Engineer-in-Charge. Location : Gate - G1 4100mm Wide (Entry for Marketing Office), Gate - G2 5900mm Wide ( Entry for project site) | Kg | 544.297 | 110 | Approved
AARANYA | EXPERIENCE CENTER | Grill / Steel Work |  | WO/PKB/PKX/24 | PROTECH ENGINEERS | Sliding wheel along with metal strip (75mm X 8mm) | Supplying and erecting sliding wheels with bottom guide metal strip (75mm X 8mm) for smooth gate movement, including all welding, fixing, alignment, grinding, and setting works with required accessories, complete as per approved design and direction of Engineer-in-Charge. Location : Gate - G1 4100mm Wide (Entry for Marketing Office), Gate - G2 5900mm Wide ( Entry for project site) | Nos | 0 | 3500 | Approved
AARANYA | EXPERIENCE CENTER | Grill / Steel Work |  | WO/PKB/PKX/24 | PROTECH ENGINEERS | Machining Hinges | Charges for fabrication and machining of heavy-duty MS hinge assembly for MS gate, in approved shape and fully functional condition, all complete as per drawing and direction of the Engineer-in-Charge. Location : Gate - G1 4100mm Wide (Entry for Marketing Office), Gate - G2 5900mm Wide ( Entry for project site) | Nos | 8 | 2000 | Approved
AARANYA | EXPERIENCE CENTER | Grill / Steel Work |  | WO/PKB/PKX/24 | PROTECH ENGINEERS | MS railing at Boundary Wall | All Charges for Providing, erecting and Fixing deffernt types of MS SHS Pipes & RSH Pipes in all vertical & horizontal members for partition wall top railing as per drawing confirming to relevant IS code as per approved design including materials, cost of one coat Epoxy Primer Labour, tools & tackles, transportation, loading-unloading for all levels as per drawing, specification and direction of Engineer-in-Charge. Location - Above Partition Wall between site and marketing office | Kg | 322.74 | 106 | Approved
AARANYA | EXPERIENCE CENTER | Grill / Steel Work |  | WO/PKB/PKX/24 | PROTECH ENGINEERS | MS wire mesh (40 X 40mm) | All Charges for Providing and Fixing of MS expanded wire mesh (40 X 40mm) fixed between vertical SHS/RSH posts, including all labour, material, tools, tackles and necessary cutting, bending, aligning, fixing, scaffolding, transportation, loading unloading for all levels as per drawing, specification and direction of Engineer-in-Charge. Location - Above Partition Wall between site and marketing office | Sq.Ft. | 142.41 | 45 | Approved
The Ramdulari | BLOCK | Mechanical Car Parking |  | WO/RP/RP02/96 | Vinayak Fabtech | MLCP Shed comprising MS Structure, Tensile Fabric and Wire Rope. | MLCP Shed comprising MS Structure, Tensile Fabric and Wire Rope. |  | 0 | 0 | Approved
The Ramdulari | BLOCK | Mechanical Car Parking |  | WO/RP/RP02/96 | Vinayak Fabtech | MS Structure | Supply, fabrication and erection of MS structures using MS RHS tube of sizes 200 x 100 x 6 mm thick, 145 x 82 x 4.8 mm thick and 60 x 40 x 3.6 mm thick, 300 x 300 x 20mm Thick MS Plate, 100 x 210 x 10mm MS Plate, MS Fish Plate, M16 x 900mm Foundation Bolt & Stiffener Plate 150x75x6mm Thick all strictly in accordance with the approved drawings. The entire structure shall be properly buffed and surface-prepared before coating. The coating system will consist of two coats of epoxy primer followed by two coats of synthetic PU enamel paint Glossy Finish (RAL 7037). The work shall also include the provision and installation of MS base plates, anchor fasteners, cutting, welding, handling of wastage, transportation, lifting, and erection at all specified locations and levels, as per the approved drawings and instructions of the Engineer-in-Charge. The MS structural materials shall be of Neozone, Apollo, or any other equivalent approved brand. The epoxy primer and synthetic PU enamel paint shall be from Berger Asian Paints, or any other approved equivalent brand. All works are to be carried out with strict adherence to quality standards, maintaining safety protocols, and under the supervision and direction of the Engineer-in-Charge. Total No of Shed 18 nos. | Kg | 10585 | 160 | Approved
The Ramdulari | BLOCK | Mechanical Car Parking |  | WO/RP/RP02/96 | Vinayak Fabtech | Tensile Fabric | The top surface of the structure shall be cladded with Mehler (Germany) make tensile fabric, both sides PVDF-coated 902 fabric. Installation shall be carried out using nuts, bolts, and hardware in accordance with the approved drawings and the instructions of the Engineer-in-Charge (EIC). The fabric shall be tensioned and secured using a tensile mechanism, stainless steel wire ropes, aluminium strips, and self-threaded screws. | Sq.Ft. | 4040 | 305 | Approved
The Ramdulari | BLOCK | Mechanical Car Parking |  | WO/RP/RP02/96 | Vinayak Fabtech | Wire Rope Structure for Creeper | Supply and installation of SS 316 wire rope, 3mm thick, utilizing MS stubs and purlins fabricated from RHS tubes, 50x50x2.9mm SHS, complete with SS clips, aluminium track sections, SS clamps, and all necessary hardware. The structure shall be finished with cladding of creeper plants. | Sq.Ft. | 4040 | 170 | Approved
The Ramdulari | BLOCK | Mechanical Car Parking |  | WO/RP/RP02/96 | Vinayak Fabtech | String fixing work backside for creeper | Supply and fixing of SS 316 3mm thick wire Rope at back side of car parking and with the gap of 330-350 vertically from the bottom to top of MS structure and fixing with SS clips, aluminium track sections, SS clamps, and all necessary hardware required including 1nos extra MS horizontal member (50 x 50 x 2.9) at bottom of the post with same finishing specification of the balance structure. | Sq.Ft. | 2475 | 135 | Approved
Primarc Chambers | COMMON INFRASTRUCTURE | Road Works |  | WO/PCH/PC04/48 | B P Enterprise | Civil Work for Main Entrance Carriageway. | Civil Work for Main Entrance Carriageway. |  | 0 | 0 | Approved
Primarc Chambers | COMMON INFRASTRUCTURE | Road Works |  | WO/PCH/PC04/48 | B P Enterprise | Providing and laying single brick flat soling | All charges for providing and laying single brick flat soling of picked, jhama bricks below foundation floor, pile cap, tie beam etc. including ramming dressing and bringing to proper level including all materials, labour, tools and plants etc. complete as per specification, drawing and as per direction of Engineer-in-Charge. Below foundation | Sq.Mtr. | 95.51 | 400 | Approved
Primarc Chambers | COMMON INFRASTRUCTURE | Road Works |  | WO/PCH/PC04/48 | B P Enterprise | Labour charges for laying single brick flat soling | Labour charges for laying single brick flat soling of picked, jhama bricks below foundation floor, pile cap, tie beam etc. including ramming dressing and bringing to proper level including all materials, labour, tools and plants etc. complete as per specification, drawing and as per direction of Engineer-in-Charge. Below foundation. | Sq.Mtr. | 0 | 50 | Approved
Primarc Chambers | COMMON INFRASTRUCTURE | Road Works |  | WO/PCH/PC04/48 | B P Enterprise | P.C.C by RMC | Charges for laying of PCC by RMC (Grade as approved) complete in all respect as per drawing, specification and direction of EIC. (Concrete will be supplied by client subjected to reconciliation) | Cum. | 3.38 | 1400 | Approved
Primarc Chambers | COMMON INFRASTRUCTURE | Road Works |  | WO/PCH/PC04/48 | B P Enterprise | Reinforcement | All charges for fixing steel reinforcement (Tor Steel as per IS-1786, Fe 500) for RCC work including transporting, decoiling, straightening, removing loose rust, cutting, bending and placing for all profile and for all lead & lift and binding with 18 gauge annealed wire as per drawing and direction of Engineer-in-Charge. Payment of steel shall be made as per drawing and approved bar bending schedule with permissible laps and paid on the basis of the sectional weights of bar as per relevant I.S. Code. The rate shall include cost of binding wire, chairs, spacers, pins, cover blocks which will not be measured separately for payment. (Reinforcement would be supplied by the client free of cost, but subjected to reconciliation) | MT | 0.974 | 9000 | Approved
Primarc Chambers | COMMON INFRASTRUCTURE | Road Works |  | WO/PCH/PC04/48 | B P Enterprise | R.C.C (M30 Grade) | Charges for laying of R.C.C (M30 Grade) by RMC ,excluding shuttering, consolidation complete in all respect as per drawing, specification and direction of EIC. (Concrete will be supplied by Client subjected to reconciliation.) | Cum. | 8.052 | 1400 | Approved
Primarc Chambers | COMMON INFRASTRUCTURE | Road Works |  | WO/PCH/PC04/48 | B P Enterprise | Kerb Stone Laying | Labour charges for carrying, shifting, handling & laying kerb stone in position to the required line , level & curvature jointed with cement & sand morte 1:4 including making joints with or without grooves including making drainage opening where ever required complete in all respect.( Kerb stone & cement shall be supplied by Client but subject to reconciliation). | RMT | 40.98 | 275 | Approved
Primarc Chambers | COMMON INFRASTRUCTURE | Road Works |  | WO/PCH/PC04/48 | B P Enterprise | Earth work in filling | Earth work in filling with good earth obtained from excavation, in layers not exceeding 250mm including watering, ramming, etc, complete in all respect as per direction of Engineer in charge | Cum. | 1.76 | 200 | Approved
Primarc Chambers | COMMON INFRASTRUCTURE | Road Works |  | WO/PCH/PC04/48 | B P Enterprise | Paver block removing | Charges for Removal of 60mm thick Concrete Paver block and stack at the designated place including lead and lift as per direction of EIC | Sq.Mtr. | 8 | 35 | Approved
Primarc Chambers | COMMON INFRASTRUCTURE | Road Works |  | WO/PCH/PC04/48 | B P Enterprise | Dismantling of Kerb stones | Charges for Dismantling of Kerb stones as per the requirement including all tools & tackles, labours, all complete as per drawing & direction of EIC | RMT | 20 | 120 | Approved
Primarc Chambers | COMMON INFRASTRUCTURE | Road Works |  | WO/PCH/PC04/48 | B P Enterprise | Dismantling of RCC | Dismantling of Reinforced Cement Concrete(RCC) structure at all heights and level, as per the requirement including all tools & tackles, labours all complete as per the direction and entire satisfaction of the Technical head/EIC | Cum. | 4.9 | 3000 | Approved
Primarc Chambers | COMMON INFRASTRUCTURE | Road Works |  | WO/PCH/PC04/48 | B P Enterprise | P.C.C by SMC | Charges for laying of PCC by SMC (M10) complete in all respect as per drawing, specification and direction of EIC. (Cement will be supplied by client subjected to reconciliation). | Cum. | 0.9 | 7000 | Approved
Primarc Chambers | COMMON INFRASTRUCTURE | Road Works |  | WO/PCH/PC04/48 | B P Enterprise | Fixing of 60mm thick Milano Paver Block | Charges for Lifting & Fixing of 60mm thick Milano Paver Block over 50mm Sand Bed in proper line and level, including necessary tools and tackles, shifting materials from stack yard, removing & shifting the balance wastage materials to designated place etc. complete as per drawing and direction by EIC. (Paver Block to be supplied by client on reconciliation basis, remaining will be under the scope of the contractor) | Sq.Ft. | 537.45 | 32 | Approved
Primarc Aadvika | PRE-CONSTRUCTION PHASE | Temp fencing wall & Gate |  | WO/HW1/PHW1/28 | NEW L. N. CONSTRUCTION | Paver Block and Sand Removal | Charges for removal of existing paver blocks and underlying sand layer including stacking of serviceable materials, disposal of unserviceable material within a lead of 50mtr, including all labour, tools, tackles, equipment required for the work as per direction of the Engineer-in-Charge. | Sq.Mtr. | 48.4 | 120 | Approved
Primarc Aadvika | PRE-CONSTRUCTION PHASE | Temp fencing wall & Gate |  | WO/HW1/PHW1/28 | NEW L. N. CONSTRUCTION | RCC dismantling | All charges for RCC dismantling all complete including cleaning all rubbish, lifting and staging as per direction of Engineer in charge. | Cum. | 1.1 | 4800 | Approved
Primarc Aadvika | PRE-CONSTRUCTION PHASE | Temp fencing wall & Gate |  | WO/HW1/PHW1/28 | NEW L. N. CONSTRUCTION | Earthwork Excavation by | All charges for earthwork excavation by manual means upto 1.5 m deep & 50 Mtr Lead necessary for construction of foundatin, footing, trench in all types of soil, including clearing and grubbing, removal of roots, stumps and vegetation,disposal of surplus earth at designated location with all leads and lifts etc. all complete as per Drawing & direction by the Engineer-in-Charge. | Cum. | 14.515 | 350 | Approved
Primarc Aadvika | PRE-CONSTRUCTION PHASE | Temp fencing wall & Gate |  | WO/HW1/PHW1/28 | NEW L. N. CONSTRUCTION | Brick Flat Soling (BFS) | All charges for laying single brick flat soling (BFS) of picked, jhama bricks below foundation floor, tie beam etc. or any other location till Plinth level including ramming dressing and bringing to proper level and filling joints with sand including all materials, labour, tools and plants etc. complete below foundation as per specification, drawing and direction of Engineering-in-Charge (Bricks will be supplied by client on reconciliation basis) | Sq.Mtr. | 23.27 | 100 | Approved
Primarc Aadvika | PRE-CONSTRUCTION PHASE | Temp fencing wall & Gate |  | WO/HW1/PHW1/28 | NEW L. N. CONSTRUCTION | R.C.C M25(SMC) | All charges for Providing, mixing and laying in position Cement Concrete of appropriate grade to all type of R .C.C. work with 20 mm down graded machine crushed stone aggregates and coarse sand of approved grade including mixing admixture of any kind with concrete wherever specified for all types of R .C.C. work AT GFL LVL. (CEMENT WILL BE SUPPLIED BY CLIENT) GRADE - M25 (SMC) | Cum. | 11.62 | 8600 | Approved
Primarc Aadvika | PRE-CONSTRUCTION PHASE | Temp fencing wall & Gate |  | WO/HW1/PHW1/28 | NEW L. N. CONSTRUCTION | Shuttering | All charges for providing, fabricating, erecting and fixing in position plained timber, plywood centering and shuttering true to line and level, including steel propping, staging, shuttering removal, applying shuttering oil, including required bracing, chamfering corners (of exposed edges) of beams, columns, walls etc. completeas per drawing and direction of Engineer-in-Charge. Rate shall also include removal and dismantling the aforesaid assembly after specified period complete at all depths and leads for all items, at all levels | Sq.Mtr. | 97.955 | 530 | Approved
Primarc Aadvika | PRE-CONSTRUCTION PHASE | Temp fencing wall & Gate |  | WO/HW1/PHW1/28 | NEW L. N. CONSTRUCTION | Brick Work - 250mm | Providing and erecting 250mm thick brick work with 1st class bricks for walls of specified thickness in cement sand mortar (1:6) including the cost of all material, as per drawing and as specified in relevant is codes, necessary curing, scaffolding, staging, all leads and lifts from any point to any point inside the site in all structures such as walls / pillars / stub / supports / drains etc including cleaning of accumulated debris as per drawing and specifications and as directed by the project manager. (cement & Bricks will be supplied by client on reconciliation basis) | Cum. | 17.55 | 3200 | Approved
Primarc Aadvika | PRE-CONSTRUCTION PHASE | Temp fencing wall & Gate |  | WO/HW1/PHW1/28 | NEW L. N. CONSTRUCTION | Damp Proof Course (50mm Thk.) | All Charges laying of folowing item- (i) 50mm thick Damp proof course at Plinth level with cement concrete 1:2:4 (1 Cement:2 Coarse sand : 4 graded stone aggregate) using 12.5 mm nominal size well-graded approved quality aggregate including compacting,shuttering, curing all complete. (ii) providing and mixing waterproofing material in cement concrete work in doses by weight of cement as per manufacturer's specification etc. all complete as per direction of Engineer-in-Charge and technical specification. (Only Cement would be supplied by client but subjected to reconciliation) | Sq.Mtr. | 9.6 | 250 | Approved
Primarc Aadvika | PRE-CONSTRUCTION PHASE | Temp fencing wall & Gate |  | WO/HW1/PHW1/28 | NEW L. N. CONSTRUCTION | External Plaster (15mm Thk, 1:4) | All charges for Providing and applying 15mm thk. plaster with (1:4) cement and sand mortar including rounding off or chamfering of corners as directed and raking out joints or roughening of concrete surface, including threading nosing and drip course where necessary including, stagging, scaffolding, curing etc. all complete as per drawing & direction of EIC. (cement will be supplied by client) | Sq.Mtr. | 198.2 | 320 | Approved
Primarc Aadvika | PRE-CONSTRUCTION PHASE | Temp fencing wall & Gate |  | WO/HW1/PHW1/28 | NEW L. N. CONSTRUCTION | Steel reinforcement | All charges for fixing steel reinforcement (Tor Steel as per IS-1786, Fe 500) for RCC work including transporting, decoiling, straightening, removing loose rust, cutting, bending and placing for all profile and for all lead & lift upto required level and binding with 18 gauge annealed wire as per drawing and direction of Engineer-in-Charge. (Reinforcement would be supplied by the client free of cost, but subjected to reconciliation). | MT | 0.565 | 9500 | Approved
Primarc Aadvika | PRE-CONSTRUCTION PHASE | Temp fencing wall & Gate |  | WO/HW1/PHW1/28 | NEW L. N. CONSTRUCTION | MS railing opening | Removing MS railing, including cutting, dismantling, shifting and stacking of railing and disposal of rubbish material at designated place as directed by Engineer-in-Charge. | RMT | 0 | 250 | Approved
Primarc Aadvika | PRE-CONSTRUCTION PHASE | Temp fencing wall & Gate |  | WO/HW1/PHW1/28 | NEW L. N. CONSTRUCTION | Dismantling of brick work | All charges for doing dismantling of brick work of 250 mm thick along with its plaster & other finishes including all labour, tools & tackles, equipment, scaffolding (if required), and necessary safety precautions also disposing full or part of the dismantled material & its debris at designated dump yard inside of the site premises as direction of Engineer-in-Charge. | Cum. | 0 | 2000 | Approved
Primarc Aadvika | PRE-CONSTRUCTION PHASE | Temp fencing wall & Gate |  | WO/HW1/PHW1/28 | NEW L. N. CONSTRUCTION | PCC (1:3:6) | All charges for providing & laying 1:3:6 plain cement concrete (PCC) of required thickness at all levels using 20 mm nominal size well-graded approved quality aggregate. including vibrating / compacting, scaffolding as required establishing curing complete as per drawing and direction of Engineer-in-Charge. (Cement will be supplied by Client but subject to reconciliation) | Cum. | 5.16 | 8500 | Approved
SOUTHWINDS PROJECT LLP (PHASE - III & IV) | CLUB PHASE - III & IV | Grill / Steel Work |  | WO/SP34/CW34/26 | PROTECH ENGINEERS | Providing, Fabricating and Erection Charges of Monkey Ladder 15ft. X 3ft. | Providing, Fabricating and Erection Charges of Monkey Ladder 15ft. X 3ft. made with MS Pipe 25mm dia 2mm thk. 4ft. hanging from Ceiling both side with 2ft. spacing fixing with MS Flat 35mm X 6 Thk – 80mm Length using 100mm X 10mm Anchor Fastener (Hilti / Fisher), Hanger Pipe Spacing Approx. 1ft. Each Length 3ft. using MS Pipe 25mm dia 2mm thk. and SHS 40X40X3mm using both side 15ft. Length including Supply & Application of two coat epoxy based primer with two coat PU based paint on the MS members as per drawing confirming to relevant IS code as per approved design with all complete of approved manufacture, Gas Set, welding set all Machinery, all tools & tackles and lifting, loading -unloading charges as per direction of Engineer-in-charge. All necessary items in contractor scope for complete the work. Location : Gym Room | Rft | 15 | 1500 | Approved
Primarc Aadvika | PRE-CONSTRUCTION PHASE | Temp fencing wall & Gate |  | WO/HW1/PHW1/29 | ADA-METCON | Charges for M.S. Framework with G.I. Chain-link Fencing over the low height boundary wall at front side | Charges for M.S. Framework with G.I. Chain-link Fencing over the low height boundary wall at front side |  | 0 | 0 | Amended & Approved
Primarc Aadvika | PRE-CONSTRUCTION PHASE | Temp fencing wall & Gate |  | WO/HW1/PHW1/29 | ADA-METCON | MS Boundary Wall | Providing, fabricating & fixing M.S. framework for G.I. chain-link fencing consisting of RHS verticals 122×61×3.6 mm fixed on base plates 200×200×10 mm over RCC columns, with 3 nos. SHS horizontals 49.5×49.5×3.2 mm, and MS flat 40×5 mm for anchoring of chain-link mesh; including cutting, welding, drilling, grinding, fixing with anchors, surface preparation, one coat of red-oxide primer on all M.S. sections, lifting, shifting, transportation, loading, unloading, tools & tackles, and all incidental works; complete as per drawing and direction of the Engineer-in-Charge. (Make: Apollo / Nizon or equivalent). Location: Front side—new boundary wall. | Kg | 1580 | 115 | Approved
Primarc Aadvika | PRE-CONSTRUCTION PHASE | Temp fencing wall & Gate |  | WO/HW1/PHW1/29 | ADA-METCON | GI chain link fencing. | Providing and fixing G.I. wire mesh chain-link fencing, over the low height boundary wall, all complete as per approved drawings and the direction of the Engineer-in-Charge. The fencing shall be fabricated using G.I. wire of 2.5 mm thickness, forming 75 mm square mesh openings (75x75x2.5mm), conforming to relevant IS specifications. The work shall include proper tensioning, fixing to supports, alignment, and finishing to ensure durability, structural integrity, and a neat appearance. Location: Front side – new boundary wall | Sq.Ft. | 1400 | 45 | Approved
Primarc Aadvika | PRE-CONSTRUCTION PHASE | Temp fencing wall & Gate |  | WO/HW1/PHW1/29 | ADA-METCON | Achor Fastner | Providing and fixing anchor Fastner 12x100 mm (Local Brand) as per drawing and direction of Engineer-in-Charge. | Nos | 84 | 40 | Approved
Primarc Aadvika | PRE-CONSTRUCTION PHASE | Temp fencing wall & Gate |  | WO/HW1/PHW1/29 | ADA-METCON | Transportation | Transportation Charges for all materials | Lump Sum | 1 | 4000 | Approved
The Ramdulari | COMMON INFRASTRUCTURE | Painting | Boundary Wall Painting | WO/RP/RP03/40 | ARTISAN | Ramp Area Paint | Providing & Applying of Two coat of approved primer followed by Two coat of Weather coat Non Texture paint over 3mm putty of approved brand on wall & Ceiling area with complete finish as per approved shade, up to the required height including ,all surfaces properly rubbed, smoothened with emery paper, thoroughly cleaned by dry mopping with cloths to make the surfaces dust free prior to application of paint, including fill cracks and holes with approved filler if required , all materials, tool tackles & necessary scaffolding if required as per direction of Engineer in charge.(Above 4Mtr Scaffolding Supplied by Client ) Location: Ramp Wall ,Ceiling & MLCP Area Make: Birla Opus Primer-Exteriors E10 (Coverage -80-100 sq.ft/L for 1 coats) Paint-Exteriors E50 (Coverage -55-60 sq.ft/L for 2 coats) Colour Code:- Ceiling White & Wall Asian Paint Colour Code 8435 | Sq.Ft. | 7911 | 12 | Approved
AARANYA | PRE-CONSTRUCTION PHASE | Site Office |  |  |  | Modification of door | Labour charges for modification of door to require size, including cutting, trimming, finishing and making good in all respects, as per direction of Engineer-in-Charge. | Nos |  |  | Approved
AARANYA | PRE-CONSTRUCTION PHASE | Site Office | Civil and Finishing Work of Site Office | WO/PKB/PKB1/16 | RAJ KUMAR FURNITURE WORKS | Modification of door | Labour charges for modification of door to require size, including cutting, trimming, finishing and making good in all respects, as per direction of Engineer-in-Charge. | Nos | 8 | 300 | Approved
AARANYA | PRE-CONSTRUCTION PHASE | Site Office | Civil and Finishing Work of Site Office | WO/PKB/PKB1/16 | RAJ KUMAR FURNITURE WORKS | Making vision panel | Labour charges for making vision panel (size : 150 x 1300mm) in existing door shutter by cutting to proper dimension, fixing glass, including all labour, tools tackles and finishing complete as per direction of Engineer-in-Charge. (Glass will be supplied by client) | Nos | 5 | 600 | Approved
CHANDANNAGAR COMMERCIAL | MAIN TOWER | Fire Fighting |  | WO/GC01/GC01/15 | Balajee Fire | PANELS AND ASSOCIATED EQUIPMENTS | PANELS AND ASSOCIATED EQUIPMENTS |  | 0 | 0 | Approved
CHANDANNAGAR COMMERCIAL | MAIN TOWER | Fire Fighting |  | WO/GC01/GC01/15 | Balajee Fire | Microprocessor based(Analogue addressable type, BMS Compatible, Networkable) intelligent and electronically addressable, modular, expandable, networkable, loops | Installation, testing and commissioning of Microprocessor based(Analogue addressable type, BMS Compatible, Networkable) intelligent and electronically addressable, modular, expandable, networkable, loops as given below (each loop consist of 99 detector & 99 devices) Fire Alarm Control Panel with minimum 6 inch/ 640 character LCD display, multiple access levels, event history file in non-volatile memory (EEPROM). The panel shall support programmable relays controlled by powerful Boolean logic equation. The panel shall have 240 volts AC power supply, automatic battery charger, 24 volts, sealed lead acid maintenance free batteries sufficient for 24 hours normal working and then be capable of operating the system for 60 minutes during emergency condition.2 Loop (each loop consist of 99 detector & 99 devices) | Set | 1 | 9500 | Approved
CHANDANNAGAR COMMERCIAL | MAIN TOWER | Fire Fighting |  | WO/GC01/GC01/15 | Balajee Fire | DETECTORS AND OTHER DEVICES | DETECTORS AND OTHER DEVICES |  | 0 | 0 | Approved
CHANDANNAGAR COMMERCIAL | MAIN TOWER | Fire Fighting |  | WO/GC01/GC01/15 | Balajee Fire | ANALOGUE ADDRESSABLE MULTICRITERIA DETECTOR | Installing, testing and commissioning of ANALOGUE ADDRESSABLE MULTICRITERIA DETECTOR (Heat cum Smoke - optical type) (Photo Electric) | Nos | 18 | 356.25 | Approved
CHANDANNAGAR COMMERCIAL | MAIN TOWER | Fire Fighting |  | WO/GC01/GC01/15 | Balajee Fire | ANALOGUE ADDRESSABLE SMOKE DETECTOR | Installing, testing and commissioning of ANALOGUE ADDRESSABLE SMOKE DETECTOR ( Smoke - optical type) | Nos | 2 | 356.25 | Approved
CHANDANNAGAR COMMERCIAL | MAIN TOWER | Fire Fighting |  | WO/GC01/GC01/15 | Balajee Fire | ISOLATOR Module | Installing, testing & commissioning of ISOLATOR Module | Nos | 2 | 356.25 | Approved
CHANDANNAGAR COMMERCIAL | MAIN TOWER | Fire Fighting |  | WO/GC01/GC01/15 | Balajee Fire | Electronic Hooter | Installation, Testing & commissioning of Electronic Hooter with min 82dB & ( UL Listed) | Nos | 5 | 356.25 | Approved
CHANDANNAGAR COMMERCIAL | MAIN TOWER | Fire Fighting |  | WO/GC01/GC01/15 | Balajee Fire | Manual call point with key & lock aggangement | Installation, Testing & commissioning of Manual call point with key & lock aggangement to activate manual alarm (UL Listed) | Nos | 5 | 356.25 | Approved
CHANDANNAGAR COMMERCIAL | MAIN TOWER | Fire Fighting |  | WO/GC01/GC01/15 | Balajee Fire | ANALOGUE ADDRESSABLE MONITOR MODULE | Installing, testing & commissioning of ANALOGUE ADDRESSABLE MONITOR MODULE (Analogue addressable type) | Nos. | 2 | 356.25 | Approved
CHANDANNAGAR COMMERCIAL | MAIN TOWER | Fire Fighting |  | WO/GC01/GC01/15 | Balajee Fire | ANALOGUE ADDRESSABLE CONTROL MODULE | Installing, testing & commissioning of ANALOGUE ADDRESSABLE CONTROL MODULE | Nos | 2 | 356.25 | Approved
CHANDANNAGAR COMMERCIAL | MAIN TOWER | Fire Fighting |  | WO/GC01/GC01/15 | Balajee Fire | CABLING AND CONDUIT WORK | CABLING AND CONDUIT WORK |  | 0 | 0 | Approved
CHANDANNAGAR COMMERCIAL | MAIN TOWER | Fire Fighting |  | WO/GC01/GC01/15 | Balajee Fire | FRLS ARMOURED CABLING complete with lugs, laying inside conduits and termination of both ends. a) 2C x 1.5 mm2 MULTI STAND XLPE FRLS (ARMOURED CABLE) FOR LOOP & POWER | Installation, testing & commissioning for FRLS ARMOURED CABLING complete with lugs, laying inside conduits and termination of both ends. a) 2C x 1.5 mm2 MULTI STAND XLPE FRLS (ARMOURED CABLE) FOR LOOP & POWER as per specification/drawing and direction of Engineer-in-charge. (ONLY CABLE SUPPLY BY CLINT.) | Mtrs. | 300 | 42.75 | Approved
CHANDANNAGAR COMMERCIAL | MAIN TOWER | Fire Fighting |  | WO/GC01/GC01/15 | Balajee Fire | TALKBACK SYSTEM AND ASSOCIATED EQUIPMENTS | TALKBACK SYSTEM AND ASSOCIATED EQUIPMENTS |  | 0 | 0 | Approved
CHANDANNAGAR COMMERCIAL | MAIN TOWER | Fire Fighting |  | WO/GC01/GC01/15 | Balajee Fire | MASTER SET with mounting arrangement | Supply & Erection, testing and commissioning of MASTER SET with mounting arrangement | Set | 1 | 50000 | Approved
CHANDANNAGAR COMMERCIAL | MAIN TOWER | Fire Fighting |  | WO/GC01/GC01/15 | Balajee Fire | FIELD HAND SET with front glass door kept under lock & key | Supply & Installation, Testing & Commissioning of FIELD HAND SET with front glass door kept under lock & key & complete with all accessories. | Nos | 5 | 900 | Approved
CHANDANNAGAR COMMERCIAL | MAIN TOWER | Fire Fighting |  | WO/GC01/GC01/15 | Balajee Fire | ARMOURED/ FLEXIBLE WIRE complete with lugs, laying inside conduits and termination of both ends. | Installation, Testing & Commissioning of ARMOURED/ FLEXIBLE WIRE complete with lugs, laying inside conduits and termination of both ends. a) 2 Pair 0.5 Sqmm. Telephone Cable - Unarmoured | Mtrs. | 90 | 38 | Approved
SOUTHWINDS PROJECT LLP (PHASE - III & IV) | FINISHING PHASE - IV | Internal Painting |  | WO/SP34/FW4/80 | ARTISAN | Bay Marking and Numbering at Block 13 to 16 - Car Parking Spaces | Bay Marking and Numbering at Block 13 to 16 - Car Parking Spaces |  | 0 | 0 | Approved
SOUTHWINDS PROJECT LLP (PHASE - III & IV) | FINISHING PHASE - IV | Internal Painting |  | WO/SP34/FW4/80 | ARTISAN | Car Parking corner demarcation | Providing and applying two coats of approved brand and colour Epoxy-Polyurethane Paint ( ShaliFloor SL 3EPU) over one coat of Epoxy Primer (ShaliPrime 2E) for making the car parking with 50 mm width of car parking line maintain for every car parking area etc. all complete as per direction of EIC | Rft | 1684.12 | 46 | Approved
SOUTHWINDS PROJECT LLP (PHASE - III & IV) | FINISHING PHASE - IV | Internal Painting |  | WO/SP34/FW4/80 | ARTISAN | Car parking Numbering | Providing and applying of one coat of Epoxy primer (ShaliPrime 2E) and two coats of Epoxy Polyurethane Paint (ShaliFloor SL 3EPU) finish with background (Epoxy Base) including scrubbing for making of car parking numbering at car parking area as per drawing & direction of Engineer-in-Charge Height of Letter: 150 mm Width: 25 mm/ As Approved (5 Digit Max.) | Nos. | 180 | 180 | Approved
SOUTHWINDS PROJECT LLP (PHASE - III & IV) | FINISHING PHASE - IV | Internal Painting |  | WO/SP34/FW4/80 | ARTISAN | Bay Marking, Numbering and Arrow Marking at MLCP Block - Car Parking Spaces | Bay Marking, Numbering and Arrow Marking at MLCP Block - Car Parking Spaces |  | 0 | 0 | Approved
SOUTHWINDS PROJECT LLP (PHASE - III & IV) | FINISHING PHASE - IV | Internal Painting |  | WO/SP34/FW4/80 | ARTISAN | Car Parking corner demarcation | Providing and applying two coats of approved brand and colour Epoxy-Polyurethane Paint ( ShaliFloor SL 3EPU) over one coat of Epoxy Primer (ShaliPrime 2E) for making the car parking with 50 mm width of car parking line maintain for every car parking area etc. all complete as per direction of EIC | Rft | 4406.35 | 46 | Approved
SOUTHWINDS PROJECT LLP (PHASE - III & IV) | FINISHING PHASE - IV | Internal Painting |  | WO/SP34/FW4/80 | ARTISAN | Car parking Numbering | Providing and applying of one coat of Epoxy primer (ShaliPrime 2E) and two coats of Epoxy Polyurethane Paint (ShaliFloor SL 3EPU) finish with background (Epoxy Base) including scrubbing for making of car parking numbering at car parking area as per drawing & direction of Engineer-in-Charge Height of Letter: 150 mm Width: 25 mm/ As Approved (5 Digit Max.) | Nos | 339 | 180 | Approved
SOUTHWINDS PROJECT LLP (PHASE - III & IV) | FINISHING PHASE - IV | Internal Painting |  | WO/SP34/FW4/80 | ARTISAN | Arrow Marking | Parking Arrow Marking Providing and applying two coats of approved brand and colour Epoxy-Polyurethane Paint ( ShaliFloor SL 3EPU) over one coat of Epoxy Primer (ShaliPrime 2E) for making the Arrow with 75 mm width at Passage area for Movement/Entry / Exit. as per approved drawing & all complete as per direction of EIC. | Nos | 126 | 250 | Approved
CHANDANNAGAR COMMERCIAL | MAIN TOWER | Fire Fighting |  | WO/GC01/GC01/15 | Balajee Fire | PA SYSTEM AND ASSOCIATED EQUIPMENTS | PA SYSTEM AND ASSOCIATED EQUIPMENTS |  | 0 | 0 | Approved
CHANDANNAGAR COMMERCIAL | MAIN TOWER | Fire Fighting |  | WO/GC01/GC01/15 | Balajee Fire | PA CONSOLE | Supply & Installation, testing & Commissioning of PA CONSOLE complete with Amplifier unit with selector switch for individual/all call, rectifier, 2 Nos. battery of suitable capacity, battery charger & M.S.Battery box, UPS with necessary supporting frame work auxiliary contacts etc.as detailed in the technical specification. Selection of watts of Amplifier shall be decided by Bidder with future provision. (For individual floor call as well as all call) | Set | 1 | 59500 | Approved
CHANDANNAGAR COMMERCIAL | MAIN TOWER | Fire Fighting |  | WO/GC01/GC01/15 | Balajee Fire | Wall mounted SPEAKER | Supply & Installation, testing & Commissioning of Wall mounted SPEAKER complete with all accessories (6 Watt with Multi taps). | Nos | 5 | 1856.25 | Approved
CHANDANNAGAR COMMERCIAL | MAIN TOWER | Fire Fighting |  | WO/GC01/GC01/15 | Balajee Fire | FRLS ARMOURED CABLING | Installation, Testing & Commissioning of FRLS ARMOURED CABLING complete with lugs, and termination of both ends. a) 2C x 1.5 mm2 MULTI STAND XLPE FRLS Armoured Cable | Mtrs. | 90 | 42.75 | Approved
Primarc Aadvika | OVERHEAD | Landscaping |  | WO/HW1/PHW4/15 | THE GREEN VIEW | Supply of Plants (Shrubs) | Charges for supply of Plants (Shrubs) at required location as per approved drawing, specification and direction of EIC. |  | 0 | 0 | Amended & Approved
Primarc Aadvika | OVERHEAD | Landscaping |  | WO/HW1/PHW4/15 | THE GREEN VIEW | Murraya Exotica | Murraya Exotica Hight:- 300mm. Spacing:- 300mm. C/C | Nos | 2384 | 44 | Approved
Primarc Aadvika | OVERHEAD | Landscaping |  | WO/HW1/PHW4/15 | THE GREEN VIEW | Ficus Pancia | Ficus Pancia Hight:- 250mm. Spacing:- 300mm. C/C | Nos | 1630 | 44 | Approved
Primarc Aadvika | OVERHEAD | Landscaping |  | WO/HW1/PHW4/15 | THE GREEN VIEW | Acalypha Rosea | Acalypha Rosea Hight:- 300mm. Spacing:- 300mm. C/C | Nos | 1571 | 44 | Approved
Primarc Aadvika | OVERHEAD | Landscaping |  | WO/HW1/PHW4/15 | THE GREEN VIEW | Clerodendrum Innerme | Clerodendrum Innerme Hight:- 300mm. Spacing:- 300mm. C/C | Nos | 1310 | 34 | Approved
Primarc Aadvika | OVERHEAD | Landscaping |  | WO/HW1/PHW4/15 | THE GREEN VIEW | Spider Lily | Spider Lily Hight:- 250mm. Spacing:- 300mm. C/C | Nos | 2452 | 39.25 | Approved
Primarc Aadvika | OVERHEAD | Landscaping |  | WO/HW1/PHW4/15 | THE GREEN VIEW | Nerium Oleander Dwarf | Nerium Oleander Dwarf Hight:- 250-300mm. Spacing:- 300mm. C/C | Nos | 1250 | 49 | Approved
Primarc Aadvika | OVERHEAD | Landscaping |  | WO/HW1/PHW4/15 | THE GREEN VIEW | Excoecaria tricolor | Excoecaria tricolor Hight:- 250mm. Spacing:- 300mm. C/C | Nos | 1262 | 49 | Approved
Primarc Aadvika | OVERHEAD | Landscaping |  | WO/HW1/PHW4/15 | THE GREEN VIEW | Ixora Coccinea Pink & White | Ixora Coccinea Pink & White Hight:- 200-250mm. Spacing:- 300mm. C/C | Nos | 1292 | 49 | Approved
Primarc Aadvika | OVERHEAD | Landscaping |  | WO/HW1/PHW4/15 | THE GREEN VIEW | Pedilanthanthus Tithymaloides | Pedilanthanthus Tithymaloides Hight:- 250-300mm. Spacing:- 300mm. C/C | Nos | 609 | 49 | Approved
Primarc Aadvika | OVERHEAD | Landscaping |  | WO/HW1/PHW4/15 | THE GREEN VIEW | Arelia Sps. | Arelia Sps. Hight:- 250mm. Spacing:- 300mm. C/C | Nos | 1028 | 49 | Approved
Primarc Aadvika | OVERHEAD | Landscaping |  | WO/HW1/PHW4/15 | THE GREEN VIEW | Duranta goldiana | Duranta goldiana Hight:- 200mm. Spacing:- 300mm. C/C | Nos | 1340 | 35 | Approved
Primarc Aadvika | OVERHEAD | Landscaping |  | WO/HW1/PHW4/16 | Green View | Labour Charges for Plantation (Shrubs) | Labour Charges for Plantation (Shrubs) at required location as per approved drawing, specification and direction of EIC against WO/HW1/PHW4/15 |  | 0 | 0 | Approved
Primarc Aadvika | OVERHEAD | Landscaping |  | WO/HW1/PHW4/16 | Green View | JUNGLES WITH LIGHT UNWANTED TREES & BUSHES CUTTING WORK | JUNGLES WITH LIGHT UNWANTED TREES & BUSHES CUTTING WORK:- Labour charges for jungle with light unwanted trees, bushes cutting & weeds from the softscape area. | Sq.Mtr. | 975 | 35 | Approved
Primarc Aadvika | OVERHEAD | Landscaping |  | WO/HW1/PHW4/16 | Green View | CLEANING, CLEARING JUNGLE REMOVING WORK | CLEANING, CLEARING JUNGLE REMOVING WORK:- Labour charges for cleaning & clearing jungles with loading over truck from the softscape area. | Sq.Mtr. | 975 | 18 | Approved
Primarc Aadvika | OVERHEAD | Landscaping |  | WO/HW1/PHW4/16 | Green View | CUTTING WITH REMOVING RUBBISH SOIL | CUTTING WITH REMOVING RUBBISH SOIL:- Labour charges for cutting with removing rubbish soil ( Avg. 100 mm thick ) from the plantation area. | Cum. | 100 | 250 | Approved
Primarc Aadvika | OVERHEAD | Landscaping |  | WO/HW1/PHW4/16 | Green View | SUPPLY WITH FILLING GOOD LOAM SOIL | SUPPLY WITH FILLING GOOD LOAM SOIL:- Supply with filling of good earth over planter bed ( Avg. 100 mm thick) | Cum. | 100 | 1600 | Approved
Primarc Aadvika | OVERHEAD | Landscaping |  | WO/HW1/PHW4/16 | Green View | DRESSING WITH LEVELING THE SOIL | DRESSING WITH LEVELING THE SOIL:- Labour charges for dressing with leveling the soil at the softscape area. | Sq.Mtr. | 975 | 15 | Approved
Primarc Aadvika | OVERHEAD | Landscaping |  | WO/HW1/PHW4/16 | Green View | PIT MAKING WITH MANUARING FOR SHRUBS | PIT MAKING WITH MANUARING FOR SHRUBS:- Charges for pit making with manuring & planting shrubs for plantation work including carrying the plants from footpath to road median. | Nos | 9864 | 8 | Approved
Primarc Aadvika | OVERHEAD | Landscaping |  | WO/HW1/PHW4/16 | Green View | CARRYING CHARGES FOR SHRUBS | CARRYING CHARGES FOR SHRUBS:- Carrying with labour charges with loading & unloading for shrubs to road median plantation area | Nos | 8 | 2000 | Approved
Primarc Aadvika | OVERHEAD | Landscaping |  | WO/HW1/PHW4/16 | Green View | CHARGES FOR WATER TANKER | CHARGES FOR WATER TANKER:- Supply water tanker for watering newly planted plants. | Nos | 16 | 1500 | Approved
Primarc Aadvika | OVERHEAD | Landscaping |  | WO/HW1/PHW4/16 | Green View | CHOTO HATI CHARGES FOR SHIFTING MATERIALS | CHOTO HATI CHARGES FOR SHIFTING MATERIALS:- Charges of Chota hati to transfer jungles, tree stems & unwanted rubbish mixing soil from working area to project premises. | Nos | 30 | 1000 | Approved
CHANDANNAGAR COMMERCIAL | MAIN TOWER | Civil | Sub & Super Structure Work | WO/GC01/GC01/2 | Arsh Realcon | 200mm Red Brick Work Above Plinth | Providing and Erecting of 200mm thk brick work with Red Brick bricks for walls of specified thickness in Sand cement mortar (6:1) including the cost of all material, labour, tools, tackles, necessary chipping, hacking, applying cement slurry scaffolding, curing etc. complete as per direction of Engineer-in-Charge and technical specification. (Only Cement shall be supplied by Client but subjected to reconciliation) | Cum. | 18.15 | 8100 | Approved
CHANDANNAGAR COMMERCIAL | MAIN TOWER | Civil | Sub & Super Structure Work | WO/GC01/GC01/2 | Arsh Realcon | 200/250 mm thick A.A.C block work | Providing and laying autoclaved aerated cement (AAC) block masonry 200/250 mm thick at any level, using with chemical adhesive (Ultratech Fixoblock or equivalent) as approved by the Engineer-in-Charge, including surface preparation, setting out, alignment and joint finishing, complete with providing RCC bands, lintels and vertical posts as shown in drawings, along with all material, labour, tools, tackles, equipment, and scaffolding, all complete as per approved drawings and directions of the Engineer-in-Charge. (Band and post shall be measured and paid separately.) | Cum. | 123 | 6800 | Approved
CHANDANNAGAR COMMERCIAL | MAIN TOWER | Civil | Sub & Super Structure Work | WO/GC01/GC01/2 | Arsh Realcon | 125 mm thick A.A.C block work | Providing and laying autoclaved aerated cement (AAC) block masonry 125mm thick at any level, using with chemical adhesive (Ultratech Fixoblock or equivalent) as approved by the Engineer-in-Charge, including surface preparation, setting out, alignment and joint finishing, complete with providing RCC bands, lintels and vertical posts as shown in drawings, along with all material, labour, tools, tackles, equipment, and scaffolding, all complete as per approved drawings and directions of the Engineer-in-Charge. (Band and post shall be measured and paid separately.) | Sq.Mtr. | 21 | 1350 | Approved
CHANDANNAGAR COMMERCIAL | MAIN TOWER | Civil | Sub & Super Structure Work | WO/GC01/GC01/2 | Arsh Realcon | RCC Band/Lintel | Charges for Providing, Laying & fixing for RCC Band/Lintel of various sizes for AAC block work at any level using site mix concrete (1:1.5:3) including labour, material, tool, tackle, equipment, scaffoldingas all complete as per approved drawing and direction of Engineer in Charge. Rate is inclusive of shuttering, reinforcement and concreting works. (Cement and reinforcement shall be supplied by Client but subjected to reconciliation.) |  | 0 | 0 | Amended & Approved
CHANDANNAGAR COMMERCIAL | MAIN TOWER | Civil | Sub & Super Structure Work | WO/GC01/GC01/2 | Arsh Realcon | RCC POST | Providing & fixing of RCC POST of various sizes for AAC block work at any level using site mix concrete (1:1.5:3) including labour, material, tool, tackle, equipment, scaffoldingas all complete as per approved drawing and direction of Engineer in Charge. Rate is inclusive of shuttering, reinforcement and concreting works. (Cement and reinforcement shall be supplied by Client but subjected to reconciliation.) |  | 0 | 0 | Approved
CHANDANNAGAR COMMERCIAL | MAIN TOWER | Civil | Sub & Super Structure Work | WO/GC01/GC01/2 | Arsh Realcon | Differential Rate for RMC | Differential rate for using R.M.C instead of SMC against item No. 1.7, as RMC supplied by contactor. (Consider cement consumption 370kg i.e 7.4bag/Cum @ Rs.300/Bag ) | Cum. | 276 | 2220 | Approved
CHANDANNAGAR COMMERCIAL | MAIN TOWER | Civil | Sub & Super Structure Work | WO/GC01/GC01/2 | Arsh Realcon | Size : 250 mm x 150 mm | Beam (Size : 250 mm x 150 mm ) | RMT | 37 | 620 | Approved
CHANDANNAGAR COMMERCIAL | MAIN TOWER | Civil | Sub & Super Structure Work | WO/GC01/GC01/2 | Arsh Realcon | Size : 200 mm x 150 mm | Beam (Size : 200 mm x 150 mm ) | RMT | 280 | 550 | Approved
CHANDANNAGAR COMMERCIAL | MAIN TOWER | Civil | Sub & Super Structure Work | WO/GC01/GC01/2 | Arsh Realcon | Size : 125 mm x 125 mm | Beam (Size : 125 mm x 125 mm ) | RMT | 8.5 | 400 | Approved
CHANDANNAGAR COMMERCIAL | MAIN TOWER | Civil | Sub & Super Structure Work | WO/GC01/GC01/2 | Arsh Realcon | Size : 250 mm x 200 mm | RCC Post (Size : 250 mm x 200 mm) | RMT | 27 | 550 | Approved
CHANDANNAGAR COMMERCIAL | MAIN TOWER | Civil | Sub & Super Structure Work | WO/GC01/GC01/2 | Arsh Realcon | Size : 200 mm x 200 mm | RCC Post (Size : 200 mm x 200 mm) | RMT | 190 | 550 | Approved
CHANDANNAGAR COMMERCIAL | MAIN TOWER | Civil | Sub & Super Structure Work | WO/GC01/GC01/2 | Arsh Realcon | Size : 150 mm x 125 mm | RCC Post (Size : 150 mm x 125 mm) | RMT | 40 | 275 | Approved
Primarc Aadvika | OVERHEAD | Landscaping |  | WO/HW1/PHW4/17 | Green View | Maintenance of Plant | Maintenance of plant (Duration- Dec’25 to Nov’26 or 12months after completion of plantation work) |  | 0 | 0 | Approved
Primarc Aadvika | OVERHEAD | Landscaping |  | WO/HW1/PHW4/17 | Green View | Gardener | CHARGES FOR DEPLOYMENT OF 1 NO GARDENERER (8 HRS/DAY) 6 DAYS IN A WEEK FOR LANDSCAPE MAINTAINANCE JOB. | Monthly | 12 | 15941.2 | Approved
Primarc Aadvika | OVERHEAD | Landscaping |  | WO/HW1/PHW4/17 | Green View | Tools & Tackles | CHARGES FOR WATER HOSE PIPE, GARDEN TOOLS TACKLES, MANURES AND MEDICINES FOR MAINTENANCE WORK. | Monthly | 12 | 3000 | Approved
Primarc Aadvika | OVERHEAD | Landscaping |  | WO/HW1/PHW4/17 | Green View | Water Tanker | Supply Water Tanker for Watering Plants. (18 X 12 = 216nos) (Considering 18nos Per Month, payment will be made as actual.) | Nos | 216 | 1500 | Approved
Primarc Aadvika | OVERHEAD | Landscaping |  |  |  | Painting Work | Blue and white paint - Two coat weather shield coat paint including surface preparation & finishing all complete. | Sq.Ft. |  |  | Draft
Primarc Aadvika | OVERHEAD | Landscaping |  | WO/HW1/PHW4/18 | JAHANGIR ALAM ENTERPRISE | Painting Work on Road Median Surface. | All charges for Blue and white paint Two-coat weather shield coat paint (Exterior) including surface preparation & finishing all complete. Brand: Asian Paints/Berger or Equivalent | Sq.Ft. | 36750 | 9 | Approved
CHANDANNAGAR COMMERCIAL | MAIN TOWER | Civil |  |  |  | 250mm Red Brick Work Above Plinth | Providing and Erecting of 250mm thk brick work with Red Brick bricks for walls of specified thickness in Sand cement mortar (6:1) including the cost of all material, labour, tools, tackles, necessary chipping, hacking, applying cement slurry scaffolding, curing etc. complete as per direction of Engineer-in-Charge and technical specification. (Only Cement shall be supplied by Client but subjected to reconciliation) | Cum. |  |  | Draft
The Ramdulari | BLOCK | Mechanical Car Parking |  | WO/RP/RP02/96 | Vinayak Fabtech | Loading Unloading | Charges for loading - unloading, transportation, hire charges for machinery as per direction of Engineer-in-Charge. | Lump Sum | 1 | 15000 | Approved
The Ramdulari | BLOCK | Water Proofing |  | WO/RP/RP02/43 | AKJ Engineers Pvt. Ltd. | Pipe Penetration | Pipe penetration point treatment: Preparing the junction of core & Pvc/GI/MS pipe by chipping & cleaning the joints, remove the excess concrete, loose & flaky particles, applying a coat of SBR based polymer additive product to enhance adhesion between the packing material and other surfaces and Packing the gap using non-shrink cement polymer based grout upto the surface of the bore is in tacky state and then sealing with epoxy/polyester sealant. | Nos | 35 | 350 | Approved
The Ramdulari | BLOCK | Water Proofing |  | WO/RP/RP02/43 | AKJ Engineers Pvt. Ltd. | As a protective layer, 50-60mm avg | As a protective layer, 50-60mm avg thick screed (1:2:4) on floors, over a bonding coat of epoxy and quartz sand mixed with polymer or integral water proofing compound @ 2% weight of cement including necessary tools & tackles, all related materials, scaffolding, curing, cleaning etc complete as directed by EIC. Thickness of the concrete will depend up on the availability of embeded pipes . (Cement , Sand & Aggregates will be supplied by Client.) | Sq.Mtr. | 1915 | 225 | Approved
The Ramdulari | BLOCK | Water Proofing |  | WO/RP/RP02/43 | AKJ Engineers Pvt. Ltd. | waterproofing | Water proofing work at Kitchen:- 1.Preparation of structural concrete surface by manual means with chisel, hammers, wire & normal brushes, to clean & remove all loose cementitious slurry, small concrete lumps, oil/grease etc complete at all level. Ponding of water to find out any cracks & related leakages in concrete, must be done before starting the job. 2.Repairing cracks, construction joints & Junction of vertical-Horizontal surface by cutting & making 'V' groove of dimension 15x15 mm by manual means, cleaning the same, filling them with polymer modified mortar made with Cement : Sand ratio (1:3) admixed with polymer compound @ 6% by weight of cement including making chamfer - Halor at the junction of Horizontal-vertical surface. Cement will be supplied by client. 3.Application of Water Proofing Treatment over the duly prepared surface with 02 component Polymer modified elastomeric membrane system, to be applied with brush in 02-03 coats to form a total system thickness of Min 1.0-1.2 mm according to manufacturer's specification & supervision. The membrane should conform to a Min tensile strength of 2 MPa as per ASTM D 638. The coating will be continued till the bottom of top slab. Sprinkle fine aggregate immediately after the application of second/Final coat. The system need to be cured as per recomendation of the manufacturer. 4.The horizontal-vertical coated surface will be protected with 12-15mm thick Cement:Sand Plaster (1:4) on walls surfaces mixed with polymer or integral water proofing compound @ 2% of weight of cement including necessary tools & tackles, all related materials, scaffolding, curing, cleaning etc complete as directed by EIC. Cement will be supplied by client. | Sq.Mtr. | 656 | 603 | Approved
The Ramdulari | BLOCK | Water Proofing |  | WO/RP/RP02/43 | AKJ Engineers Pvt. Ltd. | Crack Seal | Charges towards sealing the cracks with low viscous semi elastic epoxy resin, Sikadur 20 Crackseal (1 NOS = 140 ML) and patching the surface with Sikadur 20 crackseal mixed with cement as filler, as per the manufacturers specification and as per direction of EIC | Nos | 7 | 400 | Approved
The Ramdulari | BLOCK | Water Proofing |  | WO/RP/RP02/43 | AKJ Engineers Pvt. Ltd. | Screed | As a protective layer, 50-60mm avg thick screed (1:2:4) on floors, mixed with polymer or integral water proofing compound @ 2% weight of cement including necessary tools & tackles, all related materials, scaffolding, curing, cleaning etc complete as directed by EIC. Thickness of the concrete will depend up on the span of treated area. Cement will be supplied by Client. | Sq.Mtr. | 469 | 225 | Approved
The Ramdulari | BLOCK | Water Proofing |  | WO/RP/RP02/43 | AKJ Engineers Pvt. Ltd. | Water proofing work at Utility | Water proofing work at Utility as per BOQ, drawing and direction of EIC. |  | 0 | 0 | Approved
The Ramdulari | BLOCK | Water Proofing |  | WO/RP/RP02/43 | AKJ Engineers Pvt. Ltd. | Water Proofing | Water proofing work at Utility- 1.Preparation of structural concrete surface by manual means with chisel, hammers, wire & normal brushes, to clean & remove all loose cementitious slurry, small concrete lumps, oil/grease etc complete at all level. Ponding of water to find out any cracks & related leakages in concrete, must be done before starting the job. 2.Repairing cracks, construction joints & Junction of vertical-Horizontal surface by cutting & making 'V' groove of dimension 15x15 mm by manual means, cleaning the same, filling them with polymer modified mortar made with Cement : Sand ratio (1:3) admixed with polymer compound @ 6% by weight of cement including making chamfer - Halor at the junction of Horizontal-vertical surface. Cement will be supplied by client. 3.Application of Water Proofing Treatment over the duly prepared surface with 02 component Polymer modified elastomeric membrane system, to be applied with brush in 02-03 coats to form a total system thickness of Min 1.0-1.2 mm according to manufacturer's specification & supervision. The membrane should conform to a Min tensile strength of 2 MPa as per ASTM D 638. The coating will be continued till the bottom of top slab. Sprinkle fine aggregate immediately after the application of second/Final coat. The system need to be cured as per recomendation of the manufacturer. 4.The horizontal-vertical coated surface will be protected with 12-15mm thick Cement:Sand Plaster (1:4) on walls surfaces mixed with polymer or integral water proofing compound @ 2% of weight of cement including necessary tools & tackles, all related materials, scaffolding, curing, cleaning etc complete as directed by EIC. Cement will be supplied by client | Sq.Mtr. | 151.5 | 603 | Approved
The Ramdulari | BLOCK | Water Proofing |  | WO/RP/RP02/43 | AKJ Engineers Pvt. Ltd. | Crack Seal | Charges towards sealing the cracks with low viscous semi elastic epoxy resin, Sikadur 20 Crackseal (1 NOS = 140 ML) and patching the surface with Sikadur 20 crackseal mixed with cement as filler, as per the manufacturers specification and as per direction of EIC | Nos. | 5 | 400 | Approved
The Ramdulari | BLOCK | Water Proofing |  | WO/RP/RP02/43 | AKJ Engineers Pvt. Ltd. | Screed | As a protective layer, 50-60mm avg thick screed (1:2:4) on floors, over a bonding coat of epoxy and quartz sand mixed with polymer or integral water proofing compound @ 2% weight of cement including necessary tools & tackles, all related materials, scaffolding, curing, cleaning etc complete as directed by EIC. Thickness of the concrete will depend up on the availability of embeded pipes . (Cement , Sand & Aggregates will be supplied by Client.) | Sq.Mtr. | 68 | 225 | Approved
The Ramdulari | BLOCK | Water Proofing |  | WO/RP/RP02/43 | AKJ Engineers Pvt. Ltd. | Pipe Penetration | Pipe penetration point treatment: Preparing the junction of core & Pvc/GI/MS pipe by chipping & cleaning the joints, remove the excess concrete, loose & flaky particles, applying a coat of SBR based polymer additive product to enhance adhesion between the packing material and other surfaces and Packing the gap using non-shrink cement polymer based grout upto the surface of the bore is in tacky state and then sealing with epoxy/polyester sealant. | Nos. | 25 | 350 | Approved
The Ramdulari | BLOCK | Water Proofing |  | WO/RP/RP02/43 | AKJ Engineers Pvt. Ltd. | Water proofing work at Pump Room ,Drain & Sump Area | Water proofing work at Pump Room ,Drain & Sump Area as per BOQ, drawing and direction of EIC |  | 0 | 0 | Approved
The Ramdulari | BLOCK | Water Proofing |  | WO/RP/RP02/43 | AKJ Engineers Pvt. Ltd. | Water Proofing | Water proofing work at Utility- 1.Preparation of structural concrete surface by manual means with chisel, hammers, wire & normal brushes, to clean & remove all loose cementitious slurry, small concrete lumps, oil/grease etc complete at all level. Ponding of water to find out any cracks & related leakages in concrete, must be done before starting the job. 2.Repairing cracks, construction joints & Junction of vertical-Horizontal surface by cutting & making 'V' groove of dimension 15x15 mm by manual means, cleaning the same, filling them with polymer modified mortar made with Cement : Sand ratio (1:3) admixed with polymer compound @ 6% by weight of cement including making chamfer - Halor at the junction of Horizontal-vertical surface. Cement will be supplied by client. 3.Application of Water Proofing Treatment over the duly prepared surface with 02 component Polymer modified elastomeric membrane system, to be applied with brush in 02-03 coats to form a total system thickness of Min 1.0-1.2 mm according to manufacturer's specification & supervision. The membrane should conform to a Min tensile strength of 2 MPa as per ASTM D 638. The coating will be continued till the bottom of top slab. Sprinkle fine aggregate immediately after the application of second/Final coat. The system need to be cured as per recomendation of the manufacturer. 4.The horizontal-vertical coated surface will be protected with 12-15mm thick Cement:Sand Plaster (1:4) on walls surfaces mixed with polymer or integral water proofing compound @ 2% of weight of cement including necessary tools & tackles, all related materials, scaffolding, curing, cleaning etc complete as directed by EIC. Cement will be supplied by client | Sq.Mtr. | 264 | 603 | Approved
The Ramdulari | BLOCK | Water Proofing |  | WO/RP/RP02/43 | AKJ Engineers Pvt. Ltd. | Screed | As a protective layer, 50-60mm avg thick screed (1:2:4) on floors, over a bonding coat of epoxy and quartz sand mixed with polymer or integral water proofing compound @ 2% weight of cement including necessary tools & tackles, all related materials, scaffolding, curing, cleaning etc complete as directed by EIC. Thickness of the concrete will depend up on the availability of embeded pipes . (Cement , Sand & Aggregates will be supplied by Client.) | Sq.Mtr. | 128 | 225 | Approved
SOUTHWINDS PROJECT LLP (PHASE - III & IV) | COMMON INFRASTRUCTURE - PHASE III & IV | Civil | Misc Civil Work | WO/SP34/CI34/77 | Sagir Hossain | Hire Charges of Motor Van for Debris Removing | Hire Charges of Motor Van for Debris Removing outside the Project premises as per direction of Engineer-in-Charge. Including all others Tools, Tackles & Manpower including Vehicle. | Trip | 59 | 306 | Approved
Primarc Aadvika | OVERHEAD | Civil | Misc Civil Work | WO/HW1/PHW4/19 | MINOTI & COMPANY | Charges for Misc. Civil Work for Infrastructure Development, including Labour, Material, Tools & Tackles. | Charges for Misc. Civil Work for Infrastructure Development, including Labour, Material, Tools & Tackles. The following works are mentioned i) Construction of R.C.C. Column Size-450mm x 300mm Height: 3000mm No. of Column - 12 Nos. ii) 5" thick-Brick Wall, inside and outside plaster. Total Area - 1620 sq. ft. | Lump Sum | 1 | 350000 | Approved
AARANYA | PRE-CONSTRUCTION PHASE | Site Office | Civil and Finishing Work of Site Office | WO/PKB/PKB1/24 | RAJ KUMAR FURNITURE WORKS | Labour Charges for Furniture shifting from another site, Rectification & Fixing Work the same at site office as per approved drawing, specification and direction of EIC. | Labour Charges for Furniture shifting from another site, Rectification & Fixing Work the same at site office as per approved drawing, specification and direction of EIC. | Lump Sum | 1 | 40400 | Approved
AARANYA | PRE-CONSTRUCTION PHASE | Site Office | Civil and Finishing Work of Site Office | WO/PKB/PKB1/24 | RAJ KUMAR FURNITURE WORKS | Loading - Unloading Charges | Loading - Unloading Charges | Lump Sum | 1 | 1200 | Approved
The Ramdulari | BLOCK | Civil | Sub & Super Structure Work | WO/RP/RP02/59 | M/S MALENA DISTRIBUTORS LLP | Hire Charges for Scaffolding Material : 1st September to 31st December | Hire Charges for Scaffolding Material : 1st September to 31st December |  | 0 | 0 | Approved
The Ramdulari | BLOCK | Civil | Sub & Super Structure Work | WO/RP/RP02/59 | M/S MALENA DISTRIBUTORS LLP | Standard Vertical(Cup Lock) | Standard Vertical (Cup Lock) - 3cup Size: 3.00 M Long Individual Wt. per Pc: 13.40Kg | Rate/Day | 15372 | 0.83 | Approved
The Ramdulari | BLOCK | Civil | Sub & Super Structure Work | WO/RP/RP02/59 | M/S MALENA DISTRIBUTORS LLP | Standard Vertical(Cup Lock) | Standard Vertical (Cup Lock) - 3cup Size: 1.50 M Long Individual Wt. per Pc: 6.60Kg | Rate/Day | 5002 | 0.42 | Approved
The Ramdulari | BLOCK | Civil | Sub & Super Structure Work | WO/RP/RP02/59 | M/S MALENA DISTRIBUTORS LLP | Standard Horizental (Ledger) | Standard Horizontal (Ledger) Size: 1200 mm Individual Wt per Pc: 3.95kg | Rate/Day | 8662 | 0.34 | Approved
The Ramdulari | BLOCK | Civil | Sub & Super Structure Work | WO/RP/RP02/59 | M/S MALENA DISTRIBUTORS LLP | Joint Pin | pigot/ Joint Pin Size: 38 mm X 250 / 300 mm Individual Wt per Pc: 0.45kg | Rate/Day | 24200 | 0.18 | Approved
The Ramdulari | BLOCK | Civil | Sub & Super Structure Work | WO/RP/RP02/59 | M/S MALENA DISTRIBUTORS LLP | Transportation Charges for Supply of Materials | Transportation Charges for Supply of Materials | Lump Sum | 1 | 9500 | Approved
The Ramdulari | BLOCK | Flooring Work |  | WO/RP/RP02/51 | SAAV DEVELOPERS LLP | Main Lift Lobby Black Marquina Marble Flooring in Lift & Door Facia | Charges for fixing of Black Marquina Marble at Main Lift Lobby over a bed of 20-30 mm thick white cement mortar (1:6) showing in the drawing, cost of filling chemicals like Resin, Tinex, Araldite, Putty, Pigment and joint grout for Marble work, all finishing & Cleaning as per drawing and direction of Engineer-In-Charge. This also includes high gloss mirror polish (7 nos cutting). Only Marble and Cement will be supplied by Client. . (Rate including all required materials, labours,tools,Lifting ,shifting materials & tackles and necessary arrangements for the work. Location:- 2nd to 25th Floor & Basement |  | 0 | 0 | Approved
The Ramdulari | BLOCK | Flooring Work |  | WO/RP/RP02/51 | SAAV DEVELOPERS LLP | 75mm Marble Patti | Cutting and laying of 75 mm thick Black Marquina Marble on lift and door patti as per direction of Engineer-in-Charge. Location-Lift Door ,DW1,D3 & Main Door | Rft | 2183 | 70 | Approved
The Ramdulari | BLOCK | Flooring Work |  | WO/RP/RP02/51 | SAAV DEVELOPERS LLP | Dado | Cutting and laying of Black Marquina Marble dado on lift top as per direction of Engineer-in-Charge. Location-Lift Door & D3 | Sq.Ft. | 587.5 | 80 | Approved
The Ramdulari | BLOCK | Flooring Work |  | WO/RP/RP02/51 | SAAV DEVELOPERS LLP | Door Sil | Cutting and laying of 120 mm ,180mm & 90mm thick Black Marquina Marble Door Sil as per direction of Engineer-in-Charge. Location-DW1 | Rft | 345 | 70 | Approved
The Ramdulari | BLOCK | Flooring Work |  | WO/RP/RP02/51 | SAAV DEVELOPERS LLP | Moulding | Labour Charges for Black Marquina Marble Half Moulding Incluiding Mirror Polish as per drawing and direction of Engineer-in-charge. Location:-Lift Door ,DW1,D3 & Main Door | Rft | 3882 | 68 | Approved
The Ramdulari | BLOCK | Flooring Work |  | WO/RP/RP02/51 | SAAV DEVELOPERS LLP | Groove | Labour Charges Making 4mm Groove line at any floor and level as per drawing and direction of Engineer-in-Charge. Location-Lift Door | Rft | 1062 | 70 | Approved
The Ramdulari | BLOCK | Flooring Work |  | WO/RP/RP02/51 | SAAV DEVELOPERS LLP | Sand | Supply of Sand, oxide, old cloth for fixing of Black Marquina for Main lift lobby Wall ,as per direction of Engineer-in-Charge. Location-Lift Door & D3 | Sq.Ft. | 587.5 | 18 | Approved
The Ramdulari | BLOCK | Flooring Work |  | WO/RP/RP02/51 | SAAV DEVELOPERS LLP | Sand | Supply of Sand, oxide, old cloth for fixing of Black Marquina at Main lift lobby wall, as per direction of Engineer-in-Charge. Location-Lift Door ,DW1,D3 & Main Door | Rft | 2183 | 10 | Approved
The Ramdulari | BLOCK | Flooring Work |  | WO/RP/RP02/51 | SAAV DEVELOPERS LLP | Resin Filling | Providing and Fixing charges for Black Marquina Resin Filling, Araldite,Tinex ,Colour Pigment at Main lift lobby Wall as per BOQ & direction of EIC.Location-Lift Door ,DW1,D3 & Main Door | Sq.Ft. | 1258.5 | 50 | Approved
The Ramdulari | BLOCK | Flooring Work |  | WO/RP/RP02/51 | SAAV DEVELOPERS LLP | Polish | Charges for high gloss 7nos of cutting mirror polish . Main Lift lobby Floor ( Black Marquina) | Sq.Ft. | 587.5 | 40 | Approved
The Ramdulari | BLOCK | Flooring Work |  | WO/RP/RP02/51 | SAAV DEVELOPERS LLP | Polish | Charges for high gloss 7nos of cutting mirror polish . Main Lift lobby Floor ( Black Marquina) | Rft | 2183 | 35 | Approved
AARANYA | EXPERIENCE CENTER | In-house labour |  | WO/PKB/PKX/16 | Balaji Enterprise | Unskilled labour (From Oct'25) | Charges of Unskilled Labour for misc work at Site as per requirement & direction of EIC. Daily Time Schedule-6AM-6PM (12Hrs) 10:15 hours working time & 1hr 45mins of break time (Breakfast- 8AM-8.45AM & Lunch-1PM-2PM) From Oct'25 | Nos | 344 | 510 | Approved
AARANYA | EXPERIENCE CENTER | In-house labour |  | WO/PKB/PKX/16 | Balaji Enterprise | Loading - Unloading (From Oct'25) | Charges for loading - unloading, transportation, hire charges for machinery work as per direction of Engineer-in-Charge. From Oct'25 | Nos | 344 | 20.4 | Approved
AARANYA | IT EXPENSES | AMC and Services |  | WO/PKB/PKB4/1 | Trisita Engineering LLP | Autodesk AutoCAD LT | Autodesk AutoCAD LT one year subscription | Lump Sum | 1 | 25650 | Amended & Approved
The Ramdulari | IT Expenses | AMC and Services |  | WO/RP/ITEX01/5 | Trisita Engineering LLP | Autodesk AutoCAD LT | Autodesk AutoCAD LT one year subscription | Lump Sum | 1 | 25650 | Approved
Primarc Aadvika | IT EXPENSES | AMC and Services |  | WO/HW1/PHW5/2 | Trisita Engineering LLP | Autodesk AutoCAD LT | Autodesk AutoCAD LT one year subscription | Lump Sum | 1 | 25650 | Approved
The Soul, Rajarhat | CLUB | Flooring Work |  | WO/HR01/CL07/11 | A.M. Enterprise | Flooring work at club | Flooring work at club |  | 0 | 0 | Approved
The Soul, Rajarhat | CLUB | Flooring Work |  | WO/HR01/CL07/11 | A.M. Enterprise | V Groove | Labour charges for making of V' grooves by cutting the Tiles in any level as per drawing & direction of Enginner-in-charge | Rft | 914.23 | 15 | Approved
The Soul, Rajarhat | CLUB | Flooring Work |  | WO/HR01/CL07/11 | A.M. Enterprise | Restile Riser | "Providing and Fixing charges of Restiles (Brand-As approved) at Stair Riser over a bed of 50 mm thick cement mortar (1:4), joints filled with white cement slurry pigmented to match after acid washing including all finishing & Cleaning as per drawing and direction of Engineer-in-Charge. (Only Cement & tiles will be supplied by client. Shifting & lifting of all materials & machineries are in contractor's scope.) | Rft | 1741.18 | 19 | Approved
The Soul, Rajarhat | CLUB | Flooring Work |  | WO/HR01/CL07/11 | A.M. Enterprise | Restile Trade | "Providing and Fixing charges of Restiles (Brand-As approved) at Stair Landing & Trade over a bed of 50 mm thick cement mortar (1:4), joints filled with white cement slurry pigmented to match after acid washing including all finishing & Cleaning as per drawing and direction of Engineer-in-Charge. (Only Cement & tiles will be supplied by client. Shifting & lifting of all materials & machineries are in contractor's scope.) | Sq.Ft. | 2510.46 | 22 | Approved
The Soul, Rajarhat | CLUB | Flooring Work |  | WO/HR01/CL07/11 | A.M. Enterprise | Sand | Supply of Sand for 30-40 mm thick cement mortar Bed | Sq.Ft. | 3258.93 | 13 | Approved
The Soul, Rajarhat | CLUB | Flooring Work |  | WO/HR01/CL07/11 | A.M. Enterprise | Plaster Work | Charges for plaster work at Toilet wall of avg 12-15mm thickness using cement mortar 1:4 finished with floating coat of neat cement all floor level all complete as per drawing and direction of EIC. | Sq.Ft. | 12708.76 | 9.29 | Approved
The Ramdulari | COMMON INFRASTRUCTURE | Landscaping | Softscape |  |  | Supply of Plants | Supply of Plants Peltophorum (Radhachura) Trunk dia - Approx 6" to 8" Hight - 15ft -17ft Flower Colour- Yellow at required location as per approved drawing, specification and direction of EIC |  |  |  | Amended & Approved
The Ramdulari | COMMON INFRASTRUCTURE | Landscaping | Softscape |  |  | Peltophorum | Peltophorum (Radhachura) Trunk dia - Approx 6" to 8" Hight - 15ft -17ft Flower Colour- Yellow | Nos |  |  | Approved
The Ramdulari | COMMON INFRASTRUCTURE | Landscaping | Softscape |  |  | Transportation Cost | Transportation Cost | Trip |  |  | Approved
The Ramdulari | COMMON INFRASTRUCTURE | Landscaping | Softscape |  |  | Loading, Unloading & Plantation | Labour Charges for Loading, Un-Loading & Plantation | Lump Sum |  |  | Approved
SOUTHWINDS PROJECT LLP (PHASE - III & IV) | FINISHING PHASE - IV | Flooring Work |  | WO/SP34/FW4/16 | SHAQUIB ENTERPRISES | Extra Items | Extra Items |  | 0 | 0 | Approved
SOUTHWINDS PROJECT LLP (PHASE - III & IV) | FINISHING PHASE - IV | Flooring Work |  | WO/SP34/FW4/16 | SHAQUIB ENTERPRISES | Ground Floor Vitrified Tiles at Lift Facia | Charges for Providing and Fixing charges of Vitrified Tiles at Lift Facia for all levels over a bed of 35-45 mm thick cement mortar(1:4),joints filled with white cement slurry pigmented to match after acid washing including all finishing & cleanning as per drawing and direction of EIC.(rate including all required materials,scaffolding,labours,tools & tackles and necessary arrangements for the work.) { Only Cement & tiles will be supplied by client. shifting & lifting of all materials & machineries are in contractors scope} [ Location : Lift Facia (Tiles Size : 2400mm x 1600mm) | Sq.Ft. | 137.736 | 45 | Approved
SOUTHWINDS PROJECT LLP (PHASE - III & IV) | FINISHING PHASE - IV | Flooring Work |  | WO/SP34/FW4/16 | SHAQUIB ENTERPRISES | plaster (Ground Floor Lobby Wall/Dado & Lift Facia Wall Plaster work) | Providing and Applying plaster (Ground Floor Lobby Wall/Dado & Lift Facia Wall Plaster work) with sand and cement mortar. Complete as per direction Of EIC | Sq.Ft. | 1985.011 | 15 | Approved
SOUTHWINDS PROJECT LLP (PHASE - III & IV) | FINISHING PHASE - IV | Flooring Work |  | WO/SP34/FW4/16 | SHAQUIB ENTERPRISES | Granite Door Sill Patty at Ground Floor | Granite Door Sill Patty at Ground Floor Servant Toilet & Handicap Toilet,Meter Room,Roof & Fire Refuge Platform | Rft | 101.155 | 50.3 | Approved
SOUTHWINDS PROJECT LLP (PHASE - III & IV) | FINISHING PHASE - IV | Flooring Work |  | WO/SP34/FW4/16 | SHAQUIB ENTERPRISES | Granite Top Work at Open Terrace | Charges for Fixing of Granite Top Work at Open Terrace | Sq.Ft. | 67.049 | 57 | Approved
SOUTHWINDS PROJECT LLP (PHASE - III & IV) | FINISHING PHASE - IV | Flooring Work |  | WO/SP34/FW4/16 | SHAQUIB ENTERPRISES | Tiles Flooring Work (200x1200) at Open Terrace | Charges for Fixing of Tiles Flooring Work (200x1200) at Open Terrace | Sq.Ft. | 181.782 | 38 | Approved
SOUTHWINDS PROJECT LLP (PHASE - III & IV) | FINISHING PHASE - IV | Flooring Work |  | WO/SP34/FW4/16 | SHAQUIB ENTERPRISES | Tiles Skirting Work (200x1200) at Open Terrace | Charges for Fixing of Tiles Skirting Work (200x1200) at Open Terrace | Rft | 98.236 | 33 | Approved
SOUTHWINDS PROJECT LLP (PHASE - III & IV) | FINISHING PHASE - IV | Flooring Work |  | WO/SP34/FW4/16 | SHAQUIB ENTERPRISES | Black stone Laying work at Meter Room Trench Area | Labour Charges for Black stone Laying work at Meter Room Trench Area | Sq.Ft. | 323.77 | 42 | Approved
SOUTHWINDS PROJECT LLP (PHASE - III & IV) | FINISHING PHASE - IV | Flooring Work |  | WO/SP34/FW4/16 | SHAQUIB ENTERPRISES | Toilet & Kitchen RCC Wall Deep Chipping | Labour Charges for Toilet & Kitchen RCC Wall Deep Chipping | Sq.Ft. | 12488.292 | 1.5 | Approved
SOUTHWINDS PROJECT LLP (PHASE - III & IV) | FINISHING PHASE - IV | Flooring Work |  | WO/SP34/FW4/16 | SHAQUIB ENTERPRISES | Granite Step & Landing at Multipupose Room Area | Labour Charges for Granite Step & Landing at Multipupose Room Area | Sq.Ft. | 59.438 | 57 | Approved
SOUTHWINDS PROJECT LLP (PHASE - III & IV) | FINISHING PHASE - IV | Flooring Work |  | WO/SP34/FW4/16 | SHAQUIB ENTERPRISES | Granite Riser & Skirting at Multipupose Room Area | Labour Charges for Granite Riser & Skirting at Multipupose Room Area | Rft | 61.336 | 50.3 | Approved
SOUTHWINDS PROJECT LLP (PHASE - III & IV) | FINISHING PHASE - IV | Flooring Work |  | WO/SP34/FW4/16 | SHAQUIB ENTERPRISES | Granite Dado at Multipupose Room Area | Labour Charges for Granite Dado at Multipupose Room Area | Sq.Ft. | 8.557 | 65 | Approved
Primarc Chambers | COMMON INFRASTRUCTURE | Landscaping | Softscape | WO/PCH/PC04/46 | Mondal Nurseries & Exterior | d | Areca Palm (Avg. Height- 6-7ft) | Nos. | 10 | 550 | Approved
Primarc Chambers | COMMON INFRASTRUCTURE | Landscaping | Softscape | WO/PCH/PC04/47 | Mondal Nurseries & Exterior | Supply, Preparation, Plantation & Transportation Work for Areca Palm Tree(Main Entrance Gate Side Area) | Supply & Preparation of Soil, Manure and Plantation & Transportation Work for Areca Palm Tree including providing 20'' Black Pot at side of Main Entrance Carriageway area. |  | 0 | 0 | Approved
Primarc Chambers | COMMON INFRASTRUCTURE | Landscaping | Softscape | WO/PCH/PC04/47 | Mondal Nurseries & Exterior | Supply & Installation of 20'' Plastic Black Pot | Supply & Installation of 20'' Plastic Black Pot | Nos. | 10 | 553.4 | Approved
Primarc Chambers | COMMON INFRASTRUCTURE | Landscaping | Softscape | WO/PCH/PC04/47 | Mondal Nurseries & Exterior | Soil Supply & Preparation | Charges for Soil Preparation with supply of good soil, mixing leveling and compacting as per direction of EIC. | Bags. | 30 | 100 | Approved
Primarc Chambers | COMMON INFRASTRUCTURE | Landscaping | Softscape | WO/PCH/PC04/47 | Mondal Nurseries & Exterior | Manure Supply & Preparation | Charges for Manure Preparation with supply of vermicompost / manure/fertilizers mixing leveling and compacting as per direction of EIC | Lump Sum | 1 | 1000 | Approved
Primarc Chambers | COMMON INFRASTRUCTURE | Landscaping | Softscape | WO/PCH/PC04/47 | Mondal Nurseries & Exterior | Plantation charges | Plantation charges for Shrubs/Trees (Areca Palm) as per dwg. & direction of EIC | Lump Sum | 1 | 2000 | Approved
Primarc Chambers | COMMON INFRASTRUCTURE | Landscaping | Softscape | WO/PCH/PC04/47 | Mondal Nurseries & Exterior | Transportation Charges | Transportation Charges for Trees/ Shrubs | Lump Sum | 1 | 3500 | Approved
SOUTHWINDS PROJECT LLP (PHASE - III & IV) | FINISHING PHASE - IV | Water Proofing |  | WO/SP34/FW4/81 | PRERONA CONSTRUCTION | Waterproofing at Block - 13 Urban Stone Cladding Area | Surface Preparation: Preparation of Structural concrete surface by manual means with chisel, hammers, wire & normal brushes to clean & remove all loose cementitious slurry, small concrete lumps, oil/grease etc. Joint Cutting: Junction of vertical-Horizontal surface by cutting & making ‘V’ groove of dimension 15x15 mm by manual means, cleaning the same, filling them with polymer modified mortar made with cement : sand ration (1:3) admixed with polymer compound @ 5% by weight of Cement. Waterproofing Coating: Application of Water Proofing Treatment over the duly prepared surface with 02 component polymer modified elastomeric membrane system, to be applied with brush in 02 coats to form a total system thickness of Min 1.0 – 1.2 mm according to manufacturer’s specification & supervision. Sprinkle sand immediately after the application of second coat. The system need to be cured as per recommendation of the manufacturer. (Sika Top Seal 109HI) | Sq.Ft. | 320 | 65 | Approved
AARANYA | EXPERIENCE CENTER | Civil | Sub & Super Structure Work | WO/PKB/PKX/4 | DEEPSUN INDUSTRIAL CORPORATION | Supply of M.S materials for Railing as per approved drawing as per direction of EIC. | Supply of M.S materials for Railing as per approved drawing as per direction of EIC. | MT | 2.545 | 55000 | Approved
Primarc Chambers | MARKETING | Housekeeping |  | WO/PCH/PC03/52 | Integrated Security Service | Housekeeping boy at Marketing office | Providing One (01) Housekeeping boy at Marketing office @10 hrs. daily basis for full month except Sunday Including, NH & Management fees, from 01st Sep'2025 to 30th Nov'2025. | Head | 3 | 17503 | Approved
The Ramdulari | COMMON INFRASTRUCTURE | Grill / Steel Work |  | WO/RP/RP03/42 | ADA-METCON | Motorized Telescopic MS Gate | Providing, fabricating, erecting, testing and commissioning 1 No. Motorized Telescopic MS Gate of 6.00 Metre clear length and 1 No. Motorized Sliding MS Gate of 5.00 Metre clear length along with 1.00 Metre wicket gate (wicket gate non-motorized), fabricated with RHS sections (75×25×3.2 mm & 25×25×2.8 mm) for vertical supports, welded on RHS frame (80×40×4 mm), the gate shall be mounted on heavy-duty MS wheels running on MS rail and powered by an electric motor, complete with all accessories. all the MS member one coat of epoxy primer will be applied. Technical Specifications: Wheels: Heavy-duty MS wheels with bearings and nylon rollers. Motor : Model SP SLG 25008, 220V AC, 450 Watts, with metal gear, magnetic limit switch, clutch key, ON/OFF power switch, alarm light, photo safety sensor, and all required accessories. Motor (Folding Gate, if applicable): Model SP SLG 25008, 220V AC, 450 Watts, with metal gear, magnetic limit switch, clutch key, ON/OFF power switch, alarm light, photo safety sensor, telescopic attachment, and all required accessories. Rails: ISMB 125 with 25 mm dia rod as rail members. The scope includes supply and fixing of gear racks, nuts, bolts, heavy-duty smart power wheels, provision for manual operation in case of power failure, transportation, lifting, shifting and installation of all materials, surface preparation and application of one coat epoxy primer to all MS members, complete testing, commissioning and handing over in fully functional condition as per the direction of Engineer-in-Charge. (Civil work by Client) | Lump Sum | 1 | 535000 | Amended & Approved
AARANYA | EXPERIENCE CENTER | Civil | Sub & Super Structure Work | WO/PKB/PKX/5 | DEEPSUN INDUSTRIAL CORPORATION | Extra Item for Civil Work | Extra Item for Civil Work |  | 0 | 0 | Approved
AARANYA | EXPERIENCE CENTER | Civil | Sub & Super Structure Work | WO/PKB/PKX/5 | DEEPSUN INDUSTRIAL CORPORATION | "Removal of 30-35 mm. thick existing plaster & rendering of the wall (Outer surface) by mechanical instruments including removal of accumulated debris outside of site premises. Location: Ground Floor & 1st floor wall" | "Removal of 30-35 mm. thick existing plaster & rendering of the wall (Outer surface) by mechanical instruments including removal of accumulated debris outside of site premises. Location: Ground Floor & 1st floor wall" | Sq.Mtr. | 87.95 | 327 | Approved
AARANYA | EXPERIENCE CENTER | Civil | Sub & Super Structure Work | WO/PKB/PKX/5 | DEEPSUN INDUSTRIAL CORPORATION | Dismantle and Removal of existing Asbestos at 2nd floor Roof level | Dismantle and Removal of existing Asbestos at 2nd floor Roof level | Sq.Mtr. | 297.35 | 350 | Approved
AARANYA | EXPERIENCE CENTER | Civil | Sub & Super Structure Work | WO/PKB/PKX/5 | DEEPSUN INDUSTRIAL CORPORATION | Charges for RCC structures dismantling all complete including cleaning all rubbish, lifting and staging as per direction of Engineer in charge. | Charges for RCC structures dismantling all complete including cleaning all rubbish, lifting and staging as per direction of Engineer in charge. | Cum. | 4.13 | 4000 | Approved
AARANYA | EXPERIENCE CENTER | Civil | Sub & Super Structure Work | WO/PKB/PKX/5 | DEEPSUN INDUSTRIAL CORPORATION | Dismantle and Removal of existing Door & Window at 1st floor level | Dismantle and Removal of existing Door & Window at 1st floor level | Nos | 15 | 1600 | Approved
AARANYA | EXPERIENCE CENTER | Civil | Sub & Super Structure Work | WO/PKB/PKX/5 | DEEPSUN INDUSTRIAL CORPORATION | All charges for Providing & laying M15 grade Plane cement concrete (including cost of shuttering) at all levels and leads for Lintel | All charges for Providing & laying M15 grade Plane cement concrete (including cost of shuttering) at all levels and leads for Lintel | Cum. | 1.52 | 7498 | Approved
AARANYA | EXPERIENCE CENTER | Civil | Sub & Super Structure Work | WO/PKB/PKX/5 | DEEPSUN INDUSTRIAL CORPORATION | Extra Coat of 8.56mm Internal Plaster over 12mm | Extra Coat of 8.56mm Internal Plaster over 12mm | Sq.Mtr. | 295.75 | 192.24 | Approved
AARANYA | EXPERIENCE CENTER | Civil | Sub & Super Structure Work | WO/PKB/PKX/5 | DEEPSUN INDUSTRIAL CORPORATION | Extra Coat of4.987 mm Internal Plaster over 15mm | Extra Coat of4.987 mm Internal Plaster over 15mm | Sq.Mtr. | 381.15 | 98.74 | Approved
AARANYA | EXPERIENCE CENTER | Civil | Sub & Super Structure Work | WO/PKB/PKX/5 | DEEPSUN INDUSTRIAL CORPORATION | Erection & dismantling MS joist for support ing southface existing wall dismateling and rebuild BW and South side extention slab supporting MS ISMB cutting and refixing work | Erection & dismantling MS joist for support ing southface existing wall dismateling and rebuild BW and South side extention slab supporting MS ISMB cutting and refixing work | Kg | 800 | 32 | Approved
BHOPAL - COMMERCIAL | MARKETING | Marketing Office | Civil and Finishing Work of Marketing Office | WO/BPC/BPC4/7 | A W CONSTRUCTIONS PRIVATE LIMITED | Supplying and Fixing of MS Angle Frame | Supplying and Fixing of MS Angle Frame with all complete including materials, tools & tackles, labours,, transportation and loading-unloading for all levels as per drawing, specification and direction of Engineer-in-Charge. Location: Canopy | Kg | 83.6 | 80 | Approved
BHOPAL - COMMERCIAL | MARKETING | Marketing Office | Civil and Finishing Work of Marketing Office | WO/BPC/BPC4/7 | A W CONSTRUCTIONS PRIVATE LIMITED | All charges for Providing & Fixing of HD Bolt | All charges for Providing & Fixing of HD Bolt (M20-450mm length) with necessary arrangement & template, fixed with welding at top of Column foundation. (Avg. 8 Nos Bolt/Column). (All Material & Labour would be supplied by contractor) | Nos. | 4 | 500 | Approved
SOUTHWINDS PROJECT LLP (PHASE - III & IV) | MEP PHASE - IV | External Plumbing |  | WO/SP34/MW4/69 | Help Service Provider | Cleaning of 1 nos. Rainwater Storage Tank including 3 Nos. pit | Charges for Cleaning of 1 nos. Rainwater Storage Tank including 3 Nos. pit as per direction of Engineer-in-charge and Garbage Disposal Cleaning with loading and unloading at designated dump yard outside of the site premises as specified by Engineer-in-charge. | Lump Sum | 1 | 35000 | Approved
AARANYA | EXPERIENCE CENTER | Interior Work |  | WO/PKB/PKX/19 | SWASH TECH SOLUTIONS PRIVATE LIMITED | Calcium Silicate Board Partition | Charges for supply and fixing of 58mm thk calcium silicate board partition using 50mm thk Gl studd partition framework with 8mm thk calcium silicate board on one side, completed with jointing & taping | Sq.Ft. | 103.33 | 310 | Approved
AARANYA | EXPERIENCE CENTER | Interior Work |  | WO/PKB/PKX/19 | SWASH TECH SOLUTIONS PRIVATE LIMITED | COLUMN PANELLING | Providing and making of COLUMN PANELLING as per drawing. The boxing to be made of 12mm thk. ISI BWR grade B/B or plywood. Surface to be finished in paint as per approved shade and make on 3mm HDF over ply base. ALL complete with all necessary hardware's fittings (Size-1280X 160 X 2300 ht.). | Sq.Ft. | 116.38 | 400 | Approved
AARANYA | EXPERIENCE CENTER | Interior Work |  | WO/PKB/PKX/19 | SWASH TECH SOLUTIONS PRIVATE LIMITED | Wall Putty | Charges for providing and applying of minimum 3mm thick putty ( 1.5 mm thick coarse putty in single coat as a base coarse and 1.5mm thick fine putty in double coats over the base coarse) including necessary surface preparation (Sanding, Surface rendering, grinding etc. all complete) of the internal wall as per direction of EIC. The rate inclusive of cost of all materials, storage of materials, tools & tackles, inside scaffolding, labour, transportation all complete. | Sq.Ft. | 2238.55 | 18 | Approved
SOUTHWINDS PROJECT LLP (PHASE - III & IV) | CLUB PHASE - III & IV | Wood Work |  | WO/SP34/CW34/28 | RAJ KUMAR FURNITURE WORKS | Rafter Ceiling Making & Fixing as per approved drawing and direction of Engineer in charge. | Labour Charges for Rafter Ceiling Making & Fixing with ply Framing Laminated Finish and both side Acoustic Panel Fixing and Hanging arrangement with G.I. Patti and Thread Rod with supply of Nails, SS Screw, Masking Tape and Gum including all finishing at all level as per design requirements and cleaning the work area, shifting all the debris/wastes to a designated place at ground floor lavel, all level as per approved drawing and direction of Engineer in charge. (Ply, Laminate, Acoustic Panel, G.I. Patti & Thread Rod Supply by Client) Location : TV Lounge & Reading Lounge | Rft | 659.28 | 215 | Approved
SOUTHWINDS PROJECT LLP (PHASE - III & IV) | CLUB PHASE - III & IV | Wood Work |  | WO/SP34/CW34/28 | RAJ KUMAR FURNITURE WORKS | Charges of Making Lockers in Club Toilet as per drawing and direction of EIC. | Charges of Making Lockers in Club Toilet with Ply, inside & outside laminate (Approved shade) finish including fixing of Hinges, Handle and Locks supply of Gum , screw and other sundry material all complete in all respect as per drawing and direction of EIC. (Plywood, laminate ,Hinges, Handles, Multi Locks will be supplied by client but subjected to reconciliation) | Sq.Ft. | 191.31 | 450 | Approved
SOUTHWINDS PROJECT LLP (PHASE - III & IV) | CLUB PHASE - III & IV | Wood Work |  | WO/SP34/CW34/28 | RAJ KUMAR FURNITURE WORKS | Loading - Unloading | Charges for loading - unloading-, transportation, hire charges for machinery as per direction of Engineer-in-Charge. | Lump Sum | 0.822 | 10961.84 | Amended & Approved
SOUTHWINDS PROJECT LLP (PHASE - III & IV) | CLUB PHASE - III & IV | Internal Painting |  |  |  | Painting Work at MLCP (6th Floor) Multipurpose Court Fencing & Railing as per direction of Engineer-in-Charge | Painting Work at MLCP (6th Floor) Multipurpose Court Fencing & Railing as per direction of Engineer-in-Charge |  |  |  | Approved
SOUTHWINDS PROJECT LLP (PHASE - III & IV) | CLUB PHASE - III & IV | Internal Painting |  |  |  | Surface Preparation | Surface Preparation with grinding machine, scraping and sand papering with all finishing work for Paint. | Sq.Ft. |  |  | Approved
SOUTHWINDS PROJECT LLP (PHASE - III & IV) | CLUB PHASE - III & IV | Internal Painting |  |  |  | 2 coat epoxy based primer+ 2 coat PU based paint (Roller) | Supply & application of 2 coat epoxy based primer+ 2 coat PU based paint (Roller) of approved shade and make, on MS surface including scraping, sand papering, all materials, labours, tools & tackles, all lead & lifts at all level with all finishing work as per direction of Engineer-in-Charge. Colour : Shueco Grey (Matt Finish) | Sq.Ft. |  |  | Approved
SOUTHWINDS PROJECT LLP (PHASE - III & IV) | CLUB PHASE - III & IV | Internal Painting |  |  |  | 2 coat epoxy based primer+ 2 coat PU based paint (Spray Finish) | Supply & application of 2 coat epoxy based primer+ 2 coat PU based paint (Spray Finish) of approved shade and make, on MS surface including scraping, sand papering, all materials, labours, tools & tackles, all lead & lifts at all level with all finishing work as per direction of Engineer-in-Charge. Colour : Shueco Grey (Matt Finish) | Sq.Ft. |  |  | Approved
SOUTHWINDS PROJECT LLP (PHASE - III & IV) | CLUB PHASE - III & IV | Painting | Internal Painting | WO/SP34/CW34/29 | ARTISAN | Painting Work at MLCP (6th Floor) Multipurpose Court Fencing & Railing as per direction of Engineer-in-Charge | Painting Work at MLCP (6th Floor) Multipurpose Court Fencing & Railing as per direction of Engineer-in-Charge |  | 0 | 0 | Approved
SOUTHWINDS PROJECT LLP (PHASE - III & IV) | CLUB PHASE - III & IV | Painting | Internal Painting | WO/SP34/CW34/29 | ARTISAN | Surface Preparation | Surface Preparation with grinding machine, scraping and sand papering with all finishing work for Paint. | Sq.Ft. | 1322.06 | 4 | Approved
SOUTHWINDS PROJECT LLP (PHASE - III & IV) | CLUB PHASE - III & IV | Painting | Internal Painting | WO/SP34/CW34/29 | ARTISAN | 2 coat epoxy based primer+ 2 coat PU based paint (Roller) | Supply & application of 2 coat epoxy based primer+ 2 coat PU based paint (Roller) of approved shade and make, on MS surface including scraping, sand papering, all materials, labours, tools & tackles, all lead & lifts at all level with all finishing work as per direction of Engineer-in-Charge. Colour : Shueco Grey (Matt Finish) | Sq.Ft. | 925.9 | 30 | Approved
SOUTHWINDS PROJECT LLP (PHASE - III & IV) | CLUB PHASE - III & IV | Painting | Internal Painting | WO/SP34/CW34/29 | ARTISAN | 2 coat epoxy based primer+ 2 coat PU based paint (Spray Finish) | Supply & application of 2 coat epoxy based primer+ 2 coat PU based paint (Spray Finish) of approved shade and make, on MS surface including scraping, sand papering, all materials, labours, tools & tackles, all lead & lifts at all level with all finishing work as per direction of Engineer-in-Charge. Colour : Shueco Grey (Matt Finish) | Sq.Ft. | 396.16 | 67 | Approved
SOUTHWINDS PROJECT LLP (PHASE - III & IV) | CLUB PHASE - III & IV | Window and Glazing |  |  |  | Glass Railing Work at MLCP 6th Floor | Providing and Fixing Powder Coated (Charcoal Black) 79mm (H) X 54mm (W) Bottom Rail, Top Mounting Continue Railing System Including Spacer & Anchor Fastner along with Square type 25mm (H) X 22mm (W) Top Handrail with Gasket & Required All Accessories (Like 'S' Grip) and 11.52mm Laminated Glass (5mm Clear Toughened Glass + 1.52mm PVB ES Pro KURARAY + 5mm Clear Toughened Glass) Saint Gobin Make. Height of The Railing : 600mm | Rft |  |  | Approved
AARANYA | EXPERIENCE CENTER | Interior Work |  | WO/PKB/PKX/35 | Ajay Gaurisaria | Providing and fixing 12mm thick Cement Board at 600mm Projection at +6000mm level. | Providing and fixing 12mm thick Cement Board (Exterior Quality) over MS structure, including necessary application of water-resistant sealant, lifting, shifting, transportation, and all required jointing accessories/fasteners for proper fixing, complete in all respects as per direction of Engineer-in-Charge. Location: 600mm Projection at +6000mm level. | Sq.Ft. | 645.84 | 104 | Amended & Approved
AARANYA | EXPERIENCE CENTER | Interior Work |  | WO/PKB/PKX/35 | Ajay Gaurisaria | Providing and fixing 12mm thick Cement Board at Stair side wall, Ramp side wall etc | Providing and fixing 12mm thick Cement Board (Exterior Quality) over MS structure, including necessary application of water-resistant sealant, lifting, shifting, transportation, and all required jointing accessories/fasteners for proper fixing, complete in all respects as per direction of Engineer-in-Charge. Location: Stair side wall, Ramp side wall etc | Sq.Ft. | 602.784 | 94.09 | Amended & Approved
AARANYA | EXPERIENCE CENTER | Interior Work |  | WO/PKB/PKX/35 | Ajay Gaurisaria | Providing and fixing 8mm thick Cement Board at Front side wall (Ramp side) below decorative jali | Providing and fixing 8mm thick cement Board (Exterior Quality) over MS structure, including necessary application of water-resistant sealant, lifting, shifting, transportation, and all required jointing accessories/fasteners for proper fixing, complete in all respects as per direction of Engineer-in-Charge. Location: Front side wall (Ramp side) below decorative jali | Sq.Ft. | 592.02 | 68 | Amended & Approved
AARANYA | EXPERIENCE CENTER | Interior Work |  | WO/PKB/PKX/35 | Ajay Gaurisaria | Providing and fixing 12mm thick Cement Board at Internal wall of Back office & Back store (Ramp side) | Providing and fixing 12mm thick cement Board over MS structure, including necessary application of water-resistant sealant, lifting, shifting, transportation, and all required jointing accessories/fasteners for proper fixing, complete in all respects as per direction of Engineer-in-Charge. Location: Internal wall of Back office & Back store (Ramp side) | Sq.Ft. | 279.864 | 82.45 | Amended & Approved
AARANYA | EXPERIENCE CENTER | Interior Work |  | WO/PKB/PKX/35 | Ajay Gaurisaria | Providing and fixing of false ceiling with 10mm thick Shera Board at Projection part false ceiling in front side (above ramp area) | Providing and fixing of false ceiling with 8mm thick Cement Board (Exterior Quality) by Aluminum Tube 2"x1" , including necessary application of water-resistant sealant, lifting, shifting, transportation, and all required jointing accessories/fasteners for proper fixing, complete in all respects as per direction of Engineer-in-Charge. Location: Projection part false ceiling in front side (above ramp area) | Sq.Ft. | 236.808 | 121.25 | Amended & Approved
The Ramdulari | BLOCK | Wood Work |  | WO/RP/RP02/97 | Annex Design Pvt. Ltd. | Aluminum Shaft Door | Providing and fixing aluminium shaft door of total height 2480 mm, comprising fixed portion at top 1240 mm height and openable side-hung shutter at bottom 1240 mm height, with outer frame 38x63 mm and shutter frame 25x50 mm reinforced with 50x50x3 mm & 25x25x1.5 mm angle sections, finished with pure grade powder coating (RAL 7033), fitted with SS304 grade hinges, push-magnet locking system, Fischer make wall fasteners and all required hardware, all aluminium sections protected with special quality protection tape, and complete with 10 mm cement fibre board covering to door and frame, complete in all respects as per approved design and as directed by the Engineer-in-Charge. The rate includes cost of all materials, labour, tools & tackles, transportation, shifting and lifting of all materials and machinery, excluding tiles (scaffolding, if required, shall be in client’s scope). (Sizes: 520×2480 / 930×2480 / 860×2480 / 525×2480 / 550×2480 mm). Location: Toilets from 2nd to 25th Floor & Ground Floor Kitchen. | Sq.Ft. | 1835 | 440 | Approved
AARANYA | EXPERIENCE CENTER | Interior Work |  | WO/PKB/PKX/35 | Ajay Gaurisaria | Loading - Unloading Charges | Loading - Unloading Charges | Lump Sum | 1 | 6477.85 | Amended & Approved
SOUTHWINDS PROJECT LLP (PHASE - III & IV) | CLUB PHASE - III & IV | Painting | Internal Painting | WO/SP34/CW34/31 | INTERIO HUB | Liquid Putty on Over False Ceiling | Providing and Applying of two coat Liquid Putty on Over False Ceiling including grinding & rendering the surface filling cracks etc & including all material, Labour, scaffolding etc all complete as per drawing and direction of Engineer-in-Charge. Brand of Putty: Asian / Berger /JK/ Birla White |  | 0 | 0 | Approved
SOUTHWINDS PROJECT LLP (PHASE - III & IV) | CLUB PHASE - III & IV | Painting | Internal Painting | WO/SP34/CW34/31 | INTERIO HUB | Gym Room & Game Room - Over False Ceiling | Gym Room & Game Room - Over False Ceiling | Sq.Ft. | 2158.666 | 5.75 | Approved
SOUTHWINDS PROJECT LLP (PHASE - III & IV) | CLUB PHASE - III & IV | Painting | Internal Painting | WO/SP34/CW34/31 | INTERIO HUB | Reception Lobby - Over False Ceiling | Reception Lobby - Over False Ceiling | Sq.Ft. | 1020.029 | 5.75 | Approved
SOUTHWINDS PROJECT LLP (PHASE - III & IV) | CLUB PHASE - III & IV | Painting | Internal Painting | WO/SP34/CW34/31 | INTERIO HUB | Toilets - Over False Ceiling | Toilets - Over False Ceiling | Sq.Ft. | 641.104 | 5.75 | Approved
SOUTHWINDS PROJECT LLP (PHASE - III & IV) | CLUB PHASE - III & IV | Painting | Internal Painting | WO/SP34/CW34/31 | INTERIO HUB | Normal Putty on Over Ceiling & Wall | Providing and Applying of 2mm thick Normal Putty on Over Wall & Ceiling including grinding & rendering the surface filling cracks etc & including all material, Labour, scaffolding etc all complete as per drawing and direction of Engineer-in-Charge. Brand of Putty: Asian / Berger /JK/ Birla White |  | 0 | 0 | Approved
SOUTHWINDS PROJECT LLP (PHASE - III & IV) | CLUB PHASE - III & IV | Painting | Internal Painting | WO/SP34/CW34/31 | INTERIO HUB | Gym Room & Game Room - Over Plaster Wall | Gym Room & Game Room - Over Plaster Wall | Sq.Ft. | 1596.247 | 7 | Approved
SOUTHWINDS PROJECT LLP (PHASE - III & IV) | CLUB PHASE - III & IV | Painting | Internal Painting | WO/SP34/CW34/31 | INTERIO HUB | Reception Lobby - Over Plaster Wall | Reception Lobby - Over Plaster Wall | Sq.Ft. | 1337.89 | 7 | Approved
SOUTHWINDS PROJECT LLP (PHASE - III & IV) | CLUB PHASE - III & IV | Painting | Internal Painting | WO/SP34/CW34/31 | INTERIO HUB | Pump Room - True Ceiling | Pump Room - True Ceiling | Sq.Ft. | 69.126 | 7 | Approved
SOUTHWINDS PROJECT LLP (PHASE - III & IV) | CLUB PHASE - III & IV | Painting | Internal Painting | WO/SP34/CW34/31 | INTERIO HUB | Pump Room - Over Plaster Wall | Pump Room - Over Plaster Wall | Sq.Ft. | 464.908 | 7 | Approved
SOUTHWINDS PROJECT LLP (PHASE - III & IV) | CLUB PHASE - III & IV | Painting | Internal Painting | WO/SP34/CW34/31 | INTERIO HUB | Kitchen - True Ceiling | Kitchen - True Ceiling | Sq.Ft. | 234.935 | 7 | Approved
SOUTHWINDS PROJECT LLP (PHASE - III & IV) | CLUB PHASE - III & IV | Painting | Internal Painting | WO/SP34/CW34/31 | INTERIO HUB | 1 Coat Primer + 2 Coat Acrylic Emulsion Paint (Colour Code : ICE AGE 8299 (AP)) | Providing and applying of one coat of Primer followed by two coats of Acrylic Emulsion Paint - APOCOLITE PREMIUM or Equivalent of approved shade & brand with complete finish, up to the required height including all surfaces properly rubbed, smoothened with emery paper, thoroughly cleaned by dry mopping with cloths to make the surfaces dust free prior to application of paint, including fill cracks and holes with approved filler if required so with necessary tools, tackles & scaffolding at all levels as per direction of Engineer in charge. Colour Code : ICE AGE 8299 (AP) ; Brand: AsianPaints/Berger/AkzoNable |  | 0 | 0 | Approved
SOUTHWINDS PROJECT LLP (PHASE - III & IV) | CLUB PHASE - III & IV | Painting | Internal Painting | WO/SP34/CW34/31 | INTERIO HUB | Gym Room & Game Room - over False Ceiling | Gym Room & Game Room - over False Ceiling | Sq.Ft. | 2158.666 | 15 | Approved
SOUTHWINDS PROJECT LLP (PHASE - III & IV) | CLUB PHASE - III & IV | Painting | Internal Painting | WO/SP34/CW34/31 | INTERIO HUB | Reception Lobby - Over False Ceiling | Reception Lobby - Over False Ceiling | Sq.Ft. | 1020.029 | 15 | Approved
SOUTHWINDS PROJECT LLP (PHASE - III & IV) | CLUB PHASE - III & IV | Painting | Internal Painting | WO/SP34/CW34/31 | INTERIO HUB | Reception Lobby - Over Plaster Wall | Reception Lobby - Over Plaster Wall | Sq.Ft. | 1337.89 | 15 | Approved
SOUTHWINDS PROJECT LLP (PHASE - III & IV) | CLUB PHASE - III & IV | Painting | Internal Painting | WO/SP34/CW34/31 | INTERIO HUB | 1 Coat Primer + 2 Coat Acrylic Emulsion Paint (Colour Code : Textured Platinum DISC 8297 (AP)) | Providing and applying of one coat of Primer followed by two coats of Acrylic Emulsion Paint with Texture of approved shade & brand with complete finish, up to the required height including all surfaces properly rubbed, smoothened with emery paper, thoroughly cleaned by dry mopping with cloths to make the surfaces dust free prior to application of paint, including fill cracks and holes with approved filler if required so with necessary tools, tackles & scaffolding at all levels as per direction of Engineer in charge. Colour Code : Textured Platinum DISC 8297 (AP) ; Brand: AsianPaints/Berger/AkzoNable |  | 0 | 0 | Approved
SOUTHWINDS PROJECT LLP (PHASE - III & IV) | CLUB PHASE - III & IV | Painting | Internal Painting | WO/SP34/CW34/31 | INTERIO HUB | Gym Room & Game Room - over Plaster Wall | Gym Room & Game Room - over Plaster Wall | Sq.Ft. | 1225.212 | 150 | Approved
SOUTHWINDS PROJECT LLP (PHASE - III & IV) | CLUB PHASE - III & IV | Painting | Internal Painting | WO/SP34/CW34/31 | INTERIO HUB | 1 Coat Primer + 2 Coat Acrylic Emulsion Paint (RAL Traffic White Paint RAL-9016) | Providing and applying of one coat of Primer followed by two coats of Acrylic Emulsion Paint - APOCOLITE PREMIUM or Equivalent of approved shade & brand with complete finish, up to the required height including all surfaces properly rubbed, smoothened with emery paper, thoroughly cleaned by dry mopping with cloths to make the surfaces dust free prior to application of paint, including fill cracks and holes with approved filler if required so with necessary tools, tackles & scaffolding at all levels as per direction of Engineer in charge. Colour Code : RAL Traffic White Paint RAL-9016 Brand: AsianPaints/Berger/AkzoNable |  | 0 | 0 | Approved
SOUTHWINDS PROJECT LLP (PHASE - III & IV) | CLUB PHASE - III & IV | Painting | Internal Painting | WO/SP34/CW34/31 | INTERIO HUB | Toilets - Over False Ceiling | Toilets - Over False Ceiling | Sq.Ft. | 641.104 | 15 | Approved
SOUTHWINDS PROJECT LLP (PHASE - III & IV) | CLUB PHASE - III & IV | Painting | Internal Painting | WO/SP34/CW34/31 | INTERIO HUB | 1 Coat Primer + 2 Coat Plastic Emulsion Paint | Providing and applying of one coat of Primer followed by two coats of Plastic Emulsion Paint - APOCOLITE PREMIUM or Equivalent of approved shade & brand with complete finish, up to the required height including all surfaces properly rubbed, smoothened with emery paper, thoroughly cleaned by dry mopping with cloths to make the surfaces dust free prior to application of paint, including fill cracks and holes with approved filler if required so with necessary tools, tackles & scaffolding at all levels as per direction of Engineer in charge. Colour : White ; Brand: AsianPaints/Berger/AkzoNable |  | 0 | 0 | Approved
SOUTHWINDS PROJECT LLP (PHASE - III & IV) | CLUB PHASE - III & IV | Painting | Internal Painting | WO/SP34/CW34/31 | INTERIO HUB | Pump Room - True Ceiling | Pump Room - True Ceiling | Sq.Ft. | 69.126 | 15 | Approved
SOUTHWINDS PROJECT LLP (PHASE - III & IV) | CLUB PHASE - III & IV | Painting | Internal Painting | WO/SP34/CW34/31 | INTERIO HUB | 1 Coat Primer + 2 Coat Synthetic Enamel Paint | Providing and applying of one coat of Primer followed by two coats of Synthetic Enamel Paint - APOCOLITE PREMIUM or Equivalent of approved shade & brand with complete finish, up to the required height including all surfaces properly rubbed, smoothened with emery paper, thoroughly cleaned by dry mopping with cloths to make the surfaces dust free prior to application of paint, including fill cracks and holes with approved filler if required so with necessary tools, tackles & scaffolding at all levels as per direction of Engineer in charge. Colour : Dark Grey ; Brand: AsianPaints/Berger/AkzoNable |  | 0 | 0 | Approved
SOUTHWINDS PROJECT LLP (PHASE - III & IV) | CLUB PHASE - III & IV | Painting | Internal Painting | WO/SP34/CW34/31 | INTERIO HUB | Pump Room - Over Plaster Wall | Pump Room - Over Plaster Wall | Sq.Ft. | 464.908 | 17 | Approved
SOUTHWINDS PROJECT LLP (PHASE - III & IV) | CLUB PHASE - III & IV | Painting | Internal Painting | WO/SP34/CW34/31 | INTERIO HUB | 1 Coat Oil based Primer + 2 Coat Synthetic Enamel Paint (Colour Code : ICE AGE 8299 (AP)) | Providing and applying of one coat of Oil Based Primer followed by two coats of Synthetic Enamel Paint - APOCOLITE PREMIUM or Equivalent of approved shade & brand with complete finish, up to the required height including all surfaces properly rubbed, smoothened with emery paper, thoroughly cleaned by dry mopping with cloths to make the surfaces dust free prior to application of paint, including fill cracks and holes with approved filler if required so with necessary tools, tackles & scaffolding at all levels as per direction of Engineer in charge. Colour Code : ICE AGE 8299 (AP) ; Brand: AsianPaints/Berger/AkzoNable |  | 0 | 0 | Approved
SOUTHWINDS PROJECT LLP (PHASE - III & IV) | CLUB PHASE - III & IV | Painting | Internal Painting | WO/SP34/CW34/31 | INTERIO HUB | Kitchen - Over True Ceiling | Kitchen - Over True Ceiling | Sq.Ft. | 234.935 | 17 | Approved
SOUTHWINDS PROJECT LLP (PHASE - III & IV) | CLUB PHASE - III & IV | Painting | Internal Painting | WO/SP34/CW34/31 | INTERIO HUB | 1 Coat Primer + 2 Coat Acrylic Emulsion Paint | Providing and applying of one coat of Primer followed by two coats of Acrylic Emulsion Paint - APOCOLITE PREMIUM or Equivalent of approved shade & brand with complete finish, up to the required height including all surfaces properly rubbed, smoothened with emery paper, thoroughly cleaned by dry mopping with cloths to make the surfaces dust free prior to application of paint, including fill cracks and holes with approved filler if required so with necessary tools, tackles & scaffolding at all levels as per direction of Engineer in charge. Brand: AsianPaints/Berger/AkzoNable |  | 0 | 0 | Approved
SOUTHWINDS PROJECT LLP (PHASE - III & IV) | CLUB PHASE - III & IV | Painting | Internal Painting | WO/SP34/CW34/31 | INTERIO HUB | Gym Room, Game Room & TV Lounge Area - Over True Ceiling and Duct Area | Gym Room, Game Room & TV Lounge Area - Over True Ceiling and Duct Area | Sq.Ft. | 3493.521 | 15 | Approved
SOUTHWINDS PROJECT LLP (PHASE - III & IV) | FINISHING PHASE - IV | Internal Painting |  | WO/SP34/FW4/82 | INTERIO HUB | 01 Coat Primer - All Floor | Providing and applying of one coat of Primer with complete finish, up to the required height including all surfaces properly rubbed, smoothened with emery paper, thoroughly cleaned by dry mopping with cloths to make the surfaces dust free prior to application of primer, including fill cracks and holes with approved filler if required so with necessary tools, tackles & scaffolding at all levels as per direction of Engineer in charge. Brand: AsianPaints/Berger/AkzoNable |  | 0 | 0 | Approved
SOUTHWINDS PROJECT LLP (PHASE - III & IV) | FINISHING PHASE - IV | Internal Painting |  | WO/SP34/FW4/82 | INTERIO HUB | Staircase - Over Gypsum Putty Ceiling | Staircase - Over Gypsum Putty Ceiling | Sq.Ft. | 2875.947 | 4 | Approved
SOUTHWINDS PROJECT LLP (PHASE - III & IV) | FINISHING PHASE - IV | Internal Painting |  | WO/SP34/FW4/82 | INTERIO HUB | Staircase - Over Gypsum Plater Wall | Staircase - Over Gypsum Plater Wall | Sq.Ft. | 6136.643 | 4 | Approved
SOUTHWINDS PROJECT LLP (PHASE - III & IV) | FINISHING PHASE - IV | Internal Painting |  | WO/SP34/FW4/82 | INTERIO HUB | one coat red oxide primer with two coats of synthetic enamel paint - All Floor | Providing and applying of one coat red oxide primer with two coats of synthetic enamel paint of approved shade and brand over MS members including scraping, sand papering with all finishing work (Matt finish) as per direction of Engineer-in-Charge. Brand: Asian Paints/Berger/AkzoNable |  | 0 | 0 | Approved
SOUTHWINDS PROJECT LLP (PHASE - III & IV) | FINISHING PHASE - IV | Internal Painting |  | WO/SP34/FW4/82 | INTERIO HUB | Staircase - MS Railing | Staircase - MS Railing | Sq.Ft. | 1170.8 | 10 | Approved
SOUTHWINDS PROJECT LLP (PHASE - III & IV) | FINISHING PHASE - IV | Internal Painting |  | WO/SP34/FW4/82 | INTERIO HUB | 1 Coat Primer + 2 Coat Acrylic Emulsion (Colour Code : ICE AGE 8299 (AP)) - Ground Floor & Typ Floor | Providing and applying of one coat of Primer followed by two coats of Acrylic Emulsion Paint - APOCOLITE PREMIUM or Equivalent of approved shade & brand with complete finish, up to the required height including all surfaces properly rubbed, smoothened with emery paper, thoroughly cleaned by dry mopping with cloths to make the surfaces dust free prior to application of paint, including fill cracks and holes with approved filler if required so with necessary tools, tackles & scaffolding at all levels as per direction of Engineer in charge. Colour Code : ICE AGE 8299 (AP) Brand: AsianPaints/Berger/AkzoNable |  | 0 | 0 | Approved
SOUTHWINDS PROJECT LLP (PHASE - III & IV) | FINISHING PHASE - IV | Internal Painting |  | WO/SP34/FW4/82 | INTERIO HUB | Reception Lobby - Ceiling (Ground Floor) | Reception Lobby - Ceiling (Ground Floor) | Sq.Ft. | 256.84 | 15 | Approved
SOUTHWINDS PROJECT LLP (PHASE - III & IV) | FINISHING PHASE - IV | Internal Painting |  | WO/SP34/FW4/82 | INTERIO HUB | Reception Lobby - Wall (Ground Floor) | Reception Lobby - Wall (Ground Floor) | Sq.Ft. | 246.679 | 15 | Approved
SOUTHWINDS PROJECT LLP (PHASE - III & IV) | FINISHING PHASE - IV | Internal Painting |  | WO/SP34/FW4/82 | INTERIO HUB | Reception Lobby - Ceiling (Typ Floor) | Reception Lobby - Ceiling (Typ Floor) | Sq.Ft. | 1916.476 | 15 | Approved
SOUTHWINDS PROJECT LLP (PHASE - III & IV) | FINISHING PHASE - IV | Internal Painting |  | WO/SP34/FW4/82 | INTERIO HUB | Reception Lobby - Wall (Typ Floor) | Reception Lobby - Wall (Typ Floor) | Sq.Ft. | 2158.882 | 15 | Approved
SOUTHWINDS PROJECT LLP (PHASE - III & IV) | HARDSCAPE & LANDSCAPE PHASE - IV | Road Works |  | WO/SP34/HL4/9 | Nirman Developer | Charges of PCC (1:4:8) for Bend | Charges of PCC (1:4:8) for Bend | Cum. | 1.142 | 1500 | Approved
The Ramdulari | BLOCK | Civil | Sub & Super Structure Work | WO/RP/RP02/98 | RAJ TRIMURTI INFRAPROJECT PVT. LTD. | Extra Work- 8th floor brickwork, RCC band, post & lintel after dismantling of existing work. | Extra Work- 8th floor brickwork, RCC band, post & lintel after dismantling of existing work. |  | 0 | 0 | Approved
The Ramdulari | BLOCK | Civil | Sub & Super Structure Work | WO/RP/RP02/98 | RAJ TRIMURTI INFRAPROJECT PVT. LTD. | 250mm Brick Work | Providing and erecting of 250mm thk /200MM AAC block work with AAC block for walls with mentioned thickness, using block fixing jointing materials 2-3 mm thin layer of ready mix jointing mortar for joining the AAC blocks finish with proper line and levelling, complete as per the instruction of the Architect/Engineers. Including racking of joints, Scaffolding, Transporting, Placing, Curing, Disposal of debris, cleaning of floor & Providing RCC Band & Post as per drawing & direction of EIC complete in all respect. (RCC band & Post will be paid separately in relevant item of works) (NOTE: 1. The Contractor should ensure that the surface of the masonry units is slightly wet prior to application of Sika Ultratech or similar block jointing materials, the masonry unit should be clean, the surface must be structurally sound and defects such as cracks, holes should be repaired prior to application as per manufacturer's instruction. Sika /Ultra Tech or similar clock jointing materials of 2-3 mm thick to be applied on the surface of the masonry units using a trowel specially used for AAC block, wooden rammer, Saw for cutting AAC block. Contractor should ensure that the masonry units are placed on evenly laid jointing mortar bed in proper line and level. 2. All necessary openings for doors, window, rolling shutters, any other cut-outs finished with proper plaster etc. to be provided as per detailed drawings. 3. Tie Blocks/ Keys to be left in the external walls for the internal walls as per working drawing complete. 4. AAC block, AAC block fixing material (ready mix powder with a powder-water ratio of max 0.5) will be supplied by Contractor) | Cum. | 2.58 | 7205.06 | Approved
The Ramdulari | BLOCK | Civil | Sub & Super Structure Work | WO/RP/RP02/98 | RAJ TRIMURTI INFRAPROJECT PVT. LTD. | 125mm Brick Work | All charges for Laying & constructing 100/150 mm thick AAC block walls with mentioned thickness, using block fixing jointing materials 2-3 mm thin layer of ready mix jointing mortar for joining the AAC blocks finish with proper line and levelling, complete as per the instruction of the Architect/Engineers. Including racking of joints, Scaffolding, Transporting, Placing, Curing, Disposal of debris, cleaning of floor & Providing RCC Band & Post as per drawing & direction of EIC complete in all respect. (RCC band & Post will be paid separately in relevant item of works) | Sq.Mtr. | 11.77 | 1050 | Approved
The Ramdulari | BLOCK | Civil | Sub & Super Structure Work | WO/RP/RP02/98 | RAJ TRIMURTI INFRAPROJECT PVT. LTD. | PLASTER | Providing and applying plaster plaster ( to internal walls) with sand and cement mortar including round off or chamfering of concrete surface , curing etc, complete as per direction of EIC - 12 mm thick sand cement mortar ( 6 parts sand : 1 part cement), up to plinth level . (Cement would be supplied by the employer free of cost, but subjected to reconciliation) | Sq.Mtr. | 20.161 | 273.66 | Approved
The Ramdulari | BLOCK | Civil | Sub & Super Structure Work | WO/RP/RP02/98 | RAJ TRIMURTI INFRAPROJECT PVT. LTD. | RCC BAND 150X250 | Charges for Providing & Fixing for RCC Band 150X250MM ,150X200 MM of AAC block at any level, (R.C.C (1:1.5:3) by site mix concrete 25 mm and down sized , screened and washed well graded stone chips including Shuttering & Reinforcement cost), at any floor level complete in all respect as per approved consultant drawing, specification and direction of EIC. (Rate including all required material, labour, tools and tackles necessary arrangements of the work.) (Cement & Reinforcement would be supplied by client but subjected to reconciliation.) | RMT | 3.845 | 500 | Approved
The Ramdulari | BLOCK | Civil | Sub & Super Structure Work | WO/RP/RP02/98 | RAJ TRIMURTI INFRAPROJECT PVT. LTD. | RCC BAND 150X125 | Charges for Providing & Fixing for RCC Band 150X125MM AAC block at any level, (R.C.C (1:1.5:3) by site mix concrete 25 mm and down sized , screened and washed well graded stone chips including Shuttering & Reinforcement cost), at any floor level complete in all respect as per approved consultant drawing, specification and direction of EIC. (Rate including all required material, labour, tools and tackles necessary arrangements of the work.). (Cement & Reinforcement would be supplied by client but subjected to reconciliation.) | RMT | 3.72 | 425 | Approved
The Ramdulari | BLOCK | Civil | Sub & Super Structure Work | WO/RP/RP02/98 | RAJ TRIMURTI INFRAPROJECT PVT. LTD. | RCC Lintel | Providing & fixing of RCC Lintel (250x200) mm for 250mm Brick work of AAC block at any level, (R.C.C (1:1.5:3) by site mix concrete 25 mm and down sized , screened and washed well graded stone chips including Shuttering & Reinforcement cost), at any floor level complete in all respect as per approved consultant drawing, specification and direction of EIC. (Rate including all required material, labour, tools and tackles necessary arrangements of the work.). (Cement & Reinforcement would be supplied by client but subjected to reconciliation.) | RMT | 1.25 | 1175 | Approved
The Ramdulari | BLOCK | Civil | Sub & Super Structure Work | WO/RP/RP02/98 | RAJ TRIMURTI INFRAPROJECT PVT. LTD. | RCC Lintel | Providing & fixing of RCC Lintel (200x150) mm for 250mm Brick work of AAC block at any level, (R.C.C (1:1.5:3) by site mix concrete 25 mm and down sized , screened and washed well graded stone chips including Shuttering & Reinforcement cost), at any floor level complete in all respect as per approved consultant drawing, specification and direction of EIC. (Rate including all required material, labour, tools and tackles necessary arrangements of the work.). (Cement & Reinforcement would be supplied by client but subjected to reconciliation.) | RMT | 2.595 | 705 | Approved
The Ramdulari | BLOCK | Civil | Sub & Super Structure Work | WO/RP/RP02/98 | RAJ TRIMURTI INFRAPROJECT PVT. LTD. | RCC Lintel | Providing & fixing of RCC Lintel (150x125) mm for 250mm Brick work of AAC block at any level, (R.C.C (1:1.5:3) by site mix concrete 25 mm and down sized , screened and washed well graded stone chips including Shuttering & Reinforcement cost), at any floor level complete in all respect as per approved consultant drawing, specification and direction of EIC. (Rate including all required material, labour, tools and tackles necessary arrangements of the work.). (Cement & Reinforcement would be supplied by client but subjected to reconciliation.) | RMT | 3.72 | 440.63 | Approved
The Ramdulari | BLOCK | Civil | Sub & Super Structure Work | WO/RP/RP02/98 | RAJ TRIMURTI INFRAPROJECT PVT. LTD. | RCC Post | Providing & fixing of RCC POST of 250 MM X 200 MM for Brick work of AAC block at any level, (R.C.C (1:1.5:3) by site mix concrete 25 mm and down sized , screened and washed well graded stone chips including Shuttering & Reinforcement cost), at any floor level complete in all respect as per approved consultant drawing, specification and direction of EIC. (Rate including all required material, labour, tools and tackles necessary arrangements of the work.). (Cement & Reinforcement would be supplied by client but subjected to reconciliation.) | RMT | 28.8 | 800 | Approved
The Ramdulari | BLOCK | Civil | Sub & Super Structure Work | WO/RP/RP02/98 | RAJ TRIMURTI INFRAPROJECT PVT. LTD. | RCC Post | Providing & fixing of RCC POST of 200 MM X 200 MM for Brick work of AAC block at any level, (R.C.C (1:1.5:3) by site mix concrete 25 mm and down sized , screened and washed well graded stone chips including Shuttering & Reinforcement cost), at any floor level complete in all respect as per approved consultant drawing, specification and direction of EIC. (Rate including all required material, labour, tools and tackles necessary arrangements of the work.). (Cement & Reinforcement would be supplied by client but subjected to reconciliation.) | RMT | 31.775 | 725 | Approved
The Ramdulari | BLOCK | Civil | Sub & Super Structure Work | WO/RP/RP02/98 | RAJ TRIMURTI INFRAPROJECT PVT. LTD. | RCC Post | Providing & fixing of RCC POST of 125 MM X 125 MM for Brick work of AAC block at any level, (R.C.C (1:1.5:3) by site mix concrete 25 mm and down sized , screened and washed well graded stone chips including Shuttering & Reinforcement cost), at any floor level complete in all respect as per approved consultant drawing, specification and direction of EIC. (Rate including all required material, labour, tools and tackles necessary arrangements of the work.). (Cement & Reinforcement would be supplied by client but subjected to reconciliation.) | RMT | 16.5 | 440 | Approved
The Ramdulari | BLOCK | Civil | Sub & Super Structure Work | WO/RP/RP02/98 | RAJ TRIMURTI INFRAPROJECT PVT. LTD. | RCC Post | Providing & fixing of RCC POST of 300 MM X 325 MM for Brick work of AAC block at any level, (R.C.C (1:1.5:3) by site mix concrete 25 mm and down sized , screened and washed well graded stone chips including Shuttering & Reinforcement cost), at any floor level complete in all respect as per approved consultant drawing, specification and direction of EIC. (Rate including all required material, labour, tools and tackles necessary arrangements of the work.). (Cement & Reinforcement would be supplied by client but subjected to reconciliation.) | RMT | 7.2 | 1300 | Approved
The Ramdulari | BLOCK | Civil | Sub & Super Structure Work | WO/RP/RP02/98 | RAJ TRIMURTI INFRAPROJECT PVT. LTD. | Above Roof - All miscellaneous civil work after removing of tower crane | Above Roof - All miscellaneous civil work after removing of tower crane |  | 0 | 0 | Approved
The Ramdulari | BLOCK | Civil | Sub & Super Structure Work | WO/RP/RP02/98 | RAJ TRIMURTI INFRAPROJECT PVT. LTD. | Ply Shuttering | Charges for providing, fabricating, erecting and fixing in position plained timber, laminated plywood centering and shuttering true to line and level, including making provision for cut out (plan area of cut out shall be paid as per provision of relevant IS code) steel propping, staging of required height, shuttering removal, applying shuttering oil, including required bracing, chamfering corners (of exposed edges) of beams, columns, walls, mullion post (if any), Lintel, Vertical Post, Band etc. complete to the entire satisfaction of Engineer-in-Charge. Rate shall include removal and dismantling the aforesaid assembly after specified period complete at all levels and leads for all items e.g. columns, beams, slabs, lintels, staircase, wall etc. of all profile coming above Roof. | Sq.Mtr. | 187.824 | 600 | Approved
The Ramdulari | BLOCK | Civil | Sub & Super Structure Work | WO/RP/RP02/98 | RAJ TRIMURTI INFRAPROJECT PVT. LTD. | Ply Shuttering | Charges for Lifting and Shifting of Ply Shuttering from ground to above roof and after completion lifting and shifting to ground floor. (upto 25th floor using Passenger Hoist & 25th to Above Roof by manual lifting) | Lump Sum | 1 | 25000 | Approved
The Ramdulari | BLOCK | Civil | Sub & Super Structure Work | WO/RP/RP02/98 | RAJ TRIMURTI INFRAPROJECT PVT. LTD. | Hand Mix Concrete | Charges for Providing and applying of R.C.C (1:1.5:3) by site mix concrete 25 mm and down sized , screened and washed well graded stone chips excluding shuttering, consolidation complete in all respect as per drawing, specification and direction of EIC. (Cement would be supplied by client, but subjected to reconciliation.) | Cum. | 21.298 | 5400 | Approved
The Ramdulari | BLOCK | Civil | Sub & Super Structure Work | WO/RP/RP02/98 | RAJ TRIMURTI INFRAPROJECT PVT. LTD. | Raw Material Lifting | Charges for Lifting and Shifting of Stone chips, Sand and Cement bags (upto 25th floor using Passenger Hoist & 25th to Above Roof by manual lifting) | Lump Sum | 1 | 33063 | Approved
The Ramdulari | BLOCK | Civil | Sub & Super Structure Work | WO/RP/RP02/98 | RAJ TRIMURTI INFRAPROJECT PVT. LTD. | Steel Work | Charges for providing and fixing of steel reinforcement (Tor Steel as per IS-1786, Fe 500) for RCC work including transporting, de-coiling, straightening, removing loose rust, cutting, bending and placing for all profile and for all lead & lift above Roof level and binding with 18 gauge annealed wire to the entire satisfaction of Engineer-in-Charge. Payment of steel shall be made as per drawing and approved bar bending schedule with permissible laps and paid on the basis of the sectional weights of bar as per relevant I.S. Code. The rate shall include cost of binding wire, spacers, pins, cover blocks which will not be measured separately for payment. (Reinforcement Steel Shall be supplied by Client subject to reconciliation) | MT | 0.471 | 14000 | Approved
The Ramdulari | BLOCK | Civil | Sub & Super Structure Work | WO/RP/RP02/98 | RAJ TRIMURTI INFRAPROJECT PVT. LTD. | Steel Lifting | Charges for Shifting and Lifting of materials and after completion scrap shifting to ground floor. (Above Roof to 25th lifting by manually & 25th to Gr Floor by using passenger hoist) | Lump Sum | 1 | 10000 | Approved
The Ramdulari | BLOCK | Civil | Sub & Super Structure Work | WO/RP/RP02/98 | RAJ TRIMURTI INFRAPROJECT PVT. LTD. | Extra Item for Misc. Civil Work | Extra Item for Misc. Civil Work |  | 0 | 0 | Approved
The Ramdulari | BLOCK | Civil | Sub & Super Structure Work | WO/RP/RP02/98 | RAJ TRIMURTI INFRAPROJECT PVT. LTD. | RCC Dismantling old foundation | Charges for doing dismantling of reinforced cement concrete of all thickness and grade to incorporate changes & revisions of drawings/design or as directed of PMC/Owner including barricading the area, providing caution board, cutting of reinforcement steel of the concrete, separating reinforcement steel & debris, all labour, materials, plant & machinery, tools & tackles etc. for all lead & lift, for all level including maintaining dump yard for debris & stacking reinforcement dia wise within the specified lines and levels to the entire satisfaction of PMC/Owner and subsequently if being directed by PMC/Owner, disposing debris at designated dump yard outside of the site premises as specified by statutory authorities under contractor’s own arrangement including all statutory sanction and royalties if any shall be paid by the contractor. If the dismantled material is not being advised by PMC/Owner to dispose it off, it shall be the property of the Owner however reinforcement steel of dismantled concrete shall be always the property of the Owner. | Cum. | 202.712 | 4500 | Approved
The Ramdulari | BLOCK | Civil | Sub & Super Structure Work | WO/RP/RP02/98 | RAJ TRIMURTI INFRAPROJECT PVT. LTD. | PCC at Basement | All Charges for laying 1:3:6/1:4:8 plain cement concrete (PCC) of required thickness below footings, rafts or any other location as specified in the drawing till Plinth level using 20 mm nominal size well-graded approved quality aggregate including vibrating / compacting, scaffolding as required establishing dewatering system by pumping / bailing out water, cleaning, preparing surfaces, junctions etc. including shuttering, curing complete as per drawing and direction of Engineer-in-Charge. (Cement will supplied by Client subject to reconciliation) | Cum. | 6.292 | 5500 | Approved
The Ramdulari | BLOCK | Civil | Sub & Super Structure Work | WO/RP/RP02/98 | RAJ TRIMURTI INFRAPROJECT PVT. LTD. | Reinforced Cement Concrete | Supply & laying charges for reinforced cement concrete (excluding cost of shuttering & reinforcement) for all leads and for all items e.g. columns, beams, slabs, lintels, staircase, retaining wall, machine foundation, pockets etc. of all profile coming till Plinth level using 20 mm nominal size & downgraded good quality aggregate as per design mix approved by Engineer-in-Charge. including vibrating/compacting, curing, scaffolding as required establishing dewatering system by pumping / bailing out water, cleaning, preparing surfaces, junctions etc. including curing complete to the entire satisfaction of Engineer-in-Charge. Cement concrete should have an ultimate crushing strength of not less than 700/600/400/300 Kg/sq.cm respectively on 15cm X15cm X 15cm cube at 28 days and source of concrete will be RMC. Special conditions: - Rates are quoted for all levels & heights. For material/cube testing, the contractor shall maintain QC lab, cube testing machine, sieves, slump cones, graduated cylinder, weight scales etc. in good working condition cost of which shall be included in the rate. Source of concrete will be RMC supplied by the Client. " The rates shall include the cost of plasticizer / super plasticizer of an approved brand to get the required workability/strength. The column beam junctions shall be with the grade of concrete as in column up to a distance of depth of beam in all directions & rate shall be inclusive of this. up to Plinth Level. (Cement will supplied by Client subject to reconciliation) | Cum. | 8.595 | 5400 | Approved
SOUTHWINDS PROJECT LLP (PHASE - III & IV) | FINISHING PHASE - IV | External Painting |  | WO/SP34/FW4/53 | ARTISAN | WPC & MS Structure Painting Work at MLCP Block | WPC & MS Structure Painting Work at MLCP Block as per approved drawing and direction of Engineer-in-Charge |  | 0 | 0 | Approved
SOUTHWINDS PROJECT LLP (PHASE - III & IV) | FINISHING PHASE - IV | External Painting |  | WO/SP34/FW4/53 | ARTISAN | 2 coats of Exterior Acrylic Emulsion paint over 1 coat of PENTASEAL UNICOAT 555-GREY (MAKE: GROWEL) | Providing and applying of 2 coats of Exterior Acrylic Emulsion paint over 1 coat of PENTASEAL UNICOAT 555-GREY (MAKE: GROWEL) of approved shade and make, on WPC Board including scraping, sand papering, all materials, labours, tools & tackles, all lead & lifts at all level with all finishing work as per approved drawing and direction of Engineer-in-Charge. Brand: Asian Paints/Berger/AkzoNable | Sq.Ft. | 10261.1 | 24 | Approved
SOUTHWINDS PROJECT LLP (PHASE - III & IV) | FINISHING PHASE - IV | External Painting |  | WO/SP34/FW4/53 | ARTISAN | 2 coats of epoxy based primer & 2 coats of PU based paint (Roller Finish) | Providing and applying of 2 coats of epoxy based primer & 2 coats of PU based paint (Roller Finish) of approved shade and make, on MS Frame Structure of WPC Fixing including scraping, sand papering, all materials, labours, tools & tackles, all lead & lifts at all level with all finishing work as per approved drawing and direction of Engineer-in-Charge. Brand: Asian Paints/Berger/AkzoNable | Sq.Ft. | 540 | 30 | Approved
The Ramdulari | BLOCK | Civil | Sub & Super Structure Work | WO/RP/RP02/98 | RAJ TRIMURTI INFRAPROJECT PVT. LTD. | All charges for duct front side new brickwork, plaster & RCC band completed as per instruction by EIC. (Providing of all materials with leading & lifting) | All charges for duct front side new brickwork, plaster & RCC band completed as per instruction by EIC. |  | 0 | 0 | Approved
The Ramdulari | BLOCK | Civil | Sub & Super Structure Work | WO/RP/RP02/98 | RAJ TRIMURTI INFRAPROJECT PVT. LTD. | 125 mm thick brick work | Supply & Labour charges for erecting 125 mm thick brick work with 1st class Conventional bricks for walls at Ledge Wall, Duct Wall, Gr. Floor and Above Roof of specified thickness in sand cement mortar (4 :1) including the cost of all material, labour, tools, tackles, scaffolding, curing etc. complete as per direction of Engineer-in-Charge and technical specification. (Cement would be supplied by client, but subjected to reconciliation.) Location: Gr to 24th Floor | Sq.Mtr. | 193.352 | 1220.22 | Approved
The Ramdulari | BLOCK | Civil | Sub & Super Structure Work | WO/RP/RP02/98 | RAJ TRIMURTI INFRAPROJECT PVT. LTD. | Plaster (Internal walls) | Supply & Labour charges for applying plaster ( to internal walls) with sand and cement mortar including round off or chamfering of concrete surface , curing etc, complete as per direction of EIC - 12 mm thick sand cement mortar ( 6 parts sand : 1 part cement), at any floor and level . (Cement would be supplied by the employer free of cost, but subjected to reconciliation) Location: Gr to 24th Floor | Sq.Mtr. | 277.825 | 273.66 | Approved
The Ramdulari | BLOCK | Civil | Sub & Super Structure Work | WO/RP/RP02/98 | RAJ TRIMURTI INFRAPROJECT PVT. LTD. | Band (125x150)mm | Providing & fixing of RCC band (125x150) for 125mm for Brick work by AAC block at 1200mm Lvl . Location: Gr to 24th Floor | RMT | 60.625 | 425 | Approved
The Ramdulari | BLOCK | Civil | Sub & Super Structure Work | WO/RP/RP02/98 | RAJ TRIMURTI INFRAPROJECT PVT. LTD. | Band (125x150)mm | Providing & fixing of RCC band (125x150) for 125mm for Brick work by AAC block at 2400mm Lvl . Location: Gr to 24th Floor | RMT | 66.25 | 450 | Approved
The Ramdulari | BLOCK | Civil | Sub & Super Structure Work | WO/RP/RP02/98 | RAJ TRIMURTI INFRAPROJECT PVT. LTD. | Aluform Material Shifting Work | Labour charges for manual shifting of Aluform materials to the ground floor after removal of the tower crane. (Above Roof to 25th lifting by manually & 25th to Gr Floor by using passenger hoist) | Nos | 113.25 | 700 | Approved
BHOPAL - COMMERCIAL | MARKETING | Marketing Office | Civil and Finishing Work of Marketing Office | WO/BPC/BPC4/15 | NAZEER IRON & STEEL TRADING CO. | Supply of MS Round/Square Tie Rod | Charges for Supply of MS Round/Square Tie Rod with bolt (Both Side Threaded) for puff sheet rectification work. (15 Pcs) | Kg | 70 | 110 | Approved
BHOPAL - COMMERCIAL | MARKETING | Marketing Office | Civil and Finishing Work of Marketing Office | WO/BPC/BPC4/15 | NAZEER IRON & STEEL TRADING CO. | Loading Charges | Loading Charges for MS Round/Square Tie Rod with bolt | Lump Sum | 1 | 100 | Approved
BHOPAL - COMMERCIAL | MARKETING | Marketing Office | Civil and Finishing Work of Marketing Office | WO/BPC/BPC4/15 | NAZEER IRON & STEEL TRADING CO. | Transportation Charges | Transportation Charges for MS Round/Square Tie Rod with bolt | Lump Sum | 1 | 850 | Approved
BHOPAL - COMMERCIAL | MARKETING | Marketing Office | Civil and Finishing Work of Marketing Office | WO/BPC/BPC4/15 | NAZEER IRON & STEEL TRADING CO. | Supply of Screw 25mm | Charges for Supply of 4.8 x 25mm long Self drilling screw for puff sheet rectification work. | Pcs. | 300 | 5.5 | Approved
SOUTHWINDS PROJECT LLP (PHASE - III & IV) | HARDSCAPE & LANDSCAPE PHASE - IV | Softscape |  | WO/SP34/HL4/15 | Green View | SHRUBS/FOLIAGE/PLANTS | SHRUBS/FOLIAGE/PLANTS (Location : As per Attached Annexure) |  | 0 | 0 | Amended & Approved
SOUTHWINDS PROJECT LLP (PHASE - III & IV) | HARDSCAPE & LANDSCAPE PHASE - IV | Softscape |  | WO/SP34/HL4/15 | Green View | GRASS | GRASS (Location : As per Attached Annexure) |  | 0 | 0 | Approved
SOUTHWINDS PROJECT LLP (PHASE - III & IV) | HARDSCAPE & LANDSCAPE PHASE - IV | Softscape |  | WO/SP34/HL4/15 | Green View | Mexican grass | Mexican grass | Sq.Mtr. | 603.75 | 155 | Approved
SOUTHWINDS PROJECT LLP (PHASE - III & IV) | CLUB PHASE - III & IV | Softscape |  | WO/SP34/CW34/32 | Green View | Ophiopogon Green | BOTANICAL NAME: Ophiopogon Green COMMON NAME: PLANT HEIGHT (MM): 200 SPACING (MM): 200 | Nos | 108 | 35 | Approved
SOUTHWINDS PROJECT LLP (PHASE - III & IV) | CLUB PHASE - III & IV | Softscape |  | WO/SP34/CW34/32 | Green View | Pandanus Variegated | BOTANICAL NAME: Pandanus Variegated COMMON NAME: PLANT HEIGHT (MM): 200 SPACING (MM): 250 | Nos | 178 | 50 | Approved
SOUTHWINDS PROJECT LLP (PHASE - III & IV) | CLUB PHASE - III & IV | Softscape |  | WO/SP34/CW34/32 | Green View | Areca Palm | BOTANICAL NAME: Areca Palm COMMON NAME: PLANT HEIGHT (MM): 600-900 SPACING (MM): 400 | Nos | 30 | 130 | Approved
SOUTHWINDS PROJECT LLP (PHASE - III & IV) | CLUB PHASE - III & IV | Softscape |  | WO/SP34/CW34/32 | Green View | Schefflera Variegated | BOTANICAL NAME: Schefflera Variegated COMMON NAME: PLANT HEIGHT (MM): 450 SPACING (MM): 350 | Nos | 58 | 110 | Approved
SOUTHWINDS PROJECT LLP (PHASE - III & IV) | CLUB PHASE - III & IV | Softscape |  | WO/SP34/CW34/32 | Green View | Golden Bamboo | BOTANICAL NAME: Golden Bamboo COMMON NAME: PLANT HEIGHT (MM): 600-900 SPACING (MM): 400 | Nos | 59 | 120 | Approved
SOUTHWINDS PROJECT LLP (PHASE - III & IV) | CLUB PHASE - III & IV | Softscape |  | WO/SP34/CW34/32 | Green View | Heliconia Psittacorum | BOTANICAL NAME: Heliconia Psittacorum COMMON NAME: PLANT HEIGHT (MM): 450-600 SPACING (MM): 350 | Nos | 121 | 50 | Approved
SOUTHWINDS PROJECT LLP (PHASE - III & IV) | FINISHING PHASE - IV | Wood Work |  | WO/SP34/FW4/83 | M.R. Furniture | Oak Wood Panelling Work at MLCP Block (Ground Floor) | Oak Wood Panelling Work at MLCP Block (Ground Floor) as per design requirements and direction of EIC. |  | 0 | 0 | Amended & Approved
SOUTHWINDS PROJECT LLP (PHASE - III & IV) | FINISHING PHASE - IV | Wood Work |  | WO/SP34/FW4/83 | M.R. Furniture | Wall Panelling | Labour charges of making and fixing of Wall Panelling with 12mm thick Ply Backing & making fluted oak wood finish as per drawing & EIC with allied material (i.e. nails, SS screw, PVC Gully, masking tape and gum) including all finishing at all level as per design requirements and direction of EIC. Only ply and Oak Wood will be supplied by client but subject to reconciliation | Sq.Ft. | 108.415 | 180 | Approved
SOUTHWINDS PROJECT LLP (PHASE - III & IV) | FINISHING PHASE - IV | Wood Work |  | WO/SP34/FW4/83 | M.R. Furniture | top of Wall Panelling | Labour Charges for fixing of Oak Wood top of Wall Panelling with supply of nails, SS screw, PVC Gully, masking tape and gum including all finishing at all level as per design requirements and direction of EIC. Only ply and Oak Wood will be supplied by client but subject to reconciliation. | Rft | 41.296 | 55 | Approved
SOUTHWINDS PROJECT LLP (PHASE - III & IV) | FINISHING PHASE - IV | Wood Work |  | WO/SP34/FW4/83 | M.R. Furniture | Polish over Oak Wood (95mm x 16mm x 830mm) Fluted Panelling | Labour Charges for Matt lacquer melamine Polish over Oak Wood (95mm x 16mm x 830mm) Fluted Panelling Including supply of all Materials etc. for completing the job as per approved dwg. & direction of EIC | Rft | 365.852 | 75 | Approved
SOUTHWINDS PROJECT LLP (PHASE - III & IV) | FINISHING PHASE - IV | Wood Work |  | WO/SP34/FW4/83 | M.R. Furniture | Polish over Oak Wood Groov (6mm) | Labour Charges for Matt lacquer melamine Polish over Oak Wood Groov (6mm) Including supply of all Materials etc. for completing the job as per approved dwg. & direction of EIC | Rft | 414.823 | 30 | Approved
SOUTHWINDS PROJECT LLP (PHASE - III & IV) | FINISHING PHASE - IV | Wood Work |  | WO/SP34/FW4/83 | M.R. Furniture | Polish over 3 side Oak Wood (40mm x 32mm) top Border of Wall Panelling | Labour Charges for Matt lacquer melamine Polish over 3 side Oak Wood (40mm x 32mm) top Border of Wall Panelling Including supply of all Materials etc. for completing the job as per approved dwg. & direction of EIC | Rft | 41.296 | 65 | Approved
SOUTHWINDS PROJECT LLP (PHASE - III & IV) | FINISHING PHASE - IV | Wood Work |  | WO/SP34/FW4/83 | M.R. Furniture | loading - unloading. | Charges for loading - unloading, transportation, hire charges for machinery as per direction of Engineer-in-Charge | Lump Sum | 1 | 3030 | Approved
The Ramdulari | BLOCK | Window and Glazing |  | WO/RP/RP02/99 | Sangita Gaurisaria | Temporary window Covering Work | Temporary window Covering Work |  | 0 | 0 | Amended & Approved
The Ramdulari | BLOCK | Window and Glazing |  | WO/RP/RP02/99 | Sangita Gaurisaria | Labour charges for fixing 6mm thick plywood o cover 1st Floor sliding windows | Labour charges for fixing 6mm thick plywood board (8' x 4') and 3" x 2" battens to cover 1st Floor sliding windows, as per BOQ and direction of Engineer-in-Charge. All materials will be supplied by the client. Rate includes cutting, fitting, fixing with screws/nails, and lifting & shifting of materials at site. | Sq.Ft. | 474 | 45 | Approved
The Ramdulari | BLOCK | Window and Glazing |  | WO/RP/RP02/99 | Sangita Gaurisaria | Labour charges for fixing 5mm thick FRP Board (7’ x 3’) | Labour charges for fixing 5mm thick FRP Board (7’ x 3’) to cover 26th Floor Lounge Area, as per BOQ and direction of Engineer-in-Charge. All materials will be supplied by the client. Rate includes cutting, fitting, fixing with screws/nails, and lifting & shifting of materials at site. | Sq.Ft. | 345.5 | 45 | Approved
The Ramdulari | BLOCK | Window and Glazing |  | WO/RP/RP02/99 | Sangita Gaurisaria | Labour charges for fixing 8mm thick Cement Board | Labour charges for fixing 8mm thick Cement Board to cover Stair Case Window, AC Ledge, Fire Refuge Area Glass Poetion as per BOQ and direction of Engineer-in-Charge. All materials will be supplied by the client. Rate includes cutting, fitting, fixing with screws/nails, and lifting & shifting of materials at site. | Sq.Ft. | 818.065 | 60 | Approved
SOUTHWINDS PROJECT LLP (PHASE - III & IV) | CLUB PHASE - III & IV | Softscape |  | WO/SP34/CW34/32 | Green View | Ixora Chinesis (Mini) | BOTANICAL NAME: Ixora Chinesis (Mini) COMMON NAME: PLANT HEIGHT (MM): 300 SPACING (MM): 300 | Nos | 67 | 45 | Approved
SOUTHWINDS PROJECT LLP (PHASE - III & IV) | CLUB PHASE - III & IV | Softscape |  | WO/SP34/CW34/32 | Green View | Plumeria Alba | BOTANICAL NAME: Plumeria Alba COMMON NAME: PLANT HEIGHT (MM): 900-1200 SPACING (MM): As Show | Nos | 3 | 800 | Approved
SOUTHWINDS PROJECT LLP (PHASE - III & IV) | CLUB PHASE - III & IV | Softscape |  | WO/SP34/CW34/32 | Green View | Vernonia Curtain Ceeper | BOTANICAL NAME: Vernonia Curtain Ceeper COMMON NAME: PLANT HEIGHT (MM): 300 SPACING (MM): 200 | Nos | 133 | 35 | Approved
SOUTHWINDS PROJECT LLP (PHASE - III & IV) | CLUB PHASE - III & IV | Softscape |  | WO/SP34/CW34/32 | Green View | Stand Kamini | BOTANICAL NAME: Stand Kamini COMMON NAME: PLANT HEIGHT (MM): 300-450 SPACING (MM): 350 | Nos | 51 | 80 | Approved
SOUTHWINDS PROJECT LLP (PHASE - III & IV) | CLUB PHASE - III & IV | Softscape |  | WO/SP34/CW34/32 | Green View | Syzygium Campanulatum | BOTANICAL NAME: Syzygium Campanulatum COMMON NAME: PLANT HEIGHT (MM): 300-450 SPACING (MM): 350 | Nos | 65 | 140 | Approved
SOUTHWINDS PROJECT LLP (PHASE - III & IV) | CLUB PHASE - III & IV | Softscape |  | WO/SP34/CW34/32 | Green View | Hymenocallis Littoralis | BOTANICAL NAME: Hymenocallis Littoralis COMMON NAME: Spider Lily PLANT HEIGHT (MM): 300-450 SPACING (MM): 350 | Nos | 60 | 35 | Approved
AARANYA | EXPERIENCE CENTER | Plumbing/Sanitory |  | WO/PKB/PKX/18 | PRAHALLAD CONSTRUCTION PRIVATE LIMITED | 20 mm dia (PVC) | 20 mm dia (PVC) | Nos | 3 | 150 | Approved
AARANYA | EXPERIENCE CENTER | Plumbing/Sanitory |  | WO/PKB/PKX/18 | PRAHALLAD CONSTRUCTION PRIVATE LIMITED | 25 mm dia (PVC) | 25 mm dia (PVC) | Nos | 1 | 200 | Approved
AARANYA | EXPERIENCE CENTER | Plumbing/Sanitory |  | WO/PKB/PKX/18 | PRAHALLAD CONSTRUCTION PRIVATE LIMITED | 40 mm dia (PVC) | 40 mm dia (PVC) | Nos | 1 | 500 | Approved
SOUTHWINDS PROJECT LLP (PHASE - III & IV) | CLUB PHASE - III & IV | Softscape |  | WO/SP34/CW34/32 | Green View | Spathodea Campanulata | BOTANICAL NAME: Spathodea Campanulata COMMON NAME: PLANT HEIGHT (MM): 3000-3600 SPACING (MM): As Show | Nos | 1 | 2500 | Approved
SOUTHWINDS PROJECT LLP (PHASE - III & IV) | HARDSCAPE & LANDSCAPE PHASE - IV | Softscape |  | WO/SP34/HL4/16 | Green View | Plantation Charges of SHRUBS/FOLIAGE/PLANTS | Plantation Charges of SHRUBS/FOLIAGE/PLANTS | Nos | 19223 | 2 | Amended & Approved
SOUTHWINDS PROJECT LLP (PHASE - III & IV) | HARDSCAPE & LANDSCAPE PHASE - IV | Softscape |  | WO/SP34/HL4/16 | Green View | Charges for Manure of SHRUBS/FOLIAGE/PLANTS | Charges for Manure of SHRUBS/FOLIAGE/PLANTS | Nos | 19223 | 3 | Amended & Approved
SOUTHWINDS PROJECT LLP (PHASE - III & IV) | HARDSCAPE & LANDSCAPE PHASE - IV | Softscape |  | WO/SP34/HL4/16 | Green View | Transportation Charges for SHRUBS/FOLIAGE/PALMS | Transportation Charges for SHRUBS/FOLIAGE/PALMS | Nos | 19223 | 2.25 | Amended & Approved
SOUTHWINDS PROJECT LLP (PHASE - III & IV) | HARDSCAPE & LANDSCAPE PHASE - IV | Softscape |  | WO/SP34/HL4/16 | Green View | Plantation Charges of GRASS | Plantation Charges of GRASS |  | 0 | 0 | Approved
SOUTHWINDS PROJECT LLP (PHASE - III & IV) | HARDSCAPE & LANDSCAPE PHASE - IV | Softscape |  | WO/SP34/HL4/16 | Green View | Mexican grass | Mexican grass | Sq.Mtr. | 603.75 | 10 | Approved
SOUTHWINDS PROJECT LLP (PHASE - III & IV) | CLUB PHASE - III & IV | Softscape |  | WO/SP34/CW34/33 | Green View | Plantation Charges of SHRUBS/FOLIAGE/PLANTS | Plantation Charges of SHRUBS/FOLIAGE/PLANTS | Nos | 933 | 2 | Amended & Approved
SOUTHWINDS PROJECT LLP (PHASE - III & IV) | CLUB PHASE - III & IV | Softscape |  | WO/SP34/CW34/33 | Green View | Charges for Transportation & Lifting by Lift of SHRUBS/FOLIAGE/PLANTS (Except : Plumeria Alba) | Charges for Transportation & Lifting by Lift of SHRUBS/FOLIAGE/PLANTS (Except : Plumeria Alba) | Nos | 930 | 3.25 | Amended & Approved
SOUTHWINDS PROJECT LLP (PHASE - III & IV) | CLUB PHASE - III & IV | Softscape |  | WO/SP34/CW34/33 | Green View | Plantation Charges of Tree | Plantation Charges of Tree | Nos | 1 | 100 | Approved
Primarc Chambers | BLOCK | Plumbing/Sanitory | Internal Plumbing | WO/PCH/PC01/19 | Bdcon Engineers Pvt. Ltd. | Hand Dryer | Labour Charges for Handling, lifting, Fitting, fixing of the Hand Dryer with necessary fittings and fixing materials, complete as per the direction of EIC | Nos. | 14 | 175 | Approved
Primarc Chambers | BLOCK | Plumbing/Sanitory | Internal Plumbing | WO/PCH/PC01/19 | Bdcon Engineers Pvt. Ltd. | Paper Towel Dispenser | Labour charges for fitting ,fixing the Paper Towel Dispenser with necessary fittings and fixing materials, complete as per the direction of EIC | Nos. | 34 | 175 | Approved
Primarc Chambers | BLOCK | Plumbing/Sanitory | Internal Plumbing | WO/PCH/PC01/19 | Bdcon Engineers Pvt. Ltd. | 50mm Dia Water Meter | Labour charges for fitting ,fixing the 50mm Dia Water Meter with necessary fittings and fixing materials, complete as per the direction of EIC . Location: New Borewell area | Nos. | 1 | 291 | Approved
Primarc Chambers | BLOCK | Plumbing/Sanitory | Internal Plumbing | WO/PCH/PC01/19 | Bdcon Engineers Pvt. Ltd. | 50mm Dia Non-Return Valve | Labour charges for fitting ,fixing the 50mm Dia Non-Return Valve with necessary fittings and fixing materials, complete as per the direction of EIC. Location: New Borewell, STP & WTP. | Nos. | 3 | 240 | Approved
SOUTHWINDS PROJECT LLP (PHASE - III & IV) | CLUB PHASE - III & IV | Softscape |  | WO/SP34/CW34/33 | Green View | Charges for Transportation & Lifting of Tree | Charges for Transportation & Lifting of Tree | Nos | 1 | 230 | Approved
SOUTHWINDS PROJECT LLP (PHASE - III & IV) | CLUB PHASE - III & IV | Softscape |  | WO/SP34/CW34/33 | Green View | Charges for Transportation & Lifting of Plumeria Alba (SHRUBS) | Charges for Transportation & Lifting of Plumeria Alba (SHRUBS) | Nos | 3 | 52.25 | Approved
SOUTHWINDS PROJECT LLP (PHASE - III & IV) | CLUB PHASE - III & IV | Softscape |  |  |  | Charges for Bamboo Supprot of Tree | Charges for Bamboo Supprot of Tree | Nos |  |  | Approved
The Soul, Rajarhat | BASEMENT WITH PODIUM | Civil | Misc Civil Work | WO/HR01/BP01/79 | Nirman Developer | All Charges for PCC Dismantling Work | All charges for doing dismantling of cement concrete of all thickness and grade to incorporate changes & revisions of drawings/design or as directed of Engineer-in-Charge including barricading the area, providing caution board, all labour, materials, plant & machinery, tools & tackles etc. for all lead & lift, for all level including maintaining dump yard for debris within the specified lines and levels to the entire satisfaction of Engineer-in-Charge and subsequently if being directed by Engineer-in-Charge, disposing full or part of the dismantled material & its debris at designated dump yard outside of the site premises as specified by statutory authorities under contractor’s own arrangement including all statutory sanction and royalties if any shall be paid by the contractor. If the dismantled material is not being advised by Engineer-in-Charge to dispose it off, it shall be the property of the client. | Lump Sum | 1 | 50000 | Approved
Primarc Chambers | BLOCK | Plumbing/Sanitory | External Plumbing | WO/PCH/PC01/67 | SATYA AGRO IRRIGATION CO. | 6" Circular Valve Box with cover | 6" Circular Valve Box with cover Make-Rain Bird(USA) | Nos. | 9 | 700 | Approved
The Ramdulari | BLOCK | Wood Work |  | WO/RP/RP02/100 | Sangita Gaurisaria | Charges for Supply & Fixing of Shaft Door. | Charges for Supply and Fixing of Hilux Board Above Shaft Door, including all materials, labour, tools, and accessories, complete in all respects as per approved drawings, specifications, and the direction of the Engineer-in-Charge (EIC). The rate shall be inclusive of, but not limited to, the following: 1. Wooden Frame a. Providing and fixing wooden batten frame (Randa finish) for the framework, including proper cutting, joining, alignment, and secure fixing in position using necessary nails/screws and approved quality adhesive. b. Ensuring the frame is rigid, levelled, and prepared to receive the Hilux board cladding. 2. Hilux Board Cladding a. Supplying and fixing 8 mm thick Hilux board (approx. size 6’ × 4’) over the wooden framework, to be flushed with the wall finish with a 4 mm groove as shown in the approved drawings. b. Cutting the boards to the required size, fixing with approved screws, and ensuring proper joint alignment. | Sq.Ft. | 1518.5 | 95 | Amended & Draft
Primarc Aadvika | BLOCK | Piling Work |  | WO/HW1/PHW9/1 | SEKH CONSTRUCTION | Piling Work | Charges for providing, boring, and casting of bored cast-in-situ reinforced cement concrete piles by hydraulic rotary piling rig with polymer circulation, including setting out of pile locations, preparing working platforms, installation of temporary mild steel casing of adequate length or as recomended by structural consultant and standard thickness to maintain bore stability where required, boring through all types of soil strata as encountered, cleaning the borehole by flushing with approved polymer slurry, fabricating and lowering reinforcement cages with proper spacers/centralizers, including welding, transporting, decoiling, straightening, removing loose rust, and binding with 18-gauge annealed wire to the complete satisfaction of the Engineer-in-Charge; concreting with M-30 grade reinforced cement concrete using the tremie method in a single continuous operation, ensuring adequate projection of the pile above cut-off level as per approved drawings; withdrawing temporary casing progressively during concreting based on site conditions; disposing excavated material and slurry within a 50 m lead; and carrying out all incidental works such as mobilization/demobilization, safety measures, and compliance with IS:2911 (Part 1/Sec 2), including cost of all tools, tackles, equipment, plants, and machinery complete in all respects as per approved drawings and as directed by the Engineer-in-Charge. The rate shall be inclusive of binding wire, cover blocks, and all consumables, which will not be measured separately for payment. (Only cement for cover block , RMC, and reinforcement steel will be supplied by the Client, subject to reconciliation.) Measurement: Length of pile for payment shall be measured from the cut-off level to the pile toe (termination level) as shown in the approved drawings. The rate shall also include the cost of the additional projection above cut-off level as per drawings. Notes: (i) The cement concrete (M-30 grade) shall have an ultimate crushing strength of not less than 300 kg/sq.cm on a 15 cm × 15 cm × 15 cm cube at 28 days, with cement content not less than 400 kg/m³. (ii) Polymer of approved make and brand shall be used for bore stability. |  | 0 | 0 | Amended & Approved
Primarc Aadvika | BLOCK | Piling Work |  | WO/HW1/PHW9/1 | SEKH CONSTRUCTION | 1000 mm diameter | 1000 mm diameter | RMT | 0 | 2490 | Approved
Primarc Aadvika | BLOCK | Piling Work |  | WO/HW1/PHW9/1 | SEKH CONSTRUCTION | 750 mm diameter | 750 mm diameter | RMT | 942.55 | 2190 | Approved
Primarc Aadvika | BLOCK | Piling Work |  | WO/HW1/PHW9/1 | SEKH CONSTRUCTION | Empty boring | Empty boring for piles from existing ground level to projection of concrete above cut-off level, including cleaning/flushing, dewatering, silver sand supply & placement, disposal of surplus excavated material to designated location and temporary support (casing) where necessary to maintain bore stability. Rate shall include labour, plant, tools, polymer (if required), and all incidental works to complete the item as per site conditions and as directed by Engineer-in-Charge. Measurement: Measured from existing ground level to the projection of concrete above the cut-off level of the pile. |  | 0 | 0 | Amended & Approved
Primarc Aadvika | BLOCK | Piling Work |  | WO/HW1/PHW9/1 | SEKH CONSTRUCTION | 1000 mm diameter | 1000 mm diameter | RMT | 0 | 3074 | Approved
Primarc Aadvika | BLOCK | Piling Work |  | WO/HW1/PHW9/1 | SEKH CONSTRUCTION | 750 mm diameter | 750 mm diameter | RMT | 92.263 | 2800 | Approved
Primarc Aadvika | BLOCK | Piling Work |  | WO/HW1/PHW9/1 | SEKH CONSTRUCTION | RCC disc Fixing | Charges for providing and fixing a precast reinforced cement concrete (M25/M30 grade) disc block of 800 mm diameter and 100 mm thickness at the bottom of each pile, including cutting and binding of reinforcement, placing of concrete, curing, transportation, lowering into position, and installation as per approved drawings, technical specifications, and directions of the Engineer-in-Charge. Rate shall include all materials, labour, tools, equipment, and incidental works for proper completion of the item. (Only RMC and reinforcement steel will be supplied by the Client, subject to reconciliation.)- For 1000mm dia pile only |  | 0 | 0 | Approved
Primarc Aadvika | BLOCK | Piling Work |  | WO/HW1/PHW9/1 | SEKH CONSTRUCTION | Shaft length 15.075 Rm | Shaft length 15.075 Rm | Nos | 0 | 400 | Approved
Primarc Aadvika | BLOCK | Piling Work |  | WO/HW1/PHW9/1 | SEKH CONSTRUCTION | Shaft length 18.575 Rm | Shaft length 18.575 Rm | Nos | 0 | 400 | Approved
Primarc Aadvika | BLOCK | Piling Work |  | WO/HW1/PHW9/1 | SEKH CONSTRUCTION | PVC pile Fixing | Charges for fixing of 2 nos. 65 mm diameter PVC pipe with 5 mm wall thickness alongwith the reinforcement cage (inside of stirrup) in position as per approved drawings and instructions of the Engineer-in-Charge. The scope includes accurate alignment, securing the pipe firmly, ensuring proper positioning as specified in the design, and all necessary labour, tools, equipment, and site supervision to complete the work satisfactorily. (PVC pipe materials will be supplied by the Client, subject to reconciliation.)- For 1000mm dia pile only |  | 0 | 0 | Approved
Primarc Aadvika | BLOCK | Piling Work |  | WO/HW1/PHW9/1 | SEKH CONSTRUCTION | Shaft length 15.075 Rm | Shaft length 15.075 Rm | Nos | 23 | 400 | Approved
Primarc Aadvika | BLOCK | Piling Work |  | WO/HW1/PHW9/1 | SEKH CONSTRUCTION | Shaft length 18.575 Rm | Shaft length 18.575 Rm | Nos | 11 | 400 | Approved
SOUTHWINDS PROJECT LLP (PHASE - III & IV) | HARDSCAPE & LANDSCAPE PHASE - IV | Softscape |  | WO/SP34/HL4/15 | Green View | Alpinia zerumbet - PLANT HEIGHT (MM): 450 SPACING (MM): 300 | BOTANICAL NAME: Alpinia zerumbet COMMON NAME: PLANT HEIGHT (MM): 450 SPACING (MM): 300 | Nos | 58 | 100 | Approved
SOUTHWINDS PROJECT LLP (PHASE - III & IV) | HARDSCAPE & LANDSCAPE PHASE - IV | Softscape |  | WO/SP34/HL4/15 | Green View | Alpinia zerumbet - PLANT HEIGHT (MM): 300-450 SPACING (MM): 300 | BOTANICAL NAME: Alpinia zerumbet COMMON NAME: PLANT HEIGHT (MM): 300-450 SPACING (MM): 300 | Nos | 477 | 60 | Approved
SOUTHWINDS PROJECT LLP (PHASE - III & IV) | HARDSCAPE & LANDSCAPE PHASE - IV | Softscape |  | WO/SP34/HL4/15 | Green View | Aralia - PLANT HEIGHT (MM): 300 SPACING (MM): 300 | BOTANICAL NAME: Aralia COMMON NAME: PLANT HEIGHT (MM): 300 SPACING (MM): 300 | Nos | 282 | 45 | Approved
SOUTHWINDS PROJECT LLP (PHASE - III & IV) | HARDSCAPE & LANDSCAPE PHASE - IV | Softscape |  | WO/SP34/HL4/15 | Green View | Areca palm - PLANT HEIGHT (MM): 1200 SPACING (MM): 400 | BOTANICAL NAME: Areca palm COMMON NAME: PLANT HEIGHT (MM): 1200 SPACING (MM): 400 | Nos | 38 | 170 | Approved
SOUTHWINDS PROJECT LLP (PHASE - III & IV) | HARDSCAPE & LANDSCAPE PHASE - IV | Softscape |  | WO/SP34/HL4/15 | Green View | Areca palm - PLANT HEIGHT (MM): 900-1200 SPACING (MM): 450 | BOTANICAL NAME: Areca palm COMMON NAME: PLANT HEIGHT (MM): 900-1200 SPACING (MM): 450 | Nos | 90 | 170 | Approved
SOUTHWINDS PROJECT LLP (PHASE - III & IV) | HARDSCAPE & LANDSCAPE PHASE - IV | Softscape |  | WO/SP34/HL4/15 | Green View | Areca palm - PLANT HEIGHT (MM): 600-900 SPACING (MM): 600 | BOTANICAL NAME: Areca palm COMMON NAME: PLANT HEIGHT (MM): 600-900 SPACING (MM): 600 | Nos | 422 | 130 | Approved
SOUTHWINDS PROJECT LLP (PHASE - III & IV) | HARDSCAPE & LANDSCAPE PHASE - IV | Softscape |  | WO/SP34/HL4/15 | Green View | Calathea lutea -PLANT HEIGHT (MM): 1200-1500 SPACING (MM): 400 | BOTANICAL NAME: Calathea lutea COMMON NAME: PLANT HEIGHT (MM): 1200-1500 SPACING (MM): 400 | Nos | 16 | 650 | Approved
SOUTHWINDS PROJECT LLP (PHASE - III & IV) | HARDSCAPE & LANDSCAPE PHASE - IV | Softscape |  | WO/SP34/HL4/15 | Green View | Calathea lutea -PLANT HEIGHT (MM): 900-1200 SPACING (MM): 450 | BOTANICAL NAME: Calathea lutea COMMON NAME: PLANT HEIGHT (MM): 900-1200 SPACING (MM): 450 | Nos | 24 | 650 | Approved
SOUTHWINDS PROJECT LLP (PHASE - III & IV) | HARDSCAPE & LANDSCAPE PHASE - IV | Softscape |  | WO/SP34/HL4/15 | Green View | Calathea lutea -PLANT HEIGHT (MM): 600-900 SPACING (MM): 450 | BOTANICAL NAME: Calathea lutea COMMON NAME: PLANT HEIGHT (MM): 600-900 SPACING (MM): 450 | Nos | 336 | 650 | Approved
SOUTHWINDS PROJECT LLP (PHASE - III & IV) | HARDSCAPE & LANDSCAPE PHASE - IV | Softscape |  | WO/SP34/HL4/15 | Green View | Canna variegated - PLANT HEIGHT (MM): 450 SPACING (MM): 350 | BOTANICAL NAME: Canna variegated COMMON NAME: PLANT HEIGHT (MM): 450 SPACING (MM): 350 | Nos | 32 | 55 | Approved
SOUTHWINDS PROJECT LLP (PHASE - III & IV) | HARDSCAPE & LANDSCAPE PHASE - IV | Softscape |  | WO/SP34/HL4/15 | Green View | Canna variegated - PLANT HEIGHT (MM): 450-600 SPACING (MM): 400 | BOTANICAL NAME: Canna variegated COMMON NAME: PLANT HEIGHT (MM): 450-600 SPACING (MM): 400 | Nos | 655 | 60 | Approved
SOUTHWINDS PROJECT LLP (PHASE - III & IV) | HARDSCAPE & LANDSCAPE PHASE - IV | Softscape |  | WO/SP34/HL4/15 | Green View | Dianella variegated - PLANT HEIGHT (MM): 200 SPACING (MM): 250 | BOTANICAL NAME: Dianella variegated COMMON NAME: PLANT HEIGHT (MM): 200 SPACING (MM): 250 | Nos | 550 | 45 | Approved
SOUTHWINDS PROJECT LLP (PHASE - III & IV) | HARDSCAPE & LANDSCAPE PHASE - IV | Softscape |  | WO/SP34/HL4/15 | Green View | Dracena mahatma - PLANT HEIGHT (MM): 300 SPACING (MM): 350 | BOTANICAL NAME: Dracena mahatma COMMON NAME: PLANT HEIGHT (MM): 300 SPACING (MM): 350 | Nos | 0 | 45 | Approved
SOUTHWINDS PROJECT LLP (PHASE - III & IV) | HARDSCAPE & LANDSCAPE PHASE - IV | Softscape |  | WO/SP34/HL4/15 | Green View | Dracena mahatma - PLANT HEIGHT (MM): 300-450 SPACING (MM): 350 | BOTANICAL NAME: Dracena mahatma COMMON NAME: PLANT HEIGHT (MM): 300-450 SPACING (MM): 350 | Nos | 737 | 45 | Approved
SOUTHWINDS PROJECT LLP (PHASE - III & IV) | HARDSCAPE & LANDSCAPE PHASE - IV | Softscape |  | WO/SP34/HL4/15 | Green View | Dracena reflexa - PLANT HEIGHT (MM): 450 SPACING (MM): 300 | BOTANICAL NAME: Dracena reflexa COMMON NAME: PLANT HEIGHT (MM): 450 SPACING (MM): 300 | Nos | 30 | 55 | Approved
SOUTHWINDS PROJECT LLP (PHASE - III & IV) | HARDSCAPE & LANDSCAPE PHASE - IV | Softscape |  | WO/SP34/HL4/15 | Green View | Dracena reflexa - PLANT HEIGHT (MM): 300 SPACING (MM): 350 | BOTANICAL NAME: Dracena reflexa COMMON NAME: PLANT HEIGHT (MM): 300 SPACING (MM): 350 | Nos | 546 | 50 | Approved
SOUTHWINDS PROJECT LLP (PHASE - III & IV) | HARDSCAPE & LANDSCAPE PHASE - IV | Softscape |  | WO/SP34/HL4/15 | Green View | Fern - PLANT HEIGHT (MM): 300 SPACING (MM): 300 | BOTANICAL NAME: Fern COMMON NAME: PLANT HEIGHT (MM): 300 SPACING (MM): 300 | Nos | 82 | 40 | Approved
SOUTHWINDS PROJECT LLP (PHASE - III & IV) | HARDSCAPE & LANDSCAPE PHASE - IV | Softscape |  | WO/SP34/HL4/15 | Green View | Gardenia jasminoids - PLANT HEIGHT (MM): 450-600 SPACING (MM): 350 | BOTANICAL NAME: Gardenia jasminoids COMMON NAME: PLANT HEIGHT (MM): 450-600 SPACING (MM): 350 | Nos | 492 | 50 | Approved
SOUTHWINDS PROJECT LLP (PHASE - III & IV) | HARDSCAPE & LANDSCAPE PHASE - IV | Softscape |  | WO/SP34/HL4/15 | Green View | Raphis Palm - PLANT HEIGHT (MM): 450-600 SPACING (MM): 350 | BOTANICAL NAME: Raphis Palm COMMON NAME: PLANT HEIGHT (MM): 450-600 SPACING (MM): 350 | Nos | 0 | 180 | Approved
SOUTHWINDS PROJECT LLP (PHASE - III & IV) | HARDSCAPE & LANDSCAPE PHASE - IV | Softscape |  | WO/SP34/HL4/15 | Green View | Gardenia Veitchji - Small Leaves - PLANT HEIGHT (MM): 450-600 SPACING (MM): 350 | BOTANICAL NAME: Gardenia Veitchji - Small Leaves COMMON NAME: PLANT HEIGHT (MM): 450-600 SPACING (MM): 350 | Nos | 23 | 50 | Approved
SOUTHWINDS PROJECT LLP (PHASE - III & IV) | HARDSCAPE & LANDSCAPE PHASE - IV | Softscape |  | WO/SP34/HL4/15 | Green View | Heliconia psittacorum - PLANT HEIGHT (MM): 300 SPACING (MM): 350 | BOTANICAL NAME: Heliconia psittacorum COMMON NAME: PLANT HEIGHT (MM): 300 SPACING (MM): 350 | Nos | 120 | 50 | Approved
SOUTHWINDS PROJECT LLP (PHASE - III & IV) | HARDSCAPE & LANDSCAPE PHASE - IV | Softscape |  | WO/SP34/HL4/15 | Green View | Heliconia psittacorum - PLANT HEIGHT (MM): 300-450 SPACING (MM): 400 | BOTANICAL NAME: Heliconia psittacorum COMMON NAME: PLANT HEIGHT (MM): 300-450 SPACING (MM): 400 | Nos | 10 | 50 | Approved
SOUTHWINDS PROJECT LLP (PHASE - III & IV) | HARDSCAPE & LANDSCAPE PHASE - IV | Softscape |  | WO/SP34/HL4/15 | Green View | Heliconia psittacorum - PLANT HEIGHT (MM): 450-600 SPACING (MM): 400 | BOTANICAL NAME: Heliconia psittacorum COMMON NAME: PLANT HEIGHT (MM): 450-600 SPACING (MM): 400 | Nos | 1338 | 50 | Approved
SOUTHWINDS PROJECT LLP (PHASE - III & IV) | HARDSCAPE & LANDSCAPE PHASE - IV | Softscape |  | WO/SP34/HL4/15 | Green View | Howea forsteriana - PLANT HEIGHT (MM): 900-1200 SPACING (MM): 450 | BOTANICAL NAME: Howea forsteriana COMMON NAME: PLANT HEIGHT (MM): 900-1200 SPACING (MM): 450 | Nos | 132 | 180 | Approved
SOUTHWINDS PROJECT LLP (PHASE - III & IV) | HARDSCAPE & LANDSCAPE PHASE - IV | Softscape |  | WO/SP34/HL4/15 | Green View | Hymenocallis - PLANT HEIGHT (MM): 300 SPACING (MM): 300 | BOTANICAL NAME: Hymenocallis COMMON NAME: PLANT HEIGHT (MM): 300 SPACING (MM): 300 | Nos | 2291 | 35 | Approved
SOUTHWINDS PROJECT LLP (PHASE - III & IV) | HARDSCAPE & LANDSCAPE PHASE - IV | Softscape |  | WO/SP34/HL4/15 | Green View | Hymenocallis - PLANT HEIGHT (MM): 200 SPACING (MM): 250 | BOTANICAL NAME: Hymenocallis COMMON NAME: PLANT HEIGHT (MM): 200 SPACING (MM): 250 | Nos | 22 | 35 | Approved
SOUTHWINDS PROJECT LLP (PHASE - III & IV) | HARDSCAPE & LANDSCAPE PHASE - IV | Softscape |  | WO/SP34/HL4/15 | Green View | Ixora chinensis (pink rangan) - PLANT HEIGHT (MM): 300 SPACING (MM): 300 | BOTANICAL NAME: Ixora chinensis (pink rangan) COMMON NAME: PLANT HEIGHT (MM): 300 SPACING (MM): 300 | Nos | 0 | 40 | Approved
SOUTHWINDS PROJECT LLP (PHASE - III & IV) | HARDSCAPE & LANDSCAPE PHASE - IV | Softscape |  | WO/SP34/HL4/15 | Green View | Ixora chinensis (pink) - PLANT HEIGHT (MM): 450 SPACING (MM): 300 | BOTANICAL NAME: Ixora chinensis (pink) COMMON NAME: PLANT HEIGHT (MM): 450 SPACING (MM): 300 | Nos | 0 | 50 | Approved
SOUTHWINDS PROJECT LLP (PHASE - III & IV) | HARDSCAPE & LANDSCAPE PHASE - IV | Softscape |  | WO/SP34/HL4/15 | Green View | Ixora chinensis (Mini) - PLANT HEIGHT (MM): 300 SPACING (MM): 300 | BOTANICAL NAME: Ixora chinensis (Mini) COMMON NAME: PLANT HEIGHT (MM): 300 SPACING (MM): 300 | Nos | 1331 | 45 | Approved
SOUTHWINDS PROJECT LLP (PHASE - III & IV) | HARDSCAPE & LANDSCAPE PHASE - IV | Softscape |  | WO/SP34/HL4/15 | Green View | Ixora singaporensis - PLANT HEIGHT (MM): 450 SPACING (MM): 300 | BOTANICAL NAME: Ixora singaporensis COMMON NAME: PLANT HEIGHT (MM): 450 SPACING (MM): 300 | Nos | 90 | 50 | Approved
SOUTHWINDS PROJECT LLP (PHASE - III & IV) | HARDSCAPE & LANDSCAPE PHASE - IV | Softscape |  | WO/SP34/HL4/15 | Green View | Jatropha curcus - PLANT HEIGHT (MM): 450-600 SPACING (MM): 400 | BOTANICAL NAME: Jatropha curcus COMMON NAME: PLANT HEIGHT (MM): 450-600 SPACING (MM): 400 | Nos | 34 | 50 | Approved
SOUTHWINDS PROJECT LLP (PHASE - III & IV) | HARDSCAPE & LANDSCAPE PHASE - IV | Softscape |  | WO/SP34/HL4/15 | Green View | Monstera deliciosa - PLANT HEIGHT (MM): 300 SPACING (MM): 250 | BOTANICAL NAME: Monstera deliciosa COMMON NAME: PLANT HEIGHT (MM): 300 SPACING (MM): 250 | Nos | 8 | 500 | Approved
SOUTHWINDS PROJECT LLP (PHASE - III & IV) | HARDSCAPE & LANDSCAPE PHASE - IV | Softscape |  | WO/SP34/HL4/15 | Green View | Murraya exotica - PLANT HEIGHT (MM): 450 SPACING (MM): 350 | BOTANICAL NAME: Murraya exotica COMMON NAME: PLANT HEIGHT (MM): 450 SPACING (MM): 350 | Nos | 780 | 50 | Approved
SOUTHWINDS PROJECT LLP (PHASE - III & IV) | HARDSCAPE & LANDSCAPE PHASE - IV | Softscape |  | WO/SP34/HL4/15 | Green View | Ophiopogon jaburan - PLANT HEIGHT (MM): 100 SPACING (MM): 200 | BOTANICAL NAME: Ophiopogon jaburan COMMON NAME: PLANT HEIGHT (MM): 100 SPACING (MM): 200 | Nos | 592 | 35 | Approved
SOUTHWINDS PROJECT LLP (PHASE - III & IV) | HARDSCAPE & LANDSCAPE PHASE - IV | Softscape |  | WO/SP34/HL4/15 | Green View | Ophiopogon jaburan - PLANT HEIGHT (MM): 125 SPACING (MM): 250 | BOTANICAL NAME: Ophiopogon jaburan COMMON NAME: PLANT HEIGHT (MM): 125 SPACING (MM): 250 | Nos | 0 | 35 | Approved
SOUTHWINDS PROJECT LLP (PHASE - III & IV) | HARDSCAPE & LANDSCAPE PHASE - IV | Softscape |  | WO/SP34/HL4/15 | Green View | Pandanus pygmaeus - PLANT HEIGHT (MM): 200 SPACING (MM): 250 | BOTANICAL NAME: Pandanus pygmaeus COMMON NAME: PLANT HEIGHT (MM): 200 SPACING (MM): 250 | Nos | 329 | 50 | Approved
SOUTHWINDS PROJECT LLP (PHASE - III & IV) | HARDSCAPE & LANDSCAPE PHASE - IV | Softscape |  | WO/SP34/HL4/15 | Green View | Philodendron selloum - PLANT HEIGHT (MM): 300-450 SPACING (MM): 350 | BOTANICAL NAME: Philodendron selloum COMMON NAME: PLANT HEIGHT (MM): 300-450 SPACING (MM): 350 | Nos | 551 | 60 | Approved
SOUTHWINDS PROJECT LLP (PHASE - III & IV) | HARDSCAPE & LANDSCAPE PHASE - IV | Softscape |  | WO/SP34/HL4/15 | Green View | Philodendron Xanadu - PLANT HEIGHT (MM): 450 SPACING (MM): 350 | BOTANICAL NAME: Philodendron Xanadu COMMON NAME: PLANT HEIGHT (MM): 450 SPACING (MM): 350 | Nos | 90 | 225 | Approved
SOUTHWINDS PROJECT LLP (PHASE - III & IV) | HARDSCAPE & LANDSCAPE PHASE - IV | Softscape |  | WO/SP34/HL4/15 | Green View | Rhapis excelsa - PLANT HEIGHT (MM): 600-900 SPACING (MM): 450 | BOTANICAL NAME: Rhapis excelsa COMMON NAME: PLANT HEIGHT (MM): 600-900 SPACING (MM): 450 | Nos | 41 | 350 | Approved
SOUTHWINDS PROJECT LLP (PHASE - III & IV) | HARDSCAPE & LANDSCAPE PHASE - IV | Softscape |  | WO/SP34/HL4/15 | Green View | Rhapis excelsa - PLANT HEIGHT (MM): 600-900 SPACING (MM): 350 | BOTANICAL NAME: Rhapis excelsa COMMON NAME: PLANT HEIGHT (MM): 600-900 SPACING (MM): 350 | Nos | 196 | 350 | Approved
SOUTHWINDS PROJECT LLP (PHASE - III & IV) | HARDSCAPE & LANDSCAPE PHASE - IV | Softscape |  | WO/SP34/HL4/15 | Green View | Ribbon grass - PLANT HEIGHT (MM): 200 SPACING (MM): 200 | BOTANICAL NAME: Ribbon grass COMMON NAME: PLANT HEIGHT (MM): 200 SPACING (MM): 200 | Nos | 150 | 35 | Approved
SOUTHWINDS PROJECT LLP (PHASE - III & IV) | HARDSCAPE & LANDSCAPE PHASE - IV | Softscape |  | WO/SP34/HL4/15 | Green View | Sanchezia nobilis - PLANT HEIGHT (MM): 450-600 SPACING (MM): 350 | BOTANICAL NAME: Sanchezia nobilis COMMON NAME: PLANT HEIGHT (MM): 450-600 SPACING (MM): 350 | Nos | 783 | 50 | Approved
SOUTHWINDS PROJECT LLP (PHASE - III & IV) | HARDSCAPE & LANDSCAPE PHASE - IV | Softscape |  | WO/SP34/HL4/15 | Green View | Schefflera Variegated - PLANT HEIGHT (MM): 450-600 SPACING (MM): 350 | BOTANICAL NAME: Schefflera Variegated COMMON NAME: PLANT HEIGHT (MM): 450-600 SPACING (MM): 350 | Nos | 267 | 110 | Approved
SOUTHWINDS PROJECT LLP (PHASE - III & IV) | HARDSCAPE & LANDSCAPE PHASE - IV | Softscape |  | WO/SP34/HL4/15 | Green View | Schefflera Arboricola Green - PLANT HEIGHT (MM): 300 SPACING (MM): 300 | BOTANICAL NAME: Schefflera Arboricola Green COMMON NAME: PLANT HEIGHT (MM): 300 SPACING (MM): 300 | Nos | 60 | 42 | Approved
SOUTHWINDS PROJECT LLP (PHASE - III & IV) | HARDSCAPE & LANDSCAPE PHASE - IV | Softscape |  | WO/SP34/HL4/15 | Green View | Schefflera Arboricola Green - PLANT HEIGHT (MM): 300 SPACING (MM): 350 | BOTANICAL NAME: Schefflera Arboricola Green COMMON NAME: PLANT HEIGHT (MM): 300 SPACING (MM): 350 | Nos | 54 | 42 | Approved
SOUTHWINDS PROJECT LLP (PHASE - III & IV) | HARDSCAPE & LANDSCAPE PHASE - IV | Softscape |  | WO/SP34/HL4/15 | Green View | Syzygium Campanulatum - PLANT HEIGHT (MM): 300 SPACING (MM): 300 | BOTANICAL NAME: Syzygium Campanulatum COMMON NAME: PLANT HEIGHT (MM): 300 SPACING (MM): 300 | Nos | 756 | 140 | Approved
SOUTHWINDS PROJECT LLP (PHASE - III & IV) | HARDSCAPE & LANDSCAPE PHASE - IV | Softscape |  | WO/SP34/HL4/15 | Green View | Philodendron Xanadu - PLANT HEIGHT (MM): 300 SPACING (MM): 300 | BOTANICAL NAME: Philodendron Xanadu COMMON NAME: PLANT HEIGHT (MM): 300 SPACING (MM): 300 | Nos | 0 | 80 | Approved
SOUTHWINDS PROJECT LLP (PHASE - III & IV) | HARDSCAPE & LANDSCAPE PHASE - IV | Softscape |  | WO/SP34/HL4/15 | Green View | Bougainvillea Thai Variety - PLANT HEIGHT (MM): 450 SPACING (MM): 250 (Location : Open Terrace (Block-13)) | BOTANICAL NAME: Bougainvillea Thai Variety COMMON NAME: PLANT HEIGHT (MM): 450 SPACING (MM): 250 (Location : Open Terrace (Block-13)) | Nos | 43 | 140 | Approved
SOUTHWINDS PROJECT LLP (PHASE - III & IV) | HARDSCAPE & LANDSCAPE PHASE - IV | Softscape |  | WO/SP34/HL4/15 | Green View | Vernonia elliptica - Curtain Creeper - PLANT HEIGHT (MM): 300-450 SPACING (MM): 100 (Location : Open Terrace (Block-13)) | BOTANICAL NAME: Vernonia elliptica - Curtain Creeper COMMON NAME: PLANT HEIGHT (MM): 300-450 SPACING (MM): 100 (Location : Open Terrace (Block-13)) | Nos | 57 | 35 | Approved
SOUTHWINDS PROJECT LLP (PHASE - III & IV) | HARDSCAPE & LANDSCAPE PHASE - IV | Softscape |  | WO/SP34/HL4/15 | Green View | Padanus Variegated - PLANT HEIGHT (MM): 200 SPACING (MM): 250 | BOTANICAL NAME: Padanus Variegated COMMON NAME: PLANT HEIGHT (MM): 200 SPACING (MM): 250 | Nos | 47 | 50 | Approved
SOUTHWINDS PROJECT LLP (PHASE - III & IV) | HARDSCAPE & LANDSCAPE PHASE - IV | Softscape |  | WO/SP34/HL4/15 | Green View | Acalypha Wilkesiana (Green) - PLANT HEIGHT (MM): 450 SPACING (MM): 350 | BOTANICAL NAME: Acalypha Wilkesiana (Green) COMMON NAME: PLANT HEIGHT (MM): 450 SPACING (MM): 350 | Nos | 228 | 45 | Approved
SOUTHWINDS PROJECT LLP (PHASE - III & IV) | HARDSCAPE & LANDSCAPE PHASE - IV | Softscape |  | WO/SP34/HL4/15 | Green View | Acalypha Wilkesiana (Red) - PLANT HEIGHT (MM): 300-450 SPACING (MM): 300 | BOTANICAL NAME: Acalypha Wilkesiana (Red) COMMON NAME: PLANT HEIGHT (MM): 300-450 SPACING (MM): 300 | Nos | 199 | 45 | Approved
SOUTHWINDS PROJECT LLP (PHASE - III & IV) | HARDSCAPE & LANDSCAPE PHASE - IV | Softscape |  | WO/SP34/HL4/15 | Green View | Tobernomontana Variegated - PLANT HEIGHT (MM): 450 SPACING (MM): 350 | BOTANICAL NAME: Tobernomontana Variegated COMMON NAME: PLANT HEIGHT (MM): 450 SPACING (MM): 350 | Nos | 106 | 60 | Approved
SOUTHWINDS PROJECT LLP (PHASE - III & IV) | HARDSCAPE & LANDSCAPE PHASE - IV | Softscape |  | WO/SP34/HL4/15 | Green View | Ficus Panda - PLANT HEIGHT (MM): 450 SPACING (MM): 350 | BOTANICAL NAME: Ficus Panda COMMON NAME: PLANT HEIGHT (MM): 450 SPACING (MM): 350 | Nos | 444 | 65 | Approved
SOUTHWINDS PROJECT LLP (PHASE - III & IV) | HARDSCAPE & LANDSCAPE PHASE - IV | Softscape |  | WO/SP34/HL4/15 | Green View | Ficus Blackie - PLANT HEIGHT (MM): 300-450 SPACING (MM): 350 | BOTANICAL NAME: Ficus Blackie COMMON NAME: PLANT HEIGHT (MM): 300-450 SPACING (MM): 350 | Nos | 0 | 65 | Approved
SOUTHWINDS PROJECT LLP (PHASE - III & IV) | HARDSCAPE & LANDSCAPE PHASE - IV | Softscape |  | WO/SP34/HL4/15 | Green View | Ficus Blackie - PLANT HEIGHT (MM): 300-450 SPACING (MM): 300 | BOTANICAL NAME: Ficus Blackie COMMON NAME: PLANT HEIGHT (MM): 300-450 SPACING (MM): 300 | Nos | 148 | 65 | Approved
SOUTHWINDS PROJECT LLP (PHASE - III & IV) | HARDSCAPE & LANDSCAPE PHASE - IV | Softscape |  | WO/SP34/HL4/15 | Green View | Lantana Camara - PLANT HEIGHT (MM): 300 SPACING (MM): 300 | BOTANICAL NAME: Lantana Camara COMMON NAME: PLANT HEIGHT (MM): 300 SPACING (MM): 300 | Nos | 120 | 18 | Approved
SOUTHWINDS PROJECT LLP (PHASE - III & IV) | HARDSCAPE & LANDSCAPE PHASE - IV | Softscape |  | WO/SP34/HL4/15 | Green View | Canna Indica - PLANT HEIGHT (MM): 450-600 SPACING (MM): 400 | BOTANICAL NAME: Canna Indica COMMON NAME: PLANT HEIGHT (MM): 450-600 SPACING (MM): 400 | Nos | 152 | 50 | Approved
SOUTHWINDS PROJECT LLP (PHASE - III & IV) | HARDSCAPE & LANDSCAPE PHASE - IV | Softscape |  | WO/SP34/HL4/15 | Green View | Hibiscus Rosa Sinencis - PLANT HEIGHT (MM): 450-600 SPACING (MM): 350 | BOTANICAL NAME: Hibiscus Rosa Sinencis COMMON NAME: PLANT HEIGHT (MM): 450-600 SPACING (MM): 350 | Nos | 427 | 50 | Approved
SOUTHWINDS PROJECT LLP (PHASE - III & IV) | HARDSCAPE & LANDSCAPE PHASE - IV | Softscape |  | WO/SP34/HL4/15 | Green View | Nerium Oleander - PLANT HEIGHT (MM): 900-1200 SPACING (MM): 900 | BOTANICAL NAME: Nerium Oleander COMMON NAME: PLANT HEIGHT (MM): 900-1200 SPACING (MM): 900 | Nos | 124 | 110 | Approved
SOUTHWINDS PROJECT LLP (PHASE - III & IV) | HARDSCAPE & LANDSCAPE PHASE - IV | Softscape |  | WO/SP34/HL4/15 | Green View | Caesalpinia Pulcherrima - PLANT HEIGHT (MM): 900-1200 SPACING (MM): 900 | BOTANICAL NAME: Caesalpinia Pulcherrima COMMON NAME: PLANT HEIGHT (MM): 900-1200 SPACING (MM): 900 | Nos | 120 | 120 | Approved
SOUTHWINDS PROJECT LLP (PHASE - III & IV) | HARDSCAPE & LANDSCAPE PHASE - IV | Softscape |  | WO/SP34/HL4/15 | Green View | Tecoma Stans - PLANT HEIGHT (MM): 900-1200 SPACING (MM): 900 | BOTANICAL NAME: Tecoma Stans COMMON NAME: PLANT HEIGHT (MM): 900-1200 SPACING (MM): 900 | Nos | 290 | 140 | Approved
SOUTHWINDS PROJECT LLP (PHASE - III & IV) | HARDSCAPE & LANDSCAPE PHASE - IV | Softscape |  | WO/SP34/HL4/15 | Green View | Plumeria Rubra - PLANT HEIGHT (MM): 900-1200 SPACING (MM): 900 | BOTANICAL NAME: Plumeria Rubra COMMON NAME: PLANT HEIGHT (MM): 900-1200 SPACING (MM): 900 | Nos | 18 | 900 | Approved
SOUTHWINDS PROJECT LLP (PHASE - III & IV) | HARDSCAPE & LANDSCAPE PHASE - IV | Softscape |  | WO/SP34/HL4/15 | Green View | Calliandra Calothyrsus - PLANT HEIGHT (MM): 900-1200 SPACING (MM): 900 | BOTANICAL NAME: Calliandra Calothyrsus COMMON NAME: PLANT HEIGHT (MM): 900-1200 SPACING (MM): 900 | Nos | 139 | 140 | Approved
SOUTHWINDS PROJECT LLP (PHASE - III & IV) | HARDSCAPE & LANDSCAPE PHASE - IV | Softscape |  | WO/SP34/HL4/15 | Green View | Phyllostachys Aurea - PLANT HEIGHT (MM): 1200-1500 SPACING (MM): 450 | BOTANICAL NAME: Phyllostachys Aurea COMMON NAME: PLANT HEIGHT (MM): 1200-1500 SPACING (MM): 450 | Nos | 128 | 140 | Approved
SOUTHWINDS PROJECT LLP (PHASE - III & IV) | HARDSCAPE & LANDSCAPE PHASE - IV | Softscape |  | WO/SP34/HL4/15 | Green View | Dracena Tricolor - PLANT HEIGHT (MM): 300 SPACING (MM): 350 | BOTANICAL NAME: Dracena Tricolor COMMON NAME: PLANT HEIGHT (MM): 300 SPACING (MM): 350 | Nos | 661 | 45 | Approved
SOUTHWINDS PROJECT LLP (PHASE - III & IV) | HARDSCAPE & LANDSCAPE PHASE - IV | Softscape |  | WO/SP34/HL4/15 | Green View | Bambusa Multiplex - PLANT HEIGHT (MM): 900-1200 SPACING (MM): 450 | BOTANICAL NAME: Bambusa Multiplex COMMON NAME: PLANT HEIGHT (MM): 900-1200 SPACING (MM): 450 | Nos | 50 | 150 | Approved
SOUTHWINDS PROJECT LLP (PHASE - III & IV) | HARDSCAPE & LANDSCAPE PHASE - IV | Softscape |  | WO/SP34/HL4/15 | Green View | Alocasia - PLANT HEIGHT (MM): 450-600 SPACING (MM): 350 | BOTANICAL NAME: Alocasia COMMON NAME: PLANT HEIGHT (MM): 450-600 SPACING (MM): 350 | Nos | 96 | 50 | Approved
SOUTHWINDS PROJECT LLP (PHASE - III & IV) | HARDSCAPE & LANDSCAPE PHASE - IV | Softscape |  | WO/SP34/HL4/15 | Green View | Schefflera Green - PLANT HEIGHT (MM): 300 SPACING (MM): 350 | BOTANICAL NAME: Schefflera Green COMMON NAME: PLANT HEIGHT (MM): 300 SPACING (MM): 350 | Nos | 106 | 45 | Approved
SOUTHWINDS PROJECT LLP (PHASE - III & IV) | HARDSCAPE & LANDSCAPE PHASE - IV | Softscape |  | WO/SP34/HL4/15 | Green View | Pedilanthus - PLANT HEIGHT (MM): 300-450 SPACING (MM): 300 | BOTANICAL NAME: Pedilanthus COMMON NAME: PLANT HEIGHT (MM): 300-450 SPACING (MM): 300 | Nos | 194 | 45 | Approved
SOUTHWINDS PROJECT LLP (PHASE - III & IV) | HARDSCAPE & LANDSCAPE PHASE - IV | Softscape |  | WO/SP34/HL4/15 | Green View | Arelia Green - PLANT HEIGHT (MM): 300-450 SPACING (MM): 300 | BOTANICAL NAME: Arelia Green COMMON NAME: PLANT HEIGHT (MM): 300-450 SPACING (MM): 300 | Nos | 30 | 45 | Approved
SOUTHWINDS PROJECT LLP (PHASE - III & IV) | HARDSCAPE & LANDSCAPE PHASE - IV | Softscape |  | WO/SP34/HL4/15 | Green View | Galphimia Gracilis - PLANT HEIGHT (MM): 300-450 SPACING (MM): 350 | BOTANICAL NAME: Galphimia Gracilis COMMON NAME: PLANT HEIGHT (MM): 300-450 SPACING (MM): 350 | Nos | 177 | 50 | Approved
Primarc Aadvika | BLOCK | Piling Work |  | WO/HW1/PHW9/1 | SEKH CONSTRUCTION | ROUTINE VERTICAL LOAD TEST | ROUTINE VERTICAL LOAD TEST |  | 0 | 0 | Amended & Approved
Primarc Aadvika | BLOCK | Piling Work |  | WO/HW1/PHW9/1 | SEKH CONSTRUCTION | For 1000 dia - shaft length 15.075 Rm | All Charges for ROUTINE VERTICAL LOAD TEST ( 1000 mm Dia) on Cast-in-situ Piles (Design Load-300 MT, Test Load-450 MT, Kentledge Load- 562.5 MT) will be done by concrete blocks in accordance with IS Code of practice IS : 2911 (Part IV) including Mobilization & Demobilzation Charges and preparation of Pile Head taking necessary Readings and Submitting Two Copies of Reports etc. as per direction of Engineer in charge. (For 1000 dia - shaft length 15.075 Rm) | Nos | 1 | 550125 | Approved
Primarc Aadvika | BLOCK | Piling Work |  | WO/HW1/PHW9/1 | SEKH CONSTRUCTION | For 1000 dia - shaft length 18.575 Rm | All Charges for ROUTINE VERTICAL LOAD TEST ( 1000 mm Dia) on Cast-in-situ Piles (Design Load-360 MT, Test Load-540 MT, Kentledge Load- 675 MT) will be done by concrete blocks in accordance with IS Code of practice IS : 2911 (Part IV) including Mobilization & Demobilzation Charges and preparation of Pile Head taking necessary Readings and Submitting Two Copies of Reports etc. as per direction of Engineer in charge. (For 1000 dia - shaft length 18.575 Rm) | Nos | 0 | 661750 | Approved
Primarc Aadvika | BLOCK | Piling Work |  | WO/HW1/PHW9/1 | SEKH CONSTRUCTION | For 750 dia - shaft length 15.975 Rm | All Charges for ROUTINE VERTICAL LOAD TEST ( 750 mm Dia) on Cast-in-situ Piles (Design Load-150 MT, Test Load-225 MT, Kentledge Load- 281.25 MT) will be done by concrete blocks in accordance with IS Code of practice IS : 2911 (Part IV) including Mobilization & Demobilzation Charges and preparation of Pile Head taking necessary Readings and Submitting Two Copies of Reports etc. as per direction of Engineer in charge. (For 750 dia - shaft length 15.975 Rm) | Mtrs. | 0 | 0 | Approved
SOUTHWINDS PROJECT LLP (PHASE - III & IV) | HARDSCAPE & LANDSCAPE PHASE - IV | Softscape |  | WO/SP34/HL4/15 | Green View | Lagerstroemia speciosa | BOTANICAL NAME: Lagerstroemia speciosa COMMON NAME: PLANT HEIGHT (MM): 3000-3600 SPACING (MM): 5000 | Nos | 8 | 2500 | Approved
SOUTHWINDS PROJECT LLP (PHASE - III & IV) | HARDSCAPE & LANDSCAPE PHASE - IV | Softscape |  | WO/SP34/HL4/15 | Green View | Mimusops elengi | BOTANICAL NAME: Mimusops elengi COMMON NAME: PLANT HEIGHT (MM): 2400-3000 SPACING (MM): 3000 | Nos | 8 | 2000 | Approved
SOUTHWINDS PROJECT LLP (PHASE - III & IV) | HARDSCAPE & LANDSCAPE PHASE - IV | Softscape |  | WO/SP34/HL4/15 | Green View | Michelia champaca | BOTANICAL NAME: Michelia champaca COMMON NAME: PLANT HEIGHT (MM): 3000-3600 SPACING (MM): 3500 | Nos | 33 | 2500 | Approved
SOUTHWINDS PROJECT LLP (PHASE - III & IV) | HARDSCAPE & LANDSCAPE PHASE - IV | Softscape |  | WO/SP34/HL4/15 | Green View | Neolamarckia cadamba | BOTANICAL NAME: Neolamarckia cadamba COMMON NAME: PLANT HEIGHT (MM): 3000-3600 SPACING (MM): 5000 | Nos | 0 | 2300 | Approved
SOUTHWINDS PROJECT LLP (PHASE - III & IV) | HARDSCAPE & LANDSCAPE PHASE - IV | Softscape |  | WO/SP34/HL4/15 | Green View | Delonix regia | BOTANICAL NAME: Delonix regia COMMON NAME: PLANT HEIGHT (MM): 3000-3600 SPACING (MM): 4500 | Nos | 2 | 2300 | Approved
SOUTHWINDS PROJECT LLP (PHASE - III & IV) | HARDSCAPE & LANDSCAPE PHASE - IV | Softscape |  | WO/SP34/HL4/15 | Green View | Chorisia speciosa | BOTANICAL NAME: Chorisia speciosa COMMON NAME: PLANT HEIGHT (MM): 3000-3600 SPACING (MM): 3000 | Nos | 6 | 4500 | Approved
SOUTHWINDS PROJECT LLP (PHASE - III & IV) | HARDSCAPE & LANDSCAPE PHASE - IV | Softscape |  | WO/SP34/HL4/15 | Green View | Filicium decipiens | BOTANICAL NAME: Filicium decipiens COMMON NAME: PLANT HEIGHT (MM): 2400-3000 SPACING (MM): 3000 | Nos | 20 | 2500 | Approved
SOUTHWINDS PROJECT LLP (PHASE - III & IV) | HARDSCAPE & LANDSCAPE PHASE - IV | Softscape |  | WO/SP34/HL4/15 | Green View | Plumeria rubra | BOTANICAL NAME: Plumeria rubra COMMON NAME: PLANT HEIGHT (MM): 1500-1800 SPACING (MM): 750 or as shown | Nos | 1 | 4000 | Approved
SOUTHWINDS PROJECT LLP (PHASE - III & IV) | HARDSCAPE & LANDSCAPE PHASE - IV | Softscape |  | WO/SP34/HL4/15 | Green View | Cassia fistula | BOTANICAL NAME: Cassia fistula COMMON NAME: PLANT HEIGHT (MM): 2400-3000 SPACING (MM): 3000 | Nos | 1 | 2600 | Approved
SOUTHWINDS PROJECT LLP (PHASE - III & IV) | HARDSCAPE & LANDSCAPE PHASE - IV | Softscape |  | WO/SP34/HL4/15 | Green View | Spathodea campanulata | BOTANICAL NAME: Spathodea campanulata COMMON NAME: PLANT HEIGHT (MM): 3000-3600 SPACING (MM): 4000 | Nos | 5 | 2200 | Approved
SOUTHWINDS PROJECT LLP (PHASE - III & IV) | HARDSCAPE & LANDSCAPE PHASE - IV | Softscape |  | WO/SP34/HL4/15 | Green View | Bauhinia purpurea | BOTANICAL NAME: Bauhinia purpurea COMMON NAME: PLANT HEIGHT (MM): 2400-3000 SPACING (MM): 3000 | Nos | 16 | 2000 | Approved
SOUTHWINDS PROJECT LLP (PHASE - III & IV) | HARDSCAPE & LANDSCAPE PHASE - IV | Softscape |  | WO/SP34/HL4/15 | Green View | Terminalia mantaly (green) | BOTANICAL NAME: Terminalia mantaly (green) COMMON NAME: PLANT HEIGHT (MM): 3000-3600 SPACING (MM): 5000 | Nos | 4 | 3700 | Approved
SOUTHWINDS PROJECT LLP (PHASE - III & IV) | HARDSCAPE & LANDSCAPE PHASE - IV | Softscape |  | WO/SP34/HL4/15 | Green View | Brassia Actinophylla | BOTANICAL NAME: Brassia Actinophylla COMMON NAME: PLANT HEIGHT (MM): 2400-3000 SPACING (MM): 3000 or as Show | Nos | 7 | 2800 | Approved
SOUTHWINDS PROJECT LLP (PHASE - III & IV) | HARDSCAPE & LANDSCAPE PHASE - IV | Softscape |  |  |  | Plantation Charges of Trees (New) | Plantation Charges of Trees (New) | Nos |  |  | Approved
SOUTHWINDS PROJECT LLP (PHASE - III & IV) | HARDSCAPE & LANDSCAPE PHASE - IV | Softscape |  |  |  | Manure Charges of Trees (New) | Manure Charges of Trees (New) | Nos |  |  | Approved
SOUTHWINDS PROJECT LLP (PHASE - III & IV) | HARDSCAPE & LANDSCAPE PHASE - IV | Softscape |  |  |  | Transportation Charges of Trees (New) | Transportation Charges of Trees (New) | Nos |  |  | Approved
SOUTHWINDS PROJECT LLP (PHASE - III & IV) | HARDSCAPE & LANDSCAPE PHASE - IV | Softscape |  | WO/SP34/HL4/16 | Green View | Plantation, Manure, Transportation & Bamboo Supports Charges of Trees (New) | Plantation, Manure, Transportation & Bamboo Supports Charges of Trees (New) |  | 0 | 0 | Approved
SOUTHWINDS PROJECT LLP (PHASE - III & IV) | HARDSCAPE & LANDSCAPE PHASE - IV | Softscape |  | WO/SP34/HL4/16 | Green View | Plantation | Plantation Charges of Trees (New) | Nos | 118 | 100 | Approved
SOUTHWINDS PROJECT LLP (PHASE - III & IV) | HARDSCAPE & LANDSCAPE PHASE - IV | Softscape |  | WO/SP34/HL4/16 | Green View | Manure | Manure Charges of Trees (New) | Nos | 118 | 10 | Approved
SOUTHWINDS PROJECT LLP (PHASE - III & IV) | HARDSCAPE & LANDSCAPE PHASE - IV | Softscape |  | WO/SP34/HL4/16 | Green View | Transportation | Transportation Charges of Trees (New) | Nos | 118 | 80 | Approved
SOUTHWINDS PROJECT LLP (PHASE - III & IV) | HARDSCAPE & LANDSCAPE PHASE - IV | Softscape |  | WO/SP34/HL4/16 | Green View | Bamboo Supports | Bamboo Supports Charges of Trees (New) | Nos | 118 | 250 | Approved
BHOPAL - COMMERCIAL | PRE-CONSTRUCTION PHASE | Plumbing/Sanitory |  | WO/BPC/BPC1/14 | SHEKHAWAT ENTERPRISES | External PHE work for pipeline fixing from existing borewell to periphery area & Tank Connection Work | Labour Charges of External PHE work for pipeline fixing of approved dia. & standard with all type of required fittings jointed with heavy duty solvent cement from existing borewell to project periphery area including connection of tank as per drawing & instruction of EIC. (Pipes, Fittings, Solvent Cement, Water Tank and all Materials will be supplied by Client) a)Fixing of Upvc Pipe 32 mm dia-1200 ft ( approx.) b)Fixing of Pvc SWR Pipe 160 mm dia-40 ft (approx.) c) Fixing of Septic Tank over flow pipe-110 ft (approx.) d)Fixing of Water Tank-2nos | Lump Sum | 1 | 35000 | Approved
BHOPAL - COMMERCIAL | PRE-CONSTRUCTION PHASE | Plumbing/Sanitory |  |  |  | uPVC pipe (SCH 40 or SCH 80)- 32 mm dia | Labour Charges for Laying, fitting and fixing uPVC pipe 32mm (SCH 40 or SCH 80) as per IS: 4984 various dia as shown in drawing complete with all sorts of fittings ( e.g tee, bends, elbows, coupler, unions, reducers, flanges etc.) as required jointed with heavy duty solvent cement as per manufacturers specification or threaded joint wherever required and as per instruction of EIC. (for the above, Groove Cutting, mending good the damages, uPVC Pipe concealed inside of the Toilet (Required) for Cold Line including their necessary fittings as Elbows, Tees, Sockets),in case available standard fittings is not possible to use, fabricated fittings as per site requirement / as per drawing is to be used to lay the pipe in specified manner. | Ft |  |  | Approved
SOUTHWINDS PROJECT LLP (PHASE - III & IV) | CLUB PHASE - III & IV | Softscape |  | WO/SP34/CW34/33 | Green View | Bamboo Supports | Bamboo Supports Charges of Trees | Nos | 1 | 250 | Approved
AARANYA | PRE-CONSTRUCTION PHASE | Site Office | Civil and Finishing Work of Site Office | WO/PKB/PKB1/14 | JAHANGIR ALAM ENTERPRISE | Dry Partition Wall Painting | All charges for Providing and applying of one coat of oil base Primer followed by two Coats of synthetic Enamel paint of approved colour at both side of dry partition wall including surface prepration, thoroughly cleaned by dry mopping with cloths to make the surfaces dust free prior to application of paint, filling of joint and holes with approved filler all complete with requird labour, material, tools, tackles, scaffolding as per drawing and direction of EIC. Brand: Asian Paints/Berger/AkzoNable | Sq.Ft. | 936 | 11.5 | Approved
CHANDANNAGAR COMMERCIAL | MAIN TOWER | Mechanical Car Parking |  | WO/GC01/GC01/16 | Park Smart Solutions Limited | Supply, Installation, Testing & Commissioning of Mechanical Rotary Car Parking System | Supply, Installation, Testing and Commissioning of Mechanical Rotary Car Parking System (Brand: Parklayer Solution Pvt. Ltd. Model: SM 8SU) complete in all respects as per the approved G.A. Drawing, design, specifications, and requirements, and as directed by the Engineer-in-Charge. The work shall include providing all materials, labour, tools & tackles, machinery, and necessary arrangements for successful execution and commissioning of the system. All activities related to loading, unloading, shifting, and lifting of materials and machinery shall be within the scope of the Contractor. Detailed technical specifications shall be as per Annexure–1 attached. (All civil works, including the construction of foundations for the parking system, supply and fixing of base plates, anchor bolts, and nuts, shall be under the Client’s scope. However, technical guidance and supervision during civil foundation works shall be provided by the Contractor’s technical personnel.) | Nos. | 8 | 455000 | Approved
BHOPAL - COMMERCIAL | MARKETING | Plumbing/Sanitory |  | WO/BPC/BPC4/16 | SHEKHAWAT ENTERPRISES | Water Closet | Charges for Handling, lifting, Fitting, fixing, & testing European water closet set ( approved brand / make ) with 'P/S' trap type ,Angular stop cock,faucet , Anchor fastner,approved quality commode seat cover with CP brass hinges, rubber bushes. all accessories of approved make, all grouting with sealing compound etc and necessary materials, mending good damages and if complete in all respect.Making necessary inlet and outlet connection all complete. (Internal pipe fitting of approved make & other material in Contractor Scope,Only CP & Sanitary fittings will be provided by Client) | Nos. | 2 | 9500 | Approved
BHOPAL - COMMERCIAL | MARKETING | Plumbing/Sanitory |  | WO/BPC/BPC4/16 | SHEKHAWAT ENTERPRISES | Flush Cistern | Charges for Handling, lifting, Fitting, fixing, & testing Flush Cistern set ( approved brand / make ) with Angular stop cock, , Anchor fastner,push button plate, flush pipe & bend. all accessories of approved make, all grouting with sealing compound etc and necessary materials, mending good damages and if complete in all respect.Making necessary inlet and outlet connection all complete. (Internal pipe fitting of approved make & other material in Contractor Scope,Only CP & Sanitary fittings will be provided by Client) | Nos. | 2 | 3000 | Approved
BHOPAL - COMMERCIAL | MARKETING | Plumbing/Sanitory |  | WO/BPC/BPC4/16 | SHEKHAWAT ENTERPRISES | Wash basin | Charges for Handling, lifting, Fitting, fixing, & testing wash basin set ( approved brand / make ) with Angular stop cock, Basin waste, Wast Pipe, Set pillar cock Anchor fastner all accessories of approved make, all grouting with sealing compound etc and necessary materials, mending good damages and if complete in all respect.Making necessary inlet and outlet connection all complete (Internal pipe fitting of approved make & other material in Contractor Scope,Only CP & Sanitary fittings will be provided by Client) | Nos. | 2 | 9500 | Approved
BHOPAL - COMMERCIAL | MARKETING | Plumbing/Sanitory |  | WO/BPC/BPC4/16 | SHEKHAWAT ENTERPRISES | Nahani Trap | Charges for Handling, lifting, Fitting, fixing, & testing Nahani Trap ( approved brand / make ) and making inlet/outlet connections all complete as per specifications and directions of the Engineer-in-charge. (Internal pipe fitting of approved make & other material in Contractor Scope,Only CP & Sanitary fittings will be provided by Client) | Nos. | 3 | 2500 | Approved
BHOPAL - COMMERCIAL | MARKETING | Plumbing/Sanitory |  | WO/BPC/BPC4/16 | SHEKHAWAT ENTERPRISES | Kitchen Sink | Charges for Handling, lifting, Fitting, fixing, & testing Kitchen Sink (approved brand / make) with Angular stop cock, sink waste, flexible pipe, mixture / pillar cock ,Anchor fastner all necessary accessories of approved make ,all labour charges including cutting holes , grouting ,fixing all complete.all grouting with sealing compound etc and necessary materials, mending good damages and if complete in all respect.Making necessary inlet and outlet connection all complete (Internal pipe fitting of approved make & other material in Contractor Scope,Only CP & Sanitary fittings will be provided by Client) | Nos. | 1 | 4500 | Approved
BHOPAL - COMMERCIAL | MARKETING | Plumbing/Sanitory |  | WO/BPC/BPC4/16 | SHEKHAWAT ENTERPRISES | Aqua Guard Point | Charges for Handling, lifting, Fitting, fixing, & testing Aqua Guard Point (approved brand / make) with Angular stop cock ,flange all necessary accessories of approved make ,all labour charges including cutting holes , grouting ,fixing all complete.all grouting with sealing compound etc and necessary materials, mending good damages and if complete in all respect.Making necessary inlet and outlet connection all complete (Internal pipe fitting of approved make & other material in Contractor Scope,Only CP & Sanitary fittings will be provided by Client) | Nos. | 1 | 4000 | Approved
BHOPAL - COMMERCIAL | MARKETING | Plumbing/Sanitory |  | WO/BPC/BPC4/16 | SHEKHAWAT ENTERPRISES | Ledge Wall | Providing and Laying 125 mm thick brick work with 1st class bricks for walls at Ledge Wall of specified thickness in sand cement mortar (4 :1) including the cost of all material, labour, tools, tackles, scaffolding, curing etc. complete as per direction of Engineer-in-Charge and technical specification. | Sq.Ft. | 25 | 150 | Approved
BHOPAL - COMMERCIAL | MARKETING | Plumbing/Sanitory |  | WO/BPC/BPC4/16 | SHEKHAWAT ENTERPRISES | Plaster | Charges for Providing and applying of 15-20mm thick Plaster (1:6), complete in all respect as per drawing, specification and direction of EIC. | Sq.Ft. | 30 | 60 | Approved
BHOPAL - COMMERCIAL | MARKETING | Plumbing/Sanitory |  | WO/BPC/BPC4/16 | SHEKHAWAT ENTERPRISES | Brick Bats/jhama khoa | Providing & laying Brick Bats/jhama khoa of 50mm to 65mm size over a rammed surface including spreading, watering and proper compaction as per IS Specification and instruction of EIC | Sq.Ft. | 60 | 160 | Approved
BHOPAL - COMMERCIAL | MARKETING | Plumbing/Sanitory |  | WO/BPC/BPC4/16 | SHEKHAWAT ENTERPRISES | Water Proofing | Providing and applying waterproofing coating using chemical of Dr.Fixit or equivalent as approved by EIC with necessary surface preparation with apply of grinding machine,wire brush, water etc. to remove all loose dirt, dust, cement latience etc. up to satisfication level of site engineer / project in charge and sealing the cracks (if any) by polymer modified mortar , As coating work Charges towards providing & application of two coats of waterproofing slurry coating,after 24 hrs of coating , the same shall be cured for 3-4 days by sprinkling water on it. The water proofing surface shall be protected with cement plaster of 8-10mm avg. thick (1:4) admixed with integral water proofing compound. | Sq.Ft. | 85 | 50 | Approved
SOUTHWINDS PROJECT LLP (PHASE - III & IV) | CLUB PHASE - III & IV | Wood Work |  | WO/SP34/CW34/28 | RAJ KUMAR FURNITURE WORKS | wooden cladding on duct door inside toilet (Club Area) | Charges for fixing of wooden cladding on duct door inside toilet (Club Area), using ply/block board structure (ply/block board to be supplied by Client) including all necessary labour, tools, and consumables such as nails, stainless steel screws, masking tape, and adhesive (gum). The work includes all required cutting, shaping, fixing, and finishing at all levels as per approved design, drawings, and direction of Engineer-in-Charge. also includes cleaning the work area after completion, removal and shifting of all debris/waste materials to the designated disposal point at the ground floor level. | Lump Sum | 1 | 22000 | Approved
Primarc Aadvika | COMMON INFRASTRUCTURE | Boundary Wall |  | WO/HW1/PHW2/24 | A.M. Enterprise | Granite Wall Cladding | Charges for Lifting & Fixing of Cladding using Leather Finished Cera Grey Granite over an Average thickness of 8-10mm Approved Adhesive in proper line and level.The joints will be filled with polymer based grout with colour pigment (as approved by architect) including necessary tools and tackles, shifting materials from stack yard, curing, cleaning the Granite surfaces with water, removing & shifting the balance wastage materials to designated place etc .complete as per drawing and direction by EIC. (Adhesive and Granite will be supplied by client on reconciliation basis) Location- Front boundary wall beside main entry gate | Sq.Ft. | 385.5 | 60 | Approved
Primarc Aadvika | COMMON INFRASTRUCTURE | Boundary Wall |  | WO/HW1/PHW2/24 | A.M. Enterprise | Groove | Charges for Providing 10mm x 10mm ''U'' groove on Granite surface including necessary tools and tackles at all levels as per drawing and direction of Engineer -In- Charge. Location- Front boundary wall beside main entry gate. | Rft | 301 | 30 | Approved
CHANDANNAGAR COMMERCIAL | MAIN TOWER | Electrical |  | WO/GC01/GC01/17 | M.A. ENTERPRISE | Providing and installation of Light/Exhaust Fan point wiring. | Providing and installation of Light/Exhaust Fan point wiring at different area including supply of PVC conduit & accessories as per drawing and direction of Engineer in-charge. Light, wire/cable, switches and Modular Box will be supplied by client. | Nos | 36 | 400 | Approved
CHANDANNAGAR COMMERCIAL | MAIN TOWER | Electrical |  | WO/GC01/GC01/17 | M.A. ENTERPRISE | Providing and installation of 6 Amp socket point wiring. | Providing and installation of 6 Amp socket point wiring at different area including supply of PVC conduit & accessories as per drawing and direction of Engineer in-charge. Moduler Socket, wire/cable, switches and Modular Box will be supplied by client. | Nos | 3 | 400 | Approved
CHANDANNAGAR COMMERCIAL | MAIN TOWER | Electrical |  | WO/GC01/GC01/17 | M.A. ENTERPRISE | Providing and installation of 6/16Amp socket point wiring. | Providing and installation of 6/16Amp socket point wiring at different area including supply of PVC conduit & accessories as per drawing and direction of Engineer in-charge. Moduler Socket, wire/cable, switches and Modular Box will be supplied by client. | Nos | 5 | 400 | Approved
CHANDANNAGAR COMMERCIAL | MAIN TOWER | Electrical |  | WO/GC01/GC01/17 | M.A. ENTERPRISE | Installation, Testing , Commissioning of following type of light/ Exhaust Fan fixture with lamp. | Installation, Testing , Commissioning of following type of light/ Exhaust Fan fixture with lamp including supply of all consumable materials by the contractor, etc as required to complete in all respect. |  | 0 | 0 | Approved
CHANDANNAGAR COMMERCIAL | MAIN TOWER | Electrical |  | WO/GC01/GC01/17 | M.A. ENTERPRISE | Installation, Testing , Commissioning of following sizes of single pole/three pole and neutral, double door MCB Distribution Board in sheet steel, 240 / 415 V, on surface / recess, complete with tinned copper bus bar, neutral bus bar, earth bar, din | Installation, Testing , Commissioning of following sizes of single pole / three pole and neutral, double door MCB Distribution Board in sheet steel, 240 / 415 V, on surface / recess, complete with tinned copper bus bar, neutral bus bar, earth bar, din bar, interconnections including dressing, earthing etc. complete as required. |  | 0 | 0 | Approved
CHANDANNAGAR COMMERCIAL | MAIN TOWER | Electrical |  | WO/GC01/GC01/17 | M.A. ENTERPRISE | Providing and installation of following circuit wiring at different area including supply of PVC conduit & accessories. | Providing and installation of following circuit wiring at different area including supply of PVC conduit & accessories as per drawing and direction of Engineer in-charge. Wire/cable will be supplied by client. |  | 0 | 0 | Approved
CHANDANNAGAR COMMERCIAL | MAIN TOWER | Electrical |  | WO/GC01/GC01/17 | M.A. ENTERPRISE | Installation, Testing and Commissioning of following type of Panel Board on ground complete with supply of anchor fastner, nult, bolt etc complete as required. | Installation, Testing and Commissioning of following type of Panel Board on ground complete with supply of anchor fastner, nult, bolt etc complete as required. |  | 0 | 0 | Approved
CHANDANNAGAR COMMERCIAL | MAIN TOWER | Electrical |  | WO/GC01/GC01/17 | M.A. ENTERPRISE | Receiving & Laying of following size 1.1 KV grade PVC / XLPE insulated and sheathed power cable on Surface, existing trench / pipe etc. | Receiving & Laying of following size 1.1 KV grade PVC / XLPE insulated and sheathed power cable on Surface, existing trench / pipe etc. including supplly of GI saddle,clamp, screw etc as required to complte in all respect . |  | 0 | 0 | Approved
CHANDANNAGAR COMMERCIAL | MAIN TOWER | Electrical |  | WO/GC01/GC01/17 | M.A. ENTERPRISE | Supply & Making end termination with DC brass compression gland and aluminium crimping type lugs of following size XLPE/PVC insulated & sheathedAL conductor cable complete as required to complete in all respect. Extra holes made in gland plate to be | Supply & Making end termination with DC brass compression gland and aluminium crimping type lugs of following size XLPE/PVC insulated & sheathedAL conductor cable complete as required to complete in all respect. Extra holes made in gland plate to be closed by the contractor w/o any cost. |  | 0 | 0 | Approved
CHANDANNAGAR COMMERCIAL | MAIN TOWER | Electrical |  | WO/GC01/GC01/17 | M.A. ENTERPRISE | Laying of following size of GI perfortated type / GI ladder type cable tray including supply of MS angle , 10 mm dia full thread rod, anchor fustner, nut, bolt, waster , painting of MS angle , Flat etc as required to complte in all respect as per dir | Laying of following size of GI perfortated type / GI ladder type cable tray including supply of MS angle , 10 mm dia full thread rod, anchor fustner, nut, bolt, waster , painting of MS angle , Flat etc as required to complte in all respect as per direction of enginerring in charge. FOR LT CABLE DISTRIBUTION |  | 0 | 0 | Approved
CHANDANNAGAR COMMERCIAL | MAIN TOWER | Electrical |  | WO/GC01/GC01/17 | M.A. ENTERPRISE | Installation of G.I. pipe type earth station complete with supply of 50 mm dia 3 mtrs. Long G.I. pipe, salt, charcoal, watering chamber and pipe,Earth Pit cover and all other materials as per enclosed drawing and IS 3043. | Installation of G.I. pipe type earth station complete with supply of 50 mm dia 3 mtrs. Long G.I. pipe, salt, charcoal, watering chamber and pipe,Earth Pit cover and all other materials as per enclosed drawing and IS 3043. Construction of pit chamber including supply of civil items like Brick, Sand, Stone chips etc. to be supplied by contractor | Nos | 8 | 4500 | Approved
CHANDANNAGAR COMMERCIAL | MAIN TOWER | Electrical |  | WO/GC01/GC01/17 | M.A. ENTERPRISE | Installation of Gi Spike type earth station complete with supply of 10mm dia 1.5mtrs. Long G.I. spike with all other materials. | Installation of Gi Spike type earth station complete with supply of 10mm dia 1.5mtrs. Long G.I. spike with all other materials. | Nos | 15 | 300 | Approved
CHANDANNAGAR COMMERCIAL | MAIN TOWER | Electrical |  | WO/GC01/GC01/17 | M.A. ENTERPRISE | Supply & Fixing of following sizes of G.I. strip from earth pit to main distribution panel earth bus including G.I. bar saddles located at a distance not less than 600mm from each other and all hardwares to complete in all respect as required. | Supply & Fixing of following sizes of G.I. strip from earth pit to main distribution panel earth bus including G.I. bar saddles located at a distance not less than 600mm from each other and all hardwares to complete in all respect as required. |  | 0 | 0 | Approved
CHANDANNAGAR COMMERCIAL | MAIN TOWER | Electrical |  | WO/GC01/GC01/17 | M.A. ENTERPRISE | Installation, Testing , Commissioning of following type of light fixture with lamp including supply of all consumable materials by the contractor, etc as required to complete in all respect. | Installation, Testing , Commissioning of following type of light fixture with lamp including supply of all consumable materials by the contractor, etc as required to complete in all respect. |  | 0 | 0 | Approved
CHANDANNAGAR COMMERCIAL | MAIN TOWER | Electrical |  | WO/GC01/GC01/17 | M.A. ENTERPRISE | Fixing of fixed earth terminals and 16mm to 20mm dia rebar inside the RCC column, welding of rebar as per guide line of LPS manufacturer etc. as required to complete in all respect. | Fixing of fixed earth terminals and 16mm to 20mm dia rebar inside the RCC column, welding of rebar as per guide line of LPS manufacturer etc. as required to complete in all respect. | Lot | 1 | 10000 | Approved
CHANDANNAGAR COMMERCIAL | MAIN TOWER | Electrical |  | WO/GC01/GC01/17 | M.A. ENTERPRISE | Surface Mounted LED Light | Surface Mounted LED Light | Nos | 18 | 100 | Approved
CHANDANNAGAR COMMERCIAL | MAIN TOWER | Electrical |  | WO/GC01/GC01/17 | M.A. ENTERPRISE | LED Tube Light | LED Tube Light | Nos | 3 | 100 | Approved
CHANDANNAGAR COMMERCIAL | MAIN TOWER | Electrical |  | WO/GC01/GC01/17 | M.A. ENTERPRISE | Recess Mounted LED Light | Recess Mounted LED Light | Nos | 4 | 100 | Approved
CHANDANNAGAR COMMERCIAL | MAIN TOWER | Electrical |  | WO/GC01/GC01/17 | M.A. ENTERPRISE | 150mm Dia Exhaust Fan | 150mm Dia Exhaust Fan | Nos | 3 | 100 | Approved
CHANDANNAGAR COMMERCIAL | MAIN TOWER | Electrical |  | WO/GC01/GC01/17 | M.A. ENTERPRISE | 12 Way SPN DB | 12 Way SPN DB | Nos | 1 | 600 | Approved
CHANDANNAGAR COMMERCIAL | MAIN TOWER | Electrical |  | WO/GC01/GC01/17 | M.A. ENTERPRISE | DP/FP MCB Enclosure Box | DP/FP MCB Enclosure Box | Nos | 4 | 250 | Approved
CHANDANNAGAR COMMERCIAL | MAIN TOWER | Electrical |  | WO/GC01/GC01/17 | M.A. ENTERPRISE | 2 x 4 sq.mm. + 1 x 2.5 sq.mm. (Earth) with PVC (MMS) Conduit. | 2 x 4 sq.mm. + 1 x 2.5 sq.mm. (Earth) with PVC (MMS) Conduit. | RMT | 15 | 65 | Approved
CHANDANNAGAR COMMERCIAL | MAIN TOWER | Electrical |  | WO/GC01/GC01/17 | M.A. ENTERPRISE | 2 x 2.5 sq.mm. + 1 x 1.5 sq.mm. (Earth) with PVC (MMS) Conduit. | 2 x 2.5 sq.mm. + 1 x 1.5 sq.mm. (Earth) with PVC (MMS) Conduit. | RMT | 80 | 65 | Approved
CHANDANNAGAR COMMERCIAL | MAIN TOWER | Electrical |  | WO/GC01/GC01/17 | M.A. ENTERPRISE | 2 x 1.5 sq.mm. + 1 x 1 sq.mm. (Earth) with PVC (MMS) Conduit. | 2 x 1.5 sq.mm. + 1 x 1 sq.mm. (Earth) with PVC (MMS) Conduit. | RMT | 130 | 65 | Approved
CHANDANNAGAR COMMERCIAL | MAIN TOWER | Electrical |  | WO/GC01/GC01/17 | M.A. ENTERPRISE | Outdoor type DG AMF Panel | Outdoor type DG AMF Panel | Nos | 1 | 2500 | Approved
CHANDANNAGAR COMMERCIAL | MAIN TOWER | Electrical |  | WO/GC01/GC01/17 | M.A. ENTERPRISE | Main Electrical Panel | Main Electrical Panel | Nos | 1 | 2500 | Approved
CHANDANNAGAR COMMERCIAL | MAIN TOWER | Electrical |  | WO/GC01/GC01/17 | M.A. ENTERPRISE | Pump Starter Panel | Pump Starter Panel | Nos | 2 | 300 | Approved
CHANDANNAGAR COMMERCIAL | MAIN TOWER | Electrical |  | WO/GC01/GC01/17 | M.A. ENTERPRISE | Fire pump panel | Fire pump panel | Nos | 1 | 2500 | Approved
CHANDANNAGAR COMMERCIAL | MAIN TOWER | Electrical |  | WO/GC01/GC01/17 | M.A. ENTERPRISE | MCCB Enclosure with 160Amp MCCB. | MCCB Enclosure with 160Amp MCCB. | Nos | 1 | 300 | Approved
CHANDANNAGAR COMMERCIAL | MAIN TOWER | Electrical |  | WO/GC01/GC01/17 | M.A. ENTERPRISE | 3.5Cx 120 sq.mm. Al. Ar. XLPE cable | 3.5Cx 120 sq.mm. Al. Ar. XLPE cable | RMT | 70 | 70 | Approved
CHANDANNAGAR COMMERCIAL | MAIN TOWER | Electrical |  | WO/GC01/GC01/17 | M.A. ENTERPRISE | 3.5Cx 35 sq.mm. Al. Ar. XLPE cable | 3.5Cx 35 sq.mm. Al. Ar. XLPE cable | RMT | 50 | 40 | Approved
CHANDANNAGAR COMMERCIAL | MAIN TOWER | Electrical |  | WO/GC01/GC01/17 | M.A. ENTERPRISE | 4Cx 6 sq.mm. Al. Ar. XLPE cable | 4Cx 6 sq.mm. Al. Ar. XLPE cable | RMT | 35 | 15 | Approved
CHANDANNAGAR COMMERCIAL | MAIN TOWER | Electrical |  | WO/GC01/GC01/17 | M.A. ENTERPRISE | 3C x 6 sq.mm.Cu. Ar. XLPE cable | 3C x 6 sq.mm.Cu. Ar. XLPE cable | RMT | 40 | 15 | Approved
CHANDANNAGAR COMMERCIAL | MAIN TOWER | Electrical |  | WO/GC01/GC01/17 | M.A. ENTERPRISE | 3C x 4 sq.mm.Cu. Ar. XLPE cable | 3C x 4 sq.mm.Cu. Ar. XLPE cable | RMT | 80 | 15 | Approved
CHANDANNAGAR COMMERCIAL | MAIN TOWER | Electrical |  | WO/GC01/GC01/17 | M.A. ENTERPRISE | 2C x 2.5 sq.mm.Cu. Ar. XLPE cable | 2C x 2.5 sq.mm.Cu. Ar. XLPE cable | RMT | 250 | 15 | Approved
CHANDANNAGAR COMMERCIAL | MAIN TOWER | Electrical |  | WO/GC01/GC01/17 | M.A. ENTERPRISE | 2C x 1.5 sq.mm. Copper Armoured/unarmoured cable | 2C x 1.5 sq.mm. Copper Armoured/unarmoured cable | RMT | 150 | 15 | Approved
CHANDANNAGAR COMMERCIAL | MAIN TOWER | Electrical |  | WO/GC01/GC01/17 | M.A. ENTERPRISE | 3.5Cx 120 sq.mm. Al. Ar. XLPE cable | 3.5Cx 120 sq.mm. Al. Ar. XLPE cable | Nos | 4 | 400 | Approved
CHANDANNAGAR COMMERCIAL | MAIN TOWER | Electrical |  | WO/GC01/GC01/17 | M.A. ENTERPRISE | 3.5Cx 35 sq.mm. Al. Ar. XLPE cable | 3.5Cx 35 sq.mm. Al. Ar. XLPE cable | Nos | 2 | 300 | Approved
CHANDANNAGAR COMMERCIAL | MAIN TOWER | Electrical |  | WO/GC01/GC01/17 | M.A. ENTERPRISE | 4Cx 6 sq.mm. Al. Ar. XLPE cable | 4Cx 6 sq.mm. Al. Ar. XLPE cable | Nos | 2 | 200 | Approved
CHANDANNAGAR COMMERCIAL | MAIN TOWER | Electrical |  | WO/GC01/GC01/17 | M.A. ENTERPRISE | 3C x 6 sq.mm.Cu. Ar. XLPE cable | 3C x 6 sq.mm.Cu. Ar. XLPE cable | Nos | 8 | 200 | Approved
CHANDANNAGAR COMMERCIAL | MAIN TOWER | Electrical |  | WO/GC01/GC01/17 | M.A. ENTERPRISE | 3C x 4 sq.mm.Cu. Ar. XLPE cable | 3C x 4 sq.mm.Cu. Ar. XLPE cable | Nos | 6 | 150 | Approved
CHANDANNAGAR COMMERCIAL | MAIN TOWER | Electrical |  | WO/GC01/GC01/17 | M.A. ENTERPRISE | 2C x 2.5 sq.mm.Cu. Ar. XLPE cable | 2C x 2.5 sq.mm.Cu. Ar. XLPE cable | Nos | 3 | 150 | Approved
CHANDANNAGAR COMMERCIAL | MAIN TOWER | Electrical |  | WO/GC01/GC01/17 | M.A. ENTERPRISE | 2C x 1.5 sq.mm. Copper Armoured/unarmoured cable | 2C x 1.5 sq.mm. Copper Armoured/unarmoured cable | Nos | 26 | 150 | Approved
CHANDANNAGAR COMMERCIAL | MAIN TOWER | Electrical |  | WO/GC01/GC01/17 | M.A. ENTERPRISE | 150 MM wide Hot dep Galvanised perforated type cable tray with 10 mm dia full thread Rod . | 150 MM wide Hot dep Galvanised perforated type cable tray with 10 mm dia full thread Rod . | RMT | 30 | 300 | Approved
CHANDANNAGAR COMMERCIAL | MAIN TOWER | Electrical |  | WO/GC01/GC01/17 | M.A. ENTERPRISE | 25 X 6 MM GI strip | 25 X 6 MM GI strip | RMT | 30 | 150 | Approved
CHANDANNAGAR COMMERCIAL | MAIN TOWER | Electrical |  | WO/GC01/GC01/17 | M.A. ENTERPRISE | 8 SWG GI Wire | 8 SWG GI Wire | RMT | 50 | 25 | Approved
CHANDANNAGAR COMMERCIAL | MAIN TOWER | Electrical |  | WO/GC01/GC01/17 | M.A. ENTERPRISE | 4.27 Mtr. Long 35 watt LED pole light fixture. (Foundation & associated civil works are excluded.) | 4.27 Mtr. Long 35 watt LED pole light fixture. (Foundation & associated civil works are excluded.) | Nos | 7 | 1500 | Approved
CHANDANNAGAR COMMERCIAL | MAIN TOWER | Electrical |  | WO/GC01/GC01/17 | M.A. ENTERPRISE | 3 Mtr. Long 30 watt LED pole light fixture. (Foundation & associated civil works are excluded.) | 3 Mtr. Long 30 watt LED pole light fixture. (Foundation & associated civil works are excluded.) | Nos | 6 | 1500 | Approved
Primarc Aadvika | PRE-CONSTRUCTION PHASE | Temp fencing wall & Gate |  | WO/HW1/PHW1/30 | S K CONSTRUCTION | Surface Prepration | Charges for surface preparation on brick masonry wall, including cleaning, wire brushing, removal of loose mortar, dust, and mud/soil particles, filling of all grooves using approve morter, making the surface even and smooth, and ensuring proper adhesion for the subsequent waterproofing coating, all complete as per direction of the Engineer-in-Charge. | Sq.Ft. | 565 | 4 | Approved
Primarc Aadvika | PRE-CONSTRUCTION PHASE | Temp fencing wall & Gate |  | WO/HW1/PHW1/30 | S K CONSTRUCTION | Patch Work | Charges for patch work by applying one coat of Fosroc Nitobond SBR (Latex) slurry (Latex: Water: Cement 1:3:6), followed by applying mortar patch work (avg 5mm thk., 1:3 )mixed with Latex slurry (Latex: Water 1:8)over the wall surface, and finished with a final coat of Fosroc Nitobond SBR (Latex) slurry (Latex Water Cement 1:3:6) all complete including all labour, materials, tools, and equipment as per manufacturer's specifications and direction of the Engineer-in-Charge. (Only cement will be provided by client but subject to reconciliation) | Sq.Ft. | 565 | 17 | Approved
Primarc Aadvika | PRE-CONSTRUCTION PHASE | Temp fencing wall & Gate |  | WO/HW1/PHW1/30 | S K CONSTRUCTION | Waterproofing Coating | Providing and applying 2 coat of cementitious acrylic waterproofing coating (Fosroc Brushbond RFX) on brick retaining walls using a two-component, consisting of cement-based powder and acrylic polymer liquid, mixed in the manufacturer's recommended ratio to form a smooth brushable slurry. The coating applied in two coats at right angles to each other with an interval of not less than 24 hours between successive coats, to achieve a total dry film thickness of 1.0-1.5 mm. Sprinkle fine aggregate immediately after the application of second coat. The coating shall be allowed to air cure, for a minimum of 48 hours before backfilling or applying any protective layer. The work shall be executed in accordance with the manufacturer's specifications and as directed by the Engineer-in-Charge. | Sq.Ft. | 565 | 27 | Approved
Primarc Aadvika | PRE-CONSTRUCTION PHASE | Temp fencing wall & Gate |  | WO/HW1/PHW1/30 | S K CONSTRUCTION | Protective Plaster | Charges for supplying of Fosroc Conplast WL (Integral waterproofing liquid admixture for concrete and mortar) to be used for Waterproofing Protective Plaster in the ratio 1:4 (Cement: Sand)on brick retaining wall, with a consuption @ 200 ml per bag of cement. Plaster work is in the Client’s scope of work, contractor only responsible for supply of the Liquid admixture. | Sq.Ft. | 565 | 1.5 | Approved
AARANYA | PRE-CONSTRUCTION PHASE | Site Office | Civil and Finishing Work of Site Office | WO/PKB/PKB1/13 | NEW L. N. CONSTRUCTION | Neat Cement | Labour charges for 3mm thk neat cement work up to plinth level including all tool tackles all complete as per direction of EIC | Sq.Mtr. | 5.77 | 55 | Approved
AARANYA | PRE-CONSTRUCTION PHASE | Site Office | Civil and Finishing Work of Site Office | WO/PKB/PKB1/13 | NEW L. N. CONSTRUCTION | 200/250mm thick brick Work | Providing and erecting 200/250mm thick brick work with 1st class bricks for walls of specified thickness in cement sand mortar (1:6) including the cost of all material, as per drawing and as specified in relevant is codes, necessary curing, scaffolding, staging, all leads and lifts from any point to any point inside the site in all structures such as walls / pillars / stub / supports / drains etc including cleaning of accumulated debris as per drawing and specifications and as directed by the project manager. (Cement will be supplied by Client but subjected to reconciliation) Location: Security cabin & partition wall | Cum. | 0.28 | 7600 | Approved
AARANYA | PRE-CONSTRUCTION PHASE | Site Office | Civil and Finishing Work of Site Office | WO/PKB/PKB1/13 | NEW L. N. CONSTRUCTION | Daily Mason | Charges for supply of mason for misc. work at site per requirement and direction of EIC. Daily time schedule - 9AM-5PM(8Hrs) including lunch time (30min). | Nos | 13.5 | 650 | Approved
AARANYA | PRE-CONSTRUCTION PHASE | Site Office | Civil and Finishing Work of Site Office | WO/PKB/PKB1/13 | NEW L. N. CONSTRUCTION | Daily Labour | Charges for supply of labour for misc. work at site per requirement and direction of EIC. Daily time schedule - 9AM-5PM(8Hrs) including lunch time (30min). | Nos | 16 | 480 | Approved
The Ramdulari | BLOCK | Flooring Work |  | WO/RP/RP02/46 | SHAQUIB ENTERPRISES | Misc. Flooring Work in 26th Floor | Misc. Flooring Work in 26th Floor |  | 0 | 0 | Amended & Submitted
The Ramdulari | BLOCK | Flooring Work |  | WO/RP/RP02/46 | SHAQUIB ENTERPRISES | 4 Nos Planter Seating | Providing and fixing granite sitting area work, including granite top with 35-40 mm thick 1:4 sand-cement mortar, Jhulan Patti cutting, fitting, fixing, half/full moulding, groove work, joint filling with matching pigment and araldite, finishing, and cleaning, complete as per approved drawings and direction of the Engineer-in-Charge. (Only granite stone and cement will be supplied by the Client, subject to reconciliation. The quoted rate shall include all required materials, labour, tools & tackles, and necessary arrangements for execution of the work. Shifting and lifting of all materials and machinery shall be in the contractor’s scope.) Location:- 26th Floor | Nos. | 4 | 7000 | Approved
The Ramdulari | BLOCK | Flooring Work |  | WO/RP/RP02/46 | SHAQUIB ENTERPRISES | 1 Ns Circular Planter | Providing and fixing Half Round Granite Sitting Area, including granite top over 35–40 mm thick 1:4 sand-cement mortar, Jhulan Patti cutting, fitting, fixing, half/full moulding, groove work, joint filling with matching pigment and araldite, finishing, and cleaning, complete as per approved drawings and direction of the Engineer-in-Charge. (Only granite stone and cement will be supplied by the Client, subject to reconciliation. The quoted rate shall include all required materials, labour, tools & tackles, and necessary arrangements for execution of the work. Shifting and lifting of all materials and machinery shall be in the contractor’s scope.) Location: 26th Floor. | Nos | 1 | 6000 | Approved
The Ramdulari | BLOCK | Flooring Work |  | WO/RP/RP02/46 | SHAQUIB ENTERPRISES | Granite Flooring | Charges for Providing and Fixing charges for Granite Stone Flooring work at Roof with average 40-50mm thck Sand thick cement mortar (1:4), in proper line, level & plumb. The joints will be filled with matching pigment araldite including all finishing & Cleaning as per drawing and direction of Engineer-In-Charge. (Only Granite Stone and Cement will be supplied by Client Subject to reconciliation.) (Rate including all required materials, labours, tools & tackles and necessary arrangements for the work. (Shifting & Lifting of all materials & machineries are in contractor's scope) Location: Roof 26th Floor | Sq.Ft. | 951.559 | 57 | Approved
The Ramdulari | BLOCK | Flooring Work |  | WO/RP/RP02/46 | SHAQUIB ENTERPRISES | Granite Big Slab Cutting | Labour Charges of Cutting Big Granite Slab Roughly (710mmx445mm) then after forma finishing size (700x430mm) complete as per approved drawings and direction of the Engineer-in-Charge. Location Roof | Sq.Ft. | 951.559 | 15 | Approved
The Ramdulari | BLOCK | Flooring Work |  | WO/RP/RP02/46 | SHAQUIB ENTERPRISES | Groove | Labour Charges Making 6mm Groove line at any floor and level as per drawing and direction of Engineer-in-Charge | Rft | 557.313 | 33 | Approved
The Ramdulari | BLOCK | Flooring Work |  | WO/RP/RP02/46 | SHAQUIB ENTERPRISES | Planter Dado | Charges for Providing and Fixing charges for Granite Stone Dado (Planter Wall) work at Roof with average 40-50mm thck Sand thick cement mortar (1:4), in proper line, level & plumb. The joints will be filled with matching pigment araldite including all finishing & Cleaning as per drawing and direction of Engineer-In-Charge. (Only Granite Stone and Cement will be supplied by Client Subject to reconciliation.) (Rate including all required materials, labours, tools & tackles and necessary arrangements for the work. (Shifting & Lifting of all materials & machineries are in contractor's scope) Location: Roof 26th Floor | Sq.Ft. | 689.337 | 57 | Approved
The Ramdulari | BLOCK | Flooring Work |  | WO/RP/RP02/46 | SHAQUIB ENTERPRISES | Planter Top | Charges for Providing and Fixing charges for Granite Stone 200-300mm Planter & Parapet Wall Top with average 40-50mm thick Sand cement mortar (1:4) in proper line, level & plumb. The joints will be filled with matching pigment, araldite including all finishing & Cleaning as per drawing and direction of Engineer-In-Charge. Only Granite Stone and Cement will be supplied by Client Subject to reconciliation.) (Rate including all required materials, labours, tools & tackles and necessary arrangements for the work. (Shifting & Lifting of all materials & machineries are in contractor's scope) Location: 26th Floor Planter & Parapet Wall Top | Rft | 491 | 52 | Approved
The Ramdulari | BLOCK | Flooring Work |  | WO/RP/RP02/46 | SHAQUIB ENTERPRISES | Planter wall Inside | Charges for Providing and Fixing charges for Granite Stone 150-20mm Planter & Parapet Wall Inside Patti with average 40-50mm thick Sand cement mortar (1:4) in proper line, level & plumb. The joints will be filled with matching pigment, araldite including all finishing & Cleaning as per drawing and direction of Engineer-In-Charge. Only Granite Stone and Cement will be supplied by Client Subject to reconciliation.) (Rate including all required materials, labours, tools & tackles and necessary arrangements for the work. (Shifting & Lifting of all materials & machineries are in contractor's scope) Location: 26th Floor Planter & Parapet Wall Inside Patti | Rft | 473 | 52 | Approved
The Ramdulari | BLOCK | Flooring Work |  | WO/RP/RP02/46 | SHAQUIB ENTERPRISES | Moulding | Labour Charges for Granite Stone Half Moulding at planter & Window Sill as per drawing and direction of Engineer-in-charge. | Rft | 500 | 33 | Approved
The Ramdulari | BLOCK | Flooring Work |  | WO/RP/RP02/46 | SHAQUIB ENTERPRISES | Groove | Labour Charges Making 6mm Groove line at any floor and level as per drawing and direction of Engineer-in-Charge. | Rft | 161.5 | 33 | Approved
The Ramdulari | BLOCK | Flooring Work |  | WO/RP/RP02/46 | SHAQUIB ENTERPRISES | Door Jamb | Charges for Providing and Fixing charges for Granite Stone Door ,Window jamb & Sill work with average 35-40mm thick Sand cement mortar (1:4) in proper line, level & plumb. The joints will be filled with matching pigment, araldite including all finishing & Cleaning as per drawing and direction of Engineer-In-Charge. Only Granite Stone and Cement will be supplied by Client Subject to reconciliation.) (Rate including all required materials, labours, tools & tackles and necessary arrangements for the work. (Shifting & Lifting of all materials & machineries are in contractor's scope) Location: Door Window Jamb & Sill | Rft | 397 | 65 | Approved
The Ramdulari | BLOCK | Flooring Work |  | WO/RP/RP02/46 | SHAQUIB ENTERPRISES | Moulding | Labour Charges for Granite Stone Half Moulding as per drawing and direction of Engineer-in-charge Labour Charges for Granite Stone Half Moulding at planter & window sill as per drawing and direction of Engineer-in-charge. Location Window Jamb | Rft | 339.5 | 33 | Approved
The Ramdulari | BLOCK | Flooring Work |  | WO/RP/RP02/46 | SHAQUIB ENTERPRISES | SRI tiles | "Fixing Charges for of SRI Tiles (300x300) at Roof floor and over a bed 35-45 mm thick cement mortar (1:4) with 3mm(W) X 8mm (D) groove and filled with Epoxy Grouting pigmented to match after acid washing including all finishing and Cleaning at all levels as per drawing and direction of Engineer-In-Charge. This rates includes Chipping (If required) Tiles, Cement will be supplied by client but subjected to reconciliation. Location:- Above Roof | Sq.Ft. | 1565.5 | 37 | Approved
The Ramdulari | BLOCK | Flooring Work |  | WO/RP/RP02/46 | SHAQUIB ENTERPRISES | SRI Skirting | Roof SRI Tiles Skirting Fixing Charges for of SRI Tiles (300X300) at Roof floor and over a bed of 30-35 mm thick cement mortar (1:4) , with 3mm (W) X 8 mm(D) groove and filled with polymer based grout pigmented to match after acid washing including all finishing & Cleaning at all level as per drawing and direction of Engineer-In-Charge. This rates includes Chipping (if required) Tiles , Cement will be supplied by Client but subjected to reconciliation. | Rft | 149.5 | 30 | Approved
The Ramdulari | BLOCK | Flooring Work |  | WO/RP/RP02/46 | SHAQUIB ENTERPRISES | Groove Making | Labour Charges of making Groove on SRI Tiles 3mm(w) x8mm (D) as per BOQ & Direction of EIC. | Rft | 1145 | 15 | Approved
The Ramdulari | BLOCK | Flooring Work |  | WO/RP/RP02/46 | SHAQUIB ENTERPRISES | Epoxy grouting | Epoxy grouting: Providing and Labour charges for cleaning of Tiles/Granite and inside of groove of 3/6mm(W) X 10mm(D) and applying and filling with white cement upto 5 mm and balance 5 mm by Lapoxy grouting material (Latapoxy SP 100 DUO- Approx. Coverage - 80-100 Sft per 5 Kg for approved joint width and 5 mm joint depth) (with approved colour) at Roof Tiles area including cost of lifting as per drawing and direction of Engineer-in-Charge. (Measurement shall be made on theoretical flooring dimension as per drawing)" Material Supplied by Client. Location- Roof 26th Floor & Above Roof | Rft | 1145 | 8 | Approved
The Ramdulari | BLOCK | Flooring Work |  | WO/RP/RP02/46 | SHAQUIB ENTERPRISES | Supply of Daily Chipper for Misc. rectification work | Supply of Daily Chipper for Misc. rectification work |  | 0 | 0 | Amended & Approved
The Ramdulari | BLOCK | Flooring Work |  | WO/RP/RP02/46 | SHAQUIB ENTERPRISES | Chipper | Charges for Supply of Chipper for Internal Misc. work as per direction of EIC. (8 Hours including Lunchtime.) | Nos. | 101 | 750 | Approved
The Ramdulari | BLOCK | Flooring Work |  | WO/RP/RP02/46 | SHAQUIB ENTERPRISES | Chipper with Hammering Machine | Charges for Supply of Chipper with hammering Machine for Internal Misc. work as per direction of EIC. (8 Hours including Lunchtime.) | Nos | 25 | 1250 | Approved
SOUTHWINDS PROJECT LLP (PHASE - III & IV) | MEP PHASE - IV | DG Cost | Consultancy | WO/SP34/MW4/70 | OLYMPIA ENGINEERING | Installation and Liaisoning work for Electrical Metering for DG power supply | a. Supply, Installation, Testing and Commissioning of 3-Ph KWH meter for electric metering of 2 Nos 500 KVA and 1 No 380 KVA DG set along with suitable rating of CT's . Including supply and installation of all accessories to complete the work in all respect. b. Liaisoning charges for application of necessary permission obtain from directorate of electricity duty for 2 Nos 500 KVA and 1 No 380 KVA DG set and approval of meter. The job includes submission of application on " SHILPOSATHI" Portal with necessary documents such as KWH test certificate, KWH Meter calibration report( KWH Meter test certificate and calibration report submitted by Vendor) etc. as required, inspection at site by the Directorate of electrical duty and also collection and handover to us Registration certificate, Multifactor Certificate etc. for our record.. | Lump Sum | 1 | 81000 | Approved
SOUTHWINDS PROJECT LLP (PHASE - III & IV) | FINISHING PHASE - IV | Internal Painting |  | WO/SP34/FW4/84 | JAHANGIR ALAM ENTERPRISE | Providing and applying one coat of water base primer on Ceiling and Wall at Block - 16 (1st Floor to 6th Floor all Inside Flat) | Providing and applying one coat of water base primer on ceiling ,wall including all surfaces rubbed, smoothened with emery paper, thoroughly cleaned by dry mopping with cloths to make the surfaces dust free prior to application of primer, including fill cracks and holes with approved filler if required so with necessary tools, tackles & scaffolding at all levels as per direction of Engineer-in-Charge. Location : Block - 16 (1st Floor to 6th Floor all Inside Flat) | Sq.Ft. | 50803.276 | 3.25 | Approved
SOUTHWINDS PROJECT LLP (PHASE - III & IV) | FINISHING PHASE - IV | Internal Painting |  | WO/SP34/FW4/85 | Madhuban International | Providing and applying one coat of water base primer on Ceiling and Wall at Block - 13, 14(Part-2) & 15 (1st Floor all Inside Flat) | Providing and applying one coat of water base primer on ceiling ,wall including all surfaces rubbed, smoothened with emery paper, thoroughly cleaned by dry mopping with cloths to make the surfaces dust free prior to application of primer, including fill cracks and holes with approved filler if required so with necessary tools, tackles & scaffolding at all levels as per direction of Engineer-in-Charge. Location : Block - 13, 14(Part-2) & 15 (1st Floor all Inside Flat) | Sq.Ft. | 39071.449 | 3.25 | Approved
Primarc Aadvika | PRE-CONSTRUCTION PHASE | Site Office | Civil and Finishing Work of Site Office | WO/HW1/PHW1/31 | RAJ KUMAR FURNITURE WORKS | Fixing of Sliding door and normal door shutter | Labour Charges for fabrication and fixing of site office storage sliding door and normal door shutter including frame fixing and also includes both side laminate pasting as per direction of the EIC. | Lump Sum | 1 | 30000 | Approved
Primarc Aadvika | PRE-CONSTRUCTION PHASE | Site Office | Civil and Finishing Work of Site Office | WO/HW1/PHW1/31 | RAJ KUMAR FURNITURE WORKS | Making of photo frame | Labour charges for making a photo frame for the marketing office conference area, including application of black colour paint as per direction of the EIC. | Lump Sum | 1 | 6500 | Approved
Primarc Aadvika | PRE-CONSTRUCTION PHASE | Site Office | Civil and Finishing Work of Site Office | WO/HW1/PHW1/31 | RAJ KUMAR FURNITURE WORKS | Gala polish over conference table | Labour charges for gala polish over conference table of size 12 feet X 4 feet for smooth and glossy surface, including all materials as per direction of the EIC. | Lump Sum | 1 | 10500 | Approved
Primarc Aadvika | PRE-CONSTRUCTION PHASE | Site Office | Civil and Finishing Work of Site Office | WO/HW1/PHW1/31 | RAJ KUMAR FURNITURE WORKS | Loading and Unloading | labour charges for loading and unloading and transportation of materials as per direction of the EIC. | Lump Sum | 1 | 1400 | Approved
SOUTHWINDS PROJECT LLP (PHASE - III & IV) | FINISHING PHASE - IV | External Painting |  | WO/SP34/FW4/86 | ARTISAN | Charges of Mason and Labour for outside Crack Repairing and Painting Work | Charges for Mason & Labour for outside crack repairing work with filling, putty & texture touch-up work |  | 0 | 0 | Approved
SOUTHWINDS PROJECT LLP (PHASE - III & IV) | FINISHING PHASE - IV | External Painting |  | WO/SP34/FW4/86 | ARTISAN | Mason | Mason - 8Hrs Working | Nos | 150.5 | 800 | Approved
SOUTHWINDS PROJECT LLP (PHASE - III & IV) | FINISHING PHASE - IV | External Painting |  | WO/SP34/FW4/86 | ARTISAN | Labour | Labour - 8Hrs Working | Nos | 73.5 | 550 | Approved
SOUTHWINDS PROJECT LLP (PHASE - III & IV) | FINISHING PHASE - IV | External Painting |  | WO/SP34/FW4/86 | ARTISAN | Supply of Material for repairing work. | Supply of Material for repairing work. |  | 0 | 0 | Approved
SOUTHWINDS PROJECT LLP (PHASE - III & IV) | FINISHING PHASE - IV | External Painting |  | WO/SP34/FW4/86 | ARTISAN | Supply of Material for repairing work | Supply of Ultrafine Texture & Putty as per Challan and direction of EIC. | Lump Sum | 1 | 11314 | Approved
The Soul, Rajarhat | OVERHEADS | Security Expense |  | WO/HR01/OHES/94 | NIS MANAGEMENT LIMITED | Providing Security Personnel. | Providing Security Guard @12 hrs. daily basis for full month including reliever, NH & management fees, from 1st Oct'2025 to 31st Dec'2025, Total Manpower = 2 nos. | Head | 6 | 23069 | Approved
Primarc Chambers | BLOCK | Electrical | External Electrical | WO/PCH/PC01/25 | DIAMOND PROJECTS | ATS Panel | ATS Panel | Nos. | 1 | 3500 | Approved
Primarc Chambers | BLOCK | Electrical | External Electrical | WO/PCH/PC01/25 | DIAMOND PROJECTS | COM Service Panel-1 | COM Service Panel-1 | Nos. | 1 | 2500 | Approved
Primarc Chambers | BLOCK | Electrical | External Electrical | WO/PCH/PC01/25 | DIAMOND PROJECTS | COM Service Panel-2 | COM Service Panel-2 | Nos. | 1 | 2500 | Approved
Primarc Chambers | BLOCK | Electrical | External Electrical | WO/PCH/PC01/25 | DIAMOND PROJECTS | 12 Way VTPN DB | 12 Way VTPN DB | Nos. | 1 | 1600 | Approved
Primarc Chambers | BLOCK | Electrical | External Electrical | WO/PCH/PC01/25 | DIAMOND PROJECTS | 6 Way VTPN DB | 6 Way VTPN DB | Nos. | 1 | 1400 | Approved
Primarc Chambers | BLOCK | Electrical | External Electrical | WO/PCH/PC01/25 | DIAMOND PROJECTS | 4 Way VTPN DB | 4 Way VTPN DB | Nos. | 1 | 1000 | Approved
Primarc Chambers | BLOCK | Electrical | External Electrical | WO/PCH/PC01/25 | DIAMOND PROJECTS | 200 A, 4 Pole, 35 KA, MCCB with O/L & S/C, TM release. | 200 A, 4 Pole, 35 KA, MCCB with O/L & S/C, TM release. | Nos. | 2 | 500 | Approved
Primarc Chambers | BLOCK | Electrical | External Electrical | WO/PCH/PC01/25 | DIAMOND PROJECTS | 2 Core 6.0 Sqmm Cu. Flexible Cable | 2 Core 6.0 Sqmm Cu. Flexible Cable | Mtrs. | 171 | 14 | Approved
Primarc Chambers | BLOCK | Electrical | External Electrical | WO/PCH/PC01/25 | DIAMOND PROJECTS | 4Core 6.0 Sqmm Cu. Flexible Cable | 4Core 6.0 Sqmm Cu. Flexible Cable | Mtrs. | 73 | 16 | Approved
Primarc Chambers | BLOCK | Electrical | External Electrical | WO/PCH/PC01/25 | DIAMOND PROJECTS | 4Core 10.0 Sqmm Cu. Flexible Cable | 4Core 10.0 Sqmm Cu. Flexible Cable | Mtrs. | 548 | 17 | Approved
Primarc Chambers | BLOCK | Electrical | External Electrical | WO/PCH/PC01/25 | DIAMOND PROJECTS | 4Core 16.0 Sqmm Cu. Flexible Cable | 4Core 16.0 Sqmm Cu. Flexible Cable | Mtrs. | 249 | 19 | Approved
Primarc Chambers | BLOCK | Electrical | External Electrical | WO/PCH/PC01/25 | DIAMOND PROJECTS | 750 MM wide Hot dep Galvanised Ladder type cable tray with support of cable tray 40 x40 x 6 mm MS Angle. | 750 MM wide Hot dep Galvanised Ladder type cable tray with support of cable tray 40 x40 x 6 mm MS Angle. | Mtrs. | 69.1 | 550 | Approved
Primarc Chambers | BLOCK | Electrical | External Electrical | WO/PCH/PC01/25 | DIAMOND PROJECTS | 450 MM wide Hot dep Galvanised Ladder type cable tray with support of cable tray 40 x40 x 6 mm MS Angle. | 450 MM wide Hot dep Galvanised Ladder type cable tray with support of cable tray 40 x40 x 6 mm MS Angle. | Mtrs. | 220.2 | 395 | Approved
Primarc Chambers | BLOCK | Electrical | External Electrical | WO/PCH/PC01/25 | DIAMOND PROJECTS | Labour charges for alteration and modification of meter room | Labour charges for alteration and modification of meter room electrical work as per site requirement including necessary all hardware materials etc. as required to complete the job in all respect. | Lot | 1 | 18000 | Approved
Primarc Chambers | BLOCK | Electrical | External Electrical | WO/PCH/PC01/70 | DIAMOND PROJECTS | 3C x 1.5 sq.mm. Copper Armoured/unarmoured cable | 3C x 1.5 sq.mm. Copper Armoured/unarmoured cable | Mtrs. | 1211 | 14 | Approved
Primarc Chambers | BLOCK | Electrical | External Electrical | WO/PCH/PC01/70 | DIAMOND PROJECTS | 4 way VTPN DB | 4 way VTPN DB | Nos. | 3 | 1000 | Approved
The Ramdulari | PRE-CONSTRUCTION PHASE | Plumbing/Sanitory | External Plumbing | WO/RP/RP01/57 | Bdcon Engineers Pvt. Ltd. | SWR Pipeline | Labour charges for fitting, fixing and testing 110mm SWR Pipeline for Soil, waste drainage lines including cutting holes in Walls and making good the same wherever required and connection to Pit as per direction of EIC. (Necessary Dia. of Pipes & their Fittings, all Fitting Materials and solvent will be supplied by Client and Other Loose Materials as Screws, Nail, Fastnut, MS Hooks, Rubber insulated U clamps, MS Angle / Bracket, Universal clamp will be supplied By contractor.) |  | 0 | 0 | Approved
The Ramdulari | PRE-CONSTRUCTION PHASE | Plumbing/Sanitory | External Plumbing | WO/RP/RP01/57 | Bdcon Engineers Pvt. Ltd. | 110mm SWR | 110mm SWR | RMT | 40 | 210 | Approved
The Ramdulari | PRE-CONSTRUCTION PHASE | Plumbing/Sanitory | External Plumbing | WO/RP/RP01/57 | Bdcon Engineers Pvt. Ltd. | UPVC pipe (SCH 40) | Labour Charges for Laying, fitting and fixing uPVC pipe (SCH 40) as per IS: 4984 various dia as shown in drawing complete with all sorts of fittings (e.g. tee, bends, elbows, coupler, unions, reducers, flanges etc.) as required jointed with heavy duty solvent cement as per manufacturers specification and as per instruction of EIC. [Necessary Dia. of Pipes & their Fittings and all Fitting Materials and solvent will be supplied by Client and Sand, Stone Chips, Other Loose Materials as Screws, Nail, MS Hooks, MS Angle / Bracket, Universal clamp, MS Saddle Clamp will be supplied by Contractor] |  | 0 | 0 | Approved
The Ramdulari | PRE-CONSTRUCTION PHASE | Plumbing/Sanitory | External Plumbing | WO/RP/RP01/57 | Bdcon Engineers Pvt. Ltd. | 20mm UPVC SCH-40 Pipe | 20mm UPVC SCH-40 Pipe | RMT | 42 | 150 | Approved
The Ramdulari | PRE-CONSTRUCTION PHASE | Plumbing/Sanitory | External Plumbing | WO/RP/RP01/57 | Bdcon Engineers Pvt. Ltd. | 40mm UPVC SCH-40 Pipe | 40mm UPVC SCH-40 Pipe | RMT | 58 | 187 | Approved
The Ramdulari | PRE-CONSTRUCTION PHASE | Plumbing/Sanitory | External Plumbing | WO/RP/RP01/57 | Bdcon Engineers Pvt. Ltd. | UPVC Valve | Labour charges for fitting ,fixing and testing the UPVC Valve with necessary fittings and fixing materials, complete as per the direction of EIC .(All fittings, valve , solvent supplied by Client) |  | 0 | 0 | Approved
The Ramdulari | PRE-CONSTRUCTION PHASE | Plumbing/Sanitory | External Plumbing | WO/RP/RP01/57 | Bdcon Engineers Pvt. Ltd. | 15mm UPVC Ball Valve | 15mm UPVC Ball Valve | Nos | 5 | 83 | Approved
The Ramdulari | PRE-CONSTRUCTION PHASE | Plumbing/Sanitory | External Plumbing | WO/RP/RP01/57 | Bdcon Engineers Pvt. Ltd. | 20mm UPVC Ball Valve | 20mm UPVC Ball Valve | Nos | 4 | 94 | Approved
The Ramdulari | BLOCK | Civil | Sub & Super Structure Work |  |  | 200mm Core Cutting | Charges for core cutting in RCC structure with core cutting diameter of 200mm. The scope includes: Dismantling the cut portions into manageable pieces. Safe lowering of debris to the ground floor in bags. Floor protection using sandbags (sand to be supplied by the client). Ensuring complete safety and protection of the finished marble flooring in the lift lobby. All necessary machinery, tools, tackles, transportation, and labour are to be provided by the contractor, and the work shall be executed as per approved drawings and under the direction of the Engineer-in-Charge. Location: Lobby Main Door Portion – from 4th Floor to 19th Floor. | Nos |  |  | Approved
The Ramdulari | BLOCK | Civil | Sub & Super Structure Work | WO/RP/RP02/39 | ADRIJA CONSTRUCTION | 200mm Dia Core Cutting | 200mm Dia Core Cutting (20 Nos for Palnter) Location- Planter at Ground Floor. | Nos | 20 | 600 | Approved
AARANYA | OVERHEAD | Office Peon |  | WO/PKB/PKB3/11 | Integrated Security Service | Providing Office Peon | Providing One (01) Office peon @8 hrs. daily basis for full month except Sunday Including NH & Management fees, at site office, from 1st Oct'2025 to 31st Dec'2025. | Head | 3 | 17526 | Approved
SOUTHWINDS PROJECT LLP (PHASE - III & IV) | OVERHEAD PHASE - III & IV | In-house labour |  | WO/SP34/OP34/42 | Suraj Enterprise | Unskilled Labour for misc work - From 1st Oct'2025 | Charges of Unskilled Labour including Cook for misc work at Site as per requirement & direction of EIC. (12hrs. Including breakfast & lunch) - From 1st Oct'2025 | Nos | 1032 | 525 | Approved
SOUTHWINDS PROJECT LLP (PHASE - III & IV) | OVERHEAD PHASE - III & IV | In-house labour |  | WO/SP34/OP34/42 | Suraj Enterprise | loading - unloading - From 1st Oct'2025 | Charges for loading - unloading, transportation, hire charges for machinery work as per direction of Engineer-in-Charge. From 1st Oct'2025 | Nos | 1032 | 26 | Approved
Primarc Chambers | BLOCK | Business Centre |  | WO/PCH/PC01/101 | INTERIOR SCAPE | Removing & Re-fixing Work of Veneer Panel at Business Centre | Charges for Removing & Re-fixing Work of Veneer Panel at Business Centre |  | 0 | 0 | Approved
Primarc Chambers | BLOCK | Business Centre |  | WO/PCH/PC01/101 | INTERIOR SCAPE | Removal of Veneer Panel | Labour Charges for removal of existing 4mm thick veneer panel using necessary tools & tackles as per direction of Engineer In Charge. | Sq.Ft. | 31 | 80 | Approved
Primarc Chambers | BLOCK | Business Centre |  | WO/PCH/PC01/101 | INTERIOR SCAPE | Removal of Ply | Labour charges for removal of existing Ply, using necessary tools & tackles as per direction of Engineer In Charge. | Sq.Ft. | 5.82 | 80 | Approved
Primarc Chambers | BLOCK | Business Centre |  | WO/PCH/PC01/101 | INTERIOR SCAPE | Lifting & Fixing of 12mm plywood | Labour Charges for Fixing of 12mm plywood for Veneer Wall Paneling work with supply of Nails, SS Screw, Masking Tape including all finishing, lifting at all level as per design requirements and cleaning the work area, shifting all the debris/wastes to a designated place at ground floor level, all level as per approved drawing and direction of Engineer in charge. (Ply will be supplied by Client) | Sq.Ft. | 5.82 | 260 | Approved
Primarc Chambers | BLOCK | Business Centre |  | WO/PCH/PC01/101 | INTERIOR SCAPE | Lifting & Fixing of 4mm thick Veneer | Labour Charges for Fixing of 4mm thick Veneer as per approved shade with supply of Nails, SS Screw, Masking Tape, gum including all finishing, lifting at all level as per design requirements and cleaning the work area, shifting all the debris/wastes to a designated place at ground floor level, all level as per approved drawing and direction of Engineer in charge. (Veneer will be supplied by Client) | Sq.Ft. | 31 | 70 | Approved
Primarc Chambers | BLOCK | Business Centre |  | WO/PCH/PC01/101 | INTERIOR SCAPE | Veneer polishing | Charges for Veneer polish using laquour including supply of material, all complete as per direction of EIC | Sq.Ft. | 141.5 | 135 | Approved
Primarc Chambers | BLOCK | Business Centre |  | WO/PCH/PC01/101 | INTERIOR SCAPE | Edge Polishing | Veneer edge polishing using laquour with supply of material as per direction of EIC. | Rft | 81.35 | 60 | Approved
Primarc Chambers | BLOCK | Business Centre |  | WO/PCH/PC01/101 | INTERIOR SCAPE | Charges for loading & unloading | Charges for loading & unloading, transportation ,hire charges for machinery as per direction of EIC | Lump Sum | 1 | 918.3 | Approved
The Ramdulari | BLOCK | Wood Work |  | WO/RP/RP02/81 | M.R. Furniture | Wooden moulding at Lift Lobby | Labour charges for fixing Wooden Moulding (100mm x 50mm) at Lift Lobby, including supply of all necessary accessories such as nails, 2'' SS screws, adhesive (gum), PVC Gutka and masking tape, complete as per approved drawings and instructions of the Engineer-in-Charge, and including lifting, shifting, and handling of materials.(Pine wood shall be supplied by the Client Subject to reconciliation ) | RMT | 1296 | 55 | Approved
The Ramdulari | BLOCK | Wood Work |  | WO/RP/RP02/81 | M.R. Furniture | Plywood Panelling work at Lift facia frame | Labour charges for Panelling work of Plywood (19mm thick) at Lift facia frame with supply of nail, screw, gum, PVC gully as per approved drawing and instructions of the EIC. (Plywood will be supplied by Client) | Lump Sum | 1 | 16000 | Approved
SOUTHWINDS PROJECT LLP (PHASE - III & IV) | OVERHEAD PHASE - III & IV | In-house labour |  | WO/SP34/OP34/50 | Balaji Enterprise | Charges of Mason, Helper, Chipper & Unskilled Labour for misc. work as per direction of EIC. - From 1st Oct'2025 | Charges of Mason, Helper, Chipper & Unskilled Labour for misc. work as per direction of EIC. - From 1st Oct'2025 |  | 0 | 0 | Approved
SOUTHWINDS PROJECT LLP (PHASE - III & IV) | OVERHEAD PHASE - III & IV | In-house labour |  | WO/SP34/OP34/50 | Balaji Enterprise | Masson | Masson - (12hrs. Including breakfast & lunch) | Nos | 170 | 790 | Approved
SOUTHWINDS PROJECT LLP (PHASE - III & IV) | OVERHEAD PHASE - III & IV | In-house labour |  | WO/SP34/OP34/50 | Balaji Enterprise | loading - unloading - Mason | Charges for loading - unloading, transportation, hire charges for machinery work as per direction of Engineer-in-Charge. | Nos | 170 | 31.6 | Approved
SOUTHWINDS PROJECT LLP (PHASE - III & IV) | OVERHEAD PHASE - III & IV | In-house labour |  | WO/SP34/OP34/50 | Balaji Enterprise | Masson Helper | Masson Helper - (12hrs. Including breakfast & lunch) | Nos | 164 | 600 | Approved
SOUTHWINDS PROJECT LLP (PHASE - III & IV) | OVERHEAD PHASE - III & IV | In-house labour |  | WO/SP34/OP34/50 | Balaji Enterprise | loading - unloading - Masson Helper | Charges for loading - unloading, transportation, hire charges for machinery work as per direction of Engineer-in-Charge. | Nos | 164 | 24 | Approved
SOUTHWINDS PROJECT LLP (PHASE - III & IV) | OVERHEAD PHASE - III & IV | In-house labour |  | WO/SP34/OP34/50 | Balaji Enterprise | Unskilled labour | Charges of Unskilled labour for misc work as per direction of EIC. (12hrs. Including breakfast & lunch) | Nos | 2189 | 510 | Approved
SOUTHWINDS PROJECT LLP (PHASE - III & IV) | OVERHEAD PHASE - III & IV | In-house labour |  | WO/SP34/OP34/50 | Balaji Enterprise | loading - unloading - Unskilled labour | Charges for loading - unloading, transportation, hire charges for machinery work as per direction of Engineer-in-Charge. | Nos | 2189 | 20.4 | Approved
SOUTHWINDS PROJECT LLP (PHASE - III & IV) | OVERHEAD PHASE - III & IV | In-house labour |  | WO/SP34/OP34/50 | Balaji Enterprise | Unskilled labour (Cook) | Charges of Unskilled labour (Cook) for misc work as per direction of EIC. (12hrs. Including breakfast & lunch) | Nos | 181 | 510 | Approved
SOUTHWINDS PROJECT LLP (PHASE - III & IV) | OVERHEAD PHASE - III & IV | In-house labour |  | WO/SP34/OP34/50 | Balaji Enterprise | loading - unloading - Unskilled labour (Cook) | Charges for loading - unloading, transportation, hire charges for machinery work as per direction of Engineer-in-Charge. | Nos | 181 | 20.4 | Approved
SOUTHWINDS PROJECT LLP (PHASE - III & IV) | OVERHEAD PHASE - III & IV | In-house labour |  | WO/SP34/OP34/50 | Balaji Enterprise | Cooking Wood or Misc. Jalani | Charges of Cooking Wood or Misc. Jalani and others for Labour Cooking purpose. | Nos | 2704 | 14 | Approved
SOUTHWINDS PROJECT LLP (PHASE - III & IV) | OVERHEAD PHASE - III & IV | In-house labour |  | WO/SP34/OP34/50 | Balaji Enterprise | Charges of Unskilled Labour for Sampoo Wash as per direction of EIC. | Charges of Unskilled Labour for Sampoo Wash as per direction of EIC. |  | 0 | 0 | Approved
SOUTHWINDS PROJECT LLP (PHASE - III & IV) | OVERHEAD PHASE - III & IV | In-house labour |  | WO/SP34/OP34/50 | Balaji Enterprise | Unskilled labour for Sampoo Wash | Charges of Unskilled labour for Sampoo Wash as per direction of EIC. (12hrs. Including breakfast & lunch) Block - 16, 14 (1), 14 (2) & 15 = 392 Units @ 1 Heads Block - 13 = 108 Units @ 1 Heads Lobby 90 = 3 Lobby @ 1 Heads Ground Floor, Community Hall = 4 Heads per Block | Nos | 33 | 510 | Approved
SOUTHWINDS PROJECT LLP (PHASE - III & IV) | OVERHEAD PHASE - III & IV | In-house labour |  | WO/SP34/OP34/50 | Balaji Enterprise | loading - unloading | Charges for loading - unloading, transportation, hire charges for machinery work as per direction of Engineer-in-Charge. | Nos | 33 | 20.4 | Approved
SOUTHWINDS PROJECT LLP (PHASE - III & IV) | OVERHEAD PHASE - III & IV | In-house labour |  | WO/SP34/OP34/50 | Balaji Enterprise | Cooking Wood or Misc. Jalani | Charges of Cooking Wood or Misc. Jalani and others for Labour Cooking purpose. | Nos | 33 | 14 | Approved
The Ramdulari | BLOCK | Wood Work |  | WO/RP/RP02/81 | M.R. Furniture | Loading - Unloading Charges. | Charges for loading unloading & transportation as per direction of Engineer-in-Charge. | Lump Sum | 1 | 2500 | Approved
The Ramdulari | BLOCK | Wood Work |  | WO/RP/RP02/81 | M.R. Furniture | Loading - Unloading Charges. | Charges for loading unloading & transportation as per direction of Engineer-in-Charge | Lump Sum | 1 | 500 | Approved
Primarc Aadvika | PRE-CONSTRUCTION PHASE | Temp fencing wall & Gate |  | WO/HW1/PHW1/29 | ADA-METCON | Labour charges for modification | Additional labour charges for modification work at MS chain Link Fencing for signage support. | Lump Sum | 1 | 15000 | Approved
Primarc Aadvika | EXPERIENCE CENTER | Manpower Services |  | WO/HW1/PHW3/40 | Colliers International India Property Services Private Limited | Providing Manpower for Deep Cleaning | Providing Additional Manpower for Deep Cleaning. | Head | 0 | 0 | Approved
Primarc Aadvika | EXPERIENCE CENTER | Manpower Services |  | WO/HW1/PHW3/40 | Colliers International India Property Services Private Limited | Security Guard | Providing additional security guard for deep cleaning. | Head | 4 | 852 | Approved
Primarc Aadvika | EXPERIENCE CENTER | Manpower Services |  | WO/HW1/PHW3/40 | Colliers International India Property Services Private Limited | Housekeeping Supervisor | Providing Additional HK Supervisor for Deep Cleaning. | Head | 8 | 1000 | Approved
Primarc Aadvika | EXPERIENCE CENTER | Manpower Services |  | WO/HW1/PHW3/40 | Colliers International India Property Services Private Limited | Housekeeping Boy | Providing Additional HK Boy for Deep Cleaning. | Head | 24 | 700 | Approved
Primarc Aadvika | EXPERIENCE CENTER | Manpower Services |  | WO/HW1/PHW3/40 | Colliers International India Property Services Private Limited | Management Fees | Management Fees | Lump Sum | 1 | 1000 | Approved
The Ramdulari | COMMON INFRASTRUCTURE | Landscaping | Softscape | WO/RP/RP03/41 | Mondal Nurseries & Exterior | Supply of Plants | Charges for supply of Peltophorum (Radhachura) Trunk dia - Approx 6" to 8" Hight - 15ft -17ft Flower Colour- Yellow at required location as per approved drawing, specification and direction of EIC | Nos | 1 | 25000 | Approved
Primarc Aadvika | PRE-CONSTRUCTION PHASE | Labour Hutment |  | WO/HW1/PHW1/33 | ANIRBAN ENTERPRISE | Labour Hutment | Providing and making Labour Hutment of size (10'×60') with bamboo structure and CGI sheet roofing, including all labour, consumables, tools, and tackles for complete erection as per drawing and direction of Engineer-in-Charge. (CGI sheets will be supplied by the Client) | Sq.Ft. | 600 | 35.5 | Approved
Primarc Aadvika | PRE-CONSTRUCTION PHASE | Labour Hutment |  | WO/HW1/PHW1/33 | ANIRBAN ENTERPRISE | Macha | Providing and making charges of Macha size (60'x6'2") with bamboo structure iincluding all labour, consumables, tools, and tackles for complete erection as per drawing and direction of EIC. All material will be supplied by contactor. | Sq.Ft. | 370 | 26 | Approved
Primarc Aadvika | PRE-CONSTRUCTION PHASE | Labour Hutment |  | WO/HW1/PHW1/33 | ANIRBAN ENTERPRISE | Transportation | Transportation charges | Lump Sum | 1 | 2100 | Approved
Primarc Aadvika | COMMON INFRASTRUCTURE | Consultancy Charges | ARCHITECT | WO/HW1/PHW2/8 | SUKANYA & ASSOCIATES | Charges for rework due to revisons | Charges for reworking of drawings as per revisions required for sanctioning from various government authorities in accordance with the scope of work. | Lump Sum | 1 | 500000 | Approved
AARANYA | COMMON INFRASTRUCTURE | Boundary Wall |  |  |  | Earth Cutting & Filling | Charges for cutting of available earth from designated areas (within site premises) and filling of the same in low-lying areas, including transportation by mechanical or manual means (lead upto 75m), loading, unloading, spreading, watering, ramming and compaction in layers to achieve the required level, complete in all respects as per approved drawings and direction of the Engineer-in-Charge. Location : Pond 2 side & Boundary wall side | Cum. |  |  | Approved
AARANYA | COMMON INFRASTRUCTURE | Boundary Wall | Civil Work | WO/PKB/PKB2/18 | NEW L. N. CONSTRUCTION | SILVER SAND FILLING | All charges for providing, laying, spreading of Silver sand to a uniform layers, to proper gradient and chamber, inundating each layer by water & packing & ramming layer by layer to achieve desired compaction including all materials, labour, guarding, barricading, making adequate earthen bundh where necessary , mending cracks & depression by ramming where ever necessary. | Cum. | 6 | 2100 | Approved
AARANYA | COMMON INFRASTRUCTURE | Boundary Wall | Civil Work | WO/PKB/PKB2/18 | NEW L. N. CONSTRUCTION | PLY SHUTTERING | All charges for providing, fabricating, erecting and fixing in position plained timber, plywood centering and shuttering true to line and level, including shuttering removal, applying shuttering oil, bracing, chamfering corners (of exposed edges) of all kind of structure. complete as per drawing and direction of Engineer-in-Charge. Rate shall also include removal and dismantling the aforesaid assembly after specified period complete at all depths and leads for all items, at all levels . | Sq.Mtr. | 33.87 | 475 | Approved
AARANYA | COMMON INFRASTRUCTURE | Boundary Wall | Civil Work | WO/PKB/PKB2/18 | NEW L. N. CONSTRUCTION | 250mm Thk. BRICKWORK | Providing and erecting 250mm thick brick work with 1st class bricks for walls of specified thickness in cement sand mortar (1:6) including the cost of all material, as per drawing and as specified in relevant is codes, necessary curing, scaffolding, staging, all leads and lifts from any point to any point inside the site in all structures such as walls / pillars / stub / supports / drains etc including cleaning of accumulated debris as per drawing and specifications and as directed by the project manager. (Cement will be supplied by Client but subjected to reconciliation) | Cum. | 25.4 | 7600 | Approved
AARANYA | COMMON INFRASTRUCTURE | Boundary Wall | Civil Work | WO/PKB/PKB2/18 | NEW L. N. CONSTRUCTION | PLAIN CEMENT CONCRETE (1:3:6) | All charges for providing & laying M10 (1:3:6) plain cement concrete (PCC) of required thickness at all levels and leads using 20 mm nominal size well-graded approved quality aggregate including vibrating / compacting as required establishing dewatering system by pumping / bailing out water, cleaning, preparing surfaces, junctions etc. including shuttering, curing complete as per drawing and direction of Engineer-in-Charge. (Cement would be supplied by the client, but subjected to reconciliation.) | Cum. | 0.2 | 7500 | Approved
AARANYA | COMMON INFRASTRUCTURE | Boundary Wall | Civil Work | WO/PKB/PKB2/18 | NEW L. N. CONSTRUCTION | Brick Wall Dismantling | Charges for doing dismantling of brick work along with its plaster & other finishes including all labour, tools & tackles, equipment, scaffolding (if required), and necessary safety precautions also disposing full or part of the dismantled material & its debris at designated dump yard inside of the site premises as direction of Engineer-in-Charge. | Cum. | 0.6 | 1550 | Approved
AARANYA | COMMON INFRASTRUCTURE | Boundary Wall |  |  |  | Earth Cutting & Filling | Charges for cutting of available earth from designated areas (within site premises) and filling of the same in low-lying areas, including transportation by mechanical or manual means (lead upto 75m), loading, unloading, spreading, watering, ramming and compaction in layers to achieve the required level, complete in all respects as per approved drawings and direction of the Engineer-in-Charge. | Cum. |  |  | Approved
SOUTHWINDS PROJECT LLP (PHASE - III & IV) | MEP PHASE - IV | Borewell Installation |  | WO/SP34/MW4/71 | D.S.P Pumps | Withdrawal, Installation & Transportation of Pump. | Withdrawal, Installation & Transportation of Pump. |  | 0 | 0 | Approved
SOUTHWINDS PROJECT LLP (PHASE - III & IV) | MEP PHASE - IV | Borewell Installation |  | WO/SP34/MW4/71 | D.S.P Pumps | Withdrawal | Withdrawal of defective Pump | Lump Sum | 1 | 1900 | Approved
SOUTHWINDS PROJECT LLP (PHASE - III & IV) | MEP PHASE - IV | Borewell Installation |  | WO/SP34/MW4/71 | D.S.P Pumps | Installation | Installation of Pump | Lump Sum | 1 | 1900 | Approved
SOUTHWINDS PROJECT LLP (PHASE - III & IV) | MEP PHASE - IV | Borewell Installation |  | WO/SP34/MW4/71 | D.S.P Pumps | Development of Old Tube well. | Development of Old Tube well. |  | 0 | 0 | Approved
SOUTHWINDS PROJECT LLP (PHASE - III & IV) | MEP PHASE - IV | Borewell Installation |  | WO/SP34/MW4/71 | D.S.P Pumps | Chemical Treatment | Chemical Treatment | Lump Sum | 1 | 2750 | Approved
SOUTHWINDS PROJECT LLP (PHASE - III & IV) | MEP PHASE - IV | Borewell Installation |  | WO/SP34/MW4/71 | D.S.P Pumps | Development with Air Compressor 5Hrs x 1day | Development with Air Compressor 5Hrs x 1day | Lump Sum | 1 | 6500 | Approved
SOUTHWINDS PROJECT LLP (PHASE - III & IV) | MEP PHASE - IV | Borewell Installation |  | WO/SP34/MW4/71 | D.S.P Pumps | Transportation for Air Compress | Transportation for Air Compress | Lump Sum | 1 | 1750 | Approved
AARANYA | COMMON INFRASTRUCTURE | Boundary Wall | Civil Work | WO/PKB/PKB2/18 | NEW L. N. CONSTRUCTION | Earth Cutting & Filling | Charges for cutting of available earth from designated areas (within site premises) and filling of the same in low-lying areas, including transportation by mechanical or manual means (lead upto 75m), loading, unloading, spreading, watering, ramming and compaction in layers to achieve the required level, complete in all respects as per approved drawings and direction of the Engineer-in-Charge. Location : Pond 2 side & Boundary wall side | Cum. | 68.25 | 220 | Approved
SOUTHWINDS PROJECT LLP (PHASE - III & IV) | FINISHING PHASE - IV | Window and Glazing |  | WO/SP34/FW4/87 | Annex Design Pvt. Ltd. | Aluminium Framed Door with Floor Spring & Euro 40 Series Fixed Glazing for Block – 16 Courtyard | Aluminium Framed Door with Floor Spring & Euro 40 Series Fixed Glazing for Block – 16 Courtyard Providing and fixing of Euro 40 Series Fixed Glazing & 40 SERIES EURO OPENABLE DOORS, with frame, big shutter, big mullion with glazing beads & 6" door bottom, with Georgian bars fixed on glazing as per the architect drawing, and other extruded profiles with reference to the desired strength in approved surface, with pure polyester grade powder coating on the aluminium sections, with Corner cleats & T Connectors for better joint performance, best quality Floor Spring SS 304 grade, Top Pivot, SS 2' long Door handle with Lock, best quality Corner Cleat for joining for euro Doors, special quality EPDM rubber Gasket for glass fixation, best quality Wall fastening Screw, with other required hardwares. Glass infill desired 5 mm Clear Toughened Glass & 5 mm Frosted Glass on Top as per drawing |  | 0 | 0 | Approved
SOUTHWINDS PROJECT LLP (PHASE - III & IV) | FINISHING PHASE - IV | Window and Glazing |  | WO/SP34/FW4/87 | Annex Design Pvt. Ltd. | Fixed Area : 3 Part Fixed Glazing (3000 mm X 3050 mm) | Fixed Area : 3 Part Fixed Glazing (3000 mm X 3050 mm) | Sq.Ft. | 98.491 | 495 | Approved
SOUTHWINDS PROJECT LLP (PHASE - III & IV) | FINISHING PHASE - IV | Window and Glazing |  | WO/SP34/FW4/87 | Annex Design Pvt. Ltd. | Door Area : Single Shutter Door (1000 mm X 3050 mm) | Door Area : Single Shutter Door (1000 mm X 3050 mm) | Sq.Ft. | 32.83 | 1580 | Approved
SOUTHWINDS PROJECT LLP (PHASE - III & IV) | FINISHING PHASE - IV | Window and Glazing |  | WO/SP34/FW4/87 | Annex Design Pvt. Ltd. | Delivery Charges for Door & Glass | Delivery Charges for Door & Glass | Lump Sum | 1 | 5000 | Approved
Primarc Aadvika | OVERHEAD | Security Expense |  | WO/HW1/PHW4/10 | NIS MANAGEMENT LIMITED | Providing Security Personnel | Providing two (02) Security Supervisor@12 hrs. daily basis for full month including reliever, NH & management fees, from 1st Nov'2025 to 31st Dec'2025. | Head | 4 | 25969 | Approved
The Ramdulari | CLUB | Landscaping | Softscape | WO/RP/RP06/16 | ANMS VENTURES PRIVATE LIMITED | Vertical Garden at 1st Floor | Providing, supplying, installation, testing, commissioning, and three (6) months maintenance of Vertical Garden with drip irrigation system, including all materials, labour, tools, and consumables as per approved drawings and direction of the Engineer-in-Charge. The scope of work are following::- i. M.S. Supporting Structure: Fabrication and installation of M.S. frame made of 50×50×2.5 mm square hollow sections with necessary fasteners and base plates to support the vertical garden system. The structure shall be fabricated with cutting, welding, and finishing, followed by one coat of epoxy primer and one coat of synthetic enamel paint, all as per approved drawings and instructions of the Engineer-in-Charge. ii. Vertical Garden System: Providing and fixing plastic frames and pots with proper alignment and spacing to form the vertical garden grid. The installation shall ensure uniformity, stability, and ease of maintenance. iii. Drip Irrigation System: Providing and laying a complete drip irrigation network for efficient watering of all plants, including supply and installation of pipes and necessary fittings. Drippers shall be 2 LPH capacity. Pipelines shall be 16 mm diameter. The system shall be valve-operated (semi-automatic) for ease of control and maintenance. iv. Plantation Work: Supplying and planting ornamental species such as Pathos (Green), Pathos (Yellow), and Syngonium (Pink) arranged in the specified pattern for the first floor. All plants shall be healthy, well-rooted, and disease-free, placed in plastic pots with suitable manure and fertilizers, and connected to the drip irrigation network. Location: 1st Floor | Sq.Ft. | 233 | 655 | Amended & Draft
The Ramdulari | CLUB | Landscaping | Softscape | WO/RP/RP06/16 | ANMS VENTURES PRIVATE LIMITED | Vertical Garden at Terrace Floor | Providing, supplying, installation, testing, commissioning, and three (6) months maintenance of Vertical Garden with drip irrigation system, including all materials, labour, tools, and consumables as per approved drawings and direction of the Engineer-in-Charge. The scope of work are following::- i. M.S. Supporting Structure: Fabrication and installation of M.S. frame made of 50×50×2.5 mm square hollow sections with necessary fasteners and base plates to support the vertical garden system. The structure shall be fabricated with cutting, welding, and finishing, followed by one coat of epoxy primer and one coat of synthetic enamel paint, all as per approved drawings and instructions of the Engineer-in-Charge. ii. Vertical Garden System: Providing and fixing plastic frames and pots with proper alignment and spacing to form the vertical garden grid. The installation shall ensure uniformity, stability, and ease of maintenance. iii. Drip Irrigation System: Providing and laying a complete drip irrigation network for efficient watering of all plants, including supply and installation of pipes and necessary fittings. Drippers shall be 2 LPH capacity. Pipelines shall be 16 mm diameter. The system shall be valve-operated (semi-automatic) for ease of control and maintenance. iv. Plantation Work: Supplying and planting ornamental species such as Alternanthera Green, Yellow & versicolor arranged in the specified pattern for the first floor. All plants shall be healthy, well-rooted, and disease-free, placed in plastic pots with suitable manure and fertilizers, and connected to the drip irrigation network. Location: 26th Floor | Sq.Ft. | 208 | 655 | Approved
The Ramdulari | CLUB | Landscaping | Softscape | WO/RP/RP06/16 | ANMS VENTURES PRIVATE LIMITED | Supply and installation of MS Sheet of Gauge | Supply and installation of MS Sheet of Gauge-20 with 20 inches in breadth as a drainage system for green wall bend along its breadth in 6 inches x 6 inches x 8 inches with properly painted MS hooks for support of the drainage system. all complete as per BOQ, dwg. and direction of Engineer-in-Charge. | Rft | 37 | 257 | Approved
Primarc Aadvika | COMMON INFRASTRUCTURE | Consultancy Charges | OTHER CONSLUTANTS | WO/HW1/PHW2/25 | MSS IDTL Lab LLP | Testing Charges for TMT Bar | Testing Charges for TMT Bar: A. Physical Test: (By Computerized Universal Testing Machine) 1. UTS, % EI,& Y.S 2.Bend Test 3. Rebend Test 4. Weight per meter B. Chemical Test : Chemical analysis by German Make Optical Emission Spectrometer as per direction of EIC. |  | 0 | 0 | Approved
Primarc Aadvika | COMMON INFRASTRUCTURE | Consultancy Charges | OTHER CONSLUTANTS | WO/HW1/PHW2/25 | MSS IDTL Lab LLP | Dia 8mm to 25mm TMT Bars | Dia 8mm to 25mm TMT Bars | Set | 20 | 2100 | Approved
Primarc Aadvika | COMMON INFRASTRUCTURE | Consultancy Charges | OTHER CONSLUTANTS | WO/HW1/PHW2/25 | MSS IDTL Lab LLP | Dia 32mm TMT Bars | Dia 32mm TMT Bars | Set | 0 | 3000 | Approved
Primarc Aadvika | PRE-CONSTRUCTION PHASE | Temp fencing wall & Gate |  | WO/HW1/PHW1/34 | GANAPATI ENTERPRISE | Dismantling of Front Side Boundary Wall (Brick wall) and Cleaning of Bricks | Dismantling of Front Side Boundary Wall (Brick wall) and Cleaning of Bricks |  | 0 | 0 | Approved
Primarc Aadvika | PRE-CONSTRUCTION PHASE | Temp fencing wall & Gate |  | WO/HW1/PHW1/34 | GANAPATI ENTERPRISE | dismantling of brick work | All charges for doing dismantling of brick work of all thickness & of all mortar ratio along with its plaster & other finishes as per drawing and direction of Engineer-in-Charge including barricading the area, providing caution board, separating useable material, non useable material & debris, all labour, materials, plant & machinery, tools & tackles etc. for all lead & lift, for all level including maintaining dump yard for all dismantled material within the specified lines and levels as per direction of Engineer-in-Charge. If the dismantled material is not being advised by Engineer-in-Charge to dispose it off, it shall be the property of the Client. | Cum. | 49 | 2750 | Approved
Primarc Aadvika | PRE-CONSTRUCTION PHASE | Temp fencing wall & Gate |  | WO/HW1/PHW1/34 | GANAPATI ENTERPRISE | Cleaning of bricks and stacking | Cleaning of bricks and stacking the same in a proper and orderly manner, including all labour, materials, plant & machinery, tools & tackles, and incidental charges, for all leads and lifts, and shifting of debris to the specified location as directed by the Engineer-in-Charge. (Payment shall be made based on the actual number of good bricks handed over to the client.) | Nos. | 10000 | 2.5 | Approved
SOUTHWINDS PROJECT LLP (PHASE - III & IV) | OVERHEAD PHASE - III & IV | Pest Control |  | WO/SP34/OP34/4 | Secura Infra Services Pvt. Ltd. | Mosquito controll | Larvae Control Treatment Spraying Chemical (Sumilarv/Bilarv) 3 times in Month. Adult Mosquito Control Treatment i. Spraying Chemical (Malathion/Lamda Cyhalothrin) 09 times in Month. ii. Smoke Fogging (Cyphenothrin 5% EC/Deltamethrin 1.25% ULV) 09 times in Month. At Project Premises: 1. Southwinds Site Office 2. Labour Champ & security accommodation at MLCP area 3. Security posts at Main Gate Date – 01/11/2025-31/01/2026 | Months | 3 | 8500 | Approved
SOUTHWINDS PROJECT LLP (PHASE - III & IV) | MEP PHASE - IV | External Electrical | Civil | WO/SP34/MW4/52 | B P Enterprise | Escalation rate of Item No. 1.3 | Escalation rate of Item No. 1.3 | Cum. | 9.92 | 576.77 | Approved
SOUTHWINDS PROJECT LLP (PHASE - III & IV) | MEP PHASE - IV | External Electrical | Civil | WO/SP34/MW4/52 | B P Enterprise | Escalation rate of Item No. 1.4 | Escalation rate of Item No. 1.4 | Cum. | 50.992 | 480.64 | Approved
SOUTHWINDS PROJECT LLP (PHASE - III & IV) | MEP PHASE - IV | External Electrical | Civil | WO/SP34/MW4/52 | B P Enterprise | BRICK FLAT SOLING | BRICK FLAT SOLING All charges for SINGLE LAYER BRICK FLAT SOLING including preparation of soil / sand filling bed and filling the joints with available sand / earth, watering etc complete as per drawing, specification & as directed by E-I-C. | Sq.Mtr. | 34.766 | 428 | Approved
SOUTHWINDS PROJECT LLP (PHASE - III & IV) | MEP PHASE - IV | External Electrical | Civil | WO/SP34/MW4/52 | B P Enterprise | 200/250TH BRICK WORK WITH FLYASH BRICKS | 200/250TH BRICK WORK WITH FLYASH BRICKS ALL CHARGES FOR CONSTRUCTING 190/200/230/250MM THK. BRICK MASONRY IN CM 1:6 AT ALL LEVELS WITH FLYASH BRICKS OF REQUIRED SIZES AS PER MANUFACTURER'S GUIDANCE COMPLETE IN ALL RESPECT AND FOR ALL LEVELS INCLUDING V- GROOVE JOINTING ON BOTH FACES, AS PER DRAWING AND AS SPECIFIED IN RELEVANT IS CODES, NECESSARY CURING, SCAFFOLDING, STAGING, ALL LEADS AND LIFTS FROM ANY POINT TO ANY POINT INSIDE THE SITE IN ALL STRUCTURES SUCH AS WALLS / PILLARS / STUB / SUPPORTS / DRAINS ETC INCLUDING CLEANING OF ACCUMULATED DEBRIS AS PER DRAWING AND SPECIFICATIONS AND AS DIRECTED BY THE PROJECT MANAGER | Cum. | 2.206 | 7790 | Approved
SOUTHWINDS PROJECT LLP (PHASE - III & IV) | MEP PHASE - IV | External Electrical | Civil | WO/SP34/MW4/52 | B P Enterprise | INTERNAL WALL PLASTER | INTERNAL WALL PLASTER ALL CHARGES FOR PROVIDING & APPLYING INTERNAL PLASTER USING CM (1:6) OF AVERAGE 12MM THICK TO ALL INTERNAL WALL SURFACES WITH CEMENT AND SAND MORTAR INCLUDING NECESSARY SCAFFOLDING, ROUNDING OFF OR CHAMFERING CORNERS PUTTING WIRE / FIBRE MESH 6 TO 8 INCHES WIDE AT EVERY FLUSH JOINT OF BRICKWORK AND CONCRETE AS DIRECTED AND RAKING OUT JOINTS & ROUGHENING OF CONCRETE SURFACE( INCLUDING CHIPPING AND CUTTING OF BULGED CONCRETE IF ANY), INCLUDING THROATING, NOSING , CURING, CHIPPING OF EXCESS MORTAR FROMFLOOR, CLEANING OF DEBRIS ETC.COMPLETE AS PER THE DRAWINGS AND SPECIFICATIONS / AS DIRECTED BY THE PROJECT MANAGER | Sq.Mtr. | 32.08 | 222 | Approved
SOUTHWINDS PROJECT LLP (PHASE - III & IV) | MEP PHASE - IV | External Electrical | Civil | WO/SP34/MW4/52 | B P Enterprise | RCC DISMANTLING | RCC DISMANTLING | Cum. | 4.36 | 4000 | Approved
SOUTHWINDS PROJECT LLP (PHASE - III & IV) | MEP PHASE - IV | External Electrical | Civil | WO/SP34/MW4/52 | B P Enterprise | Pile Head Breaking | Pile Head Breaking | Nos | 30 | 1000 | Approved
SOUTHWINDS PROJECT LLP (PHASE - III & IV) | MEP PHASE - IV | External Electrical | Civil | WO/SP34/MW4/52 | B P Enterprise | Escalation of Labour Charges | Escalation of Labour Charges | Lump Sum | 1 | 40000 | Approved
BHOPAL - COMMERCIAL | MARKETING | Marketing Office | Interior Works | WO/BPC/BPC4/5 | INGRAIN ARRIVA SPACE SOLUTIONS PRIVATE LIMITED | P.C.C & IPS flooring(1:2:4) | Providing & laying of P.C.C (1:2:4) average 50mm to 75mm thick & IPS flooring finish, including necessary shuttering, finishing all complete at any level as per drawing & direction of EIC. Location: Mezzanine Floor | Sq.Ft. | 412.99 | 50 | Approved
BHOPAL - COMMERCIAL | MARKETING | Marketing Office | Interior Works | WO/BPC/BPC4/5 | INGRAIN ARRIVA SPACE SOLUTIONS PRIVATE LIMITED | Granite for window jamb | Charges for providing & fixing 19mm thick granite for window jamb cladding using adhesive of approved make to be fixed from outside for all windows up-to 180mm width with all materials, labours, tools & tackles all complete as per the drawing & direction of EIC | Rft | 71.55 | 440 | Approved
BHOPAL - COMMERCIAL | MARKETING | Marketing Office | Interior Works | WO/BPC/BPC4/5 | INGRAIN ARRIVA SPACE SOLUTIONS PRIVATE LIMITED | Granite for window sill | Charges for providing & fixing 19mm thick granite for window sill using adhesive of approved make up-to 650mm width with all materials, labours, tools & tackles all complete as per the drawing & direction of EIC | Rft | 32.55 | 1600 | Approved
BHOPAL - COMMERCIAL | MARKETING | Marketing Office | Interior Works | WO/BPC/BPC4/5 | INGRAIN ARRIVA SPACE SOLUTIONS PRIVATE LIMITED | 12mm Cement board with aluminium framing at Jamb | Providing & fixing 12mm thick Cement board with aluminium framing at Jamb of all window & main entrance with all materials, labours, tools & tackles all complete as per drawing & direction of EIC. | Sq.Ft. | 406.91 | 350 | Approved
BHOPAL - COMMERCIAL | MARKETING | Marketing Office | Interior Works | WO/BPC/BPC4/5 | INGRAIN ARRIVA SPACE SOLUTIONS PRIVATE LIMITED | Granite Flooring (Leather finish) | Charges for Providing & Fixing for Leather Finished Granite (18/19mm thick) in all levels over a bed of 20-25mm thick cement mortar (1:3) in proper line and level.The joints will be filled with polymer based grout pigmented to match after acid washing, all materials, labours, tools & tackles, all lead & lifts at all levels and finishing & cleaning all complete as per drawing, specification and direction of Engineer-in-Charge | Sq.Ft. | 234.45 | 425 | Approved
BHOPAL - COMMERCIAL | MARKETING | Marketing Office | Interior Works | WO/BPC/BPC4/5 | INGRAIN ARRIVA SPACE SOLUTIONS PRIVATE LIMITED | Providing and Fixing of Fixed Aluminium Window | Providing and Fixing of fixed Aluminium Window of black powder coated section of 45mm x 45mm with 10mm thick toughened glass including all fitting and fixture at all level as per drawing and direction of Engineer-in-Charge. | Sq.Ft. | 158.59 | 580 | Approved
BHOPAL - COMMERCIAL | MARKETING | Marketing Office | Interior Works | WO/BPC/BPC4/5 | INGRAIN ARRIVA SPACE SOLUTIONS PRIVATE LIMITED | Providing and Fixing of Main entrance facade fixed partition | Providing and Fixing of Main entrance facade fixed partition in modular aluminium section single glazed with 10mm thick clear toughened glass without gregorian bar including all fitting and fixture at all level as per drawing and direction of Engineer-in-Charge. | Sq.Ft. | 59.42 | 635 | Approved
BHOPAL - COMMERCIAL | MARKETING | Marketing Office | Interior Works | WO/BPC/BPC4/5 | INGRAIN ARRIVA SPACE SOLUTIONS PRIVATE LIMITED | Providing and Fixing of Main entrance Door (1200mm x 2400mm) | Providing and Fixing of Main entrance Glass Door (1200mm x 2400mm) on floor spring , of 10mm thick Toughened Glass with all necessary hardware, with large size door handle (1200mm approx.) all complete as per the specification, requirement, drawing and as directed by the EIC | Nos. | 1 | 46000 | Approved
BHOPAL - COMMERCIAL | MARKETING | Marketing Office | Interior Works | WO/BPC/BPC4/5 | INGRAIN ARRIVA SPACE SOLUTIONS PRIVATE LIMITED | Mobile Pedestal for Workstations. | Providing & fixing mobile pedestal for workstations all complete as per the drawing and as directed by the EIC (Size: 400mm Length,450mm Width & 650mm Height) | Nos. | 3 | 6620 | Approved
BHOPAL - COMMERCIAL | MARKETING | Marketing Office | Interior Works | WO/BPC/BPC4/5 | INGRAIN ARRIVA SPACE SOLUTIONS PRIVATE LIMITED | Providing & fixing 4mm thick MDF panel | Providing & fixing 4mm thick MDF panel for wall paper pasting all complete as per direction of EIC. | Sq.Ft. | 0 | 0 | Approved
BHOPAL - COMMERCIAL | MARKETING | Marketing Office | Interior Works | WO/BPC/BPC4/5 | INGRAIN ARRIVA SPACE SOLUTIONS PRIVATE LIMITED | Providing & Fixing Wall Paper | Providing & Fixing Wall Paper of approved design in AV room with necessary tools & tackles, line and levelling as per direction of EIC. | Roll. | 3 | 15500 | Approved
SOUTHWINDS PROJECT LLP (PHASE - III & IV) | CLUB PHASE - III & IV | Window and Glazing |  | WO/SP34/CW34/30 | Glass Facades | Glass Railing Work at MLCP 6th Floor (Shower Area) | Providing and Fixing Powder Coated (Charcoal Black) 109mm (H) X 46mm (W) Bottom Rail, Top Mounting Continue Railing System Including Spacer & Anchor Fastner (10x200 Make : Klimas) along with Square type 40mm (H) X 40mm (W) Top Handrail with Gasket & Required All Accessories (Like 'S' Grip) and 11.52mm Laminated Glass (5mm Clear Toughened Glass + 1.52mm PVB Normal Lamination + 5mm Clear Toughened Glass) Saint Gobin Make. Height of The Railing : 1200mm Location : MLCP 6th Floor (Shower Area) | Rft | 17.88 | 4116.7 | Approved
SOUTHWINDS PROJECT LLP (PHASE - III & IV) | CLUB PHASE - III & IV | Window and Glazing |  | WO/SP34/CW34/30 | Glass Facades | Glass Railing Work at MLCP 6th Floor (Planter Area) | Providing and Fixing Powder Coated (Charcoal Black) 79mm (H) X 54mm (W) Bottom Rail, Top Mounting Continue Railing System Including Spacer & Anchor Fastner (8x160 Make : Klimas) along with Square type 25mm (H) X 22mm (W) Top Handrail with Gasket & Required All Accessories (Like 'S' Grip) and 11.52mm Laminated Glass (5mm Clear Toughened Glass + 1.52mm PVB Normal Lamination + 5mm Clear Toughened Glass) Saint Gobin Make. Height of The Railing : 600mm Location : MLCP 6th Floor (Planter Area) | Rft | 89.68 | 2266.38 | Approved
BHOPAL - COMMERCIAL | OVERHEAD | Security Expenditure |  | WO/BPC/BPC5/7 | DEPENDABLE SECURITY & ALLIED SERVICES | Providing Security Personnel | Providing Two (02) Security Guard@12 hrs. daily basis for full month including reliever, NH & management fees, from 1st Oct'2025 to 31st Mar'2026. | Head | 12 | 17505 | Approved
SOUTHWINDS PROJECT LLP (PHASE - III & IV) | CLUB PHASE - III & IV | HVAC Works |  | WO/SP34/CW34/34 | UNIVERSAL ENERGY SOLUTIONS PVT. LTD. | VRV Outdoor Units | Installation, testing & Commissioning of factory assembled DAIKIN make VRV OUTDOOR Units are complete with compressor, condenser, condenser fan, controller & suitable for R-410A Refrigerant with all accessories to complete the system. |  | 0 | 0 | Approved
SOUTHWINDS PROJECT LLP (PHASE - III & IV) | CLUB PHASE - III & IV | HVAC Works |  | WO/SP34/CW34/34 | UNIVERSAL ENERGY SOLUTIONS PVT. LTD. | 8 HP Normal Capacity - Cooling Only | 8 HP Normal Capacity - Cooling Only | Nos | 1 | 12500 | Approved
SOUTHWINDS PROJECT LLP (PHASE - III & IV) | CLUB PHASE - III & IV | HVAC Works |  | WO/SP34/CW34/34 | UNIVERSAL ENERGY SOLUTIONS PVT. LTD. | SITC of VRV Indoor Units (DX TFA) | SITC of VRV Indoor Units (DX TFA) : Installation,tetsing & commissioing of Ceiling Suspended double skin type Treated Fresh Air Unit, sectionalized, made of extruded Al section frame structure of 50±2mm thick panels with thermal break profile consisting of GI casing of thickness 0.6mm outside layer and 0.6mm GI sheet inside layer with polyurethane foam (PUF) insulation of density 42±2Kg/cum factory injected between them by injection moulding machine complete with forward/backward curved blower section, 6/8 row deep Dx. cooling coil section with aluminium finned copper tubes ( tube thickness not less than 0.50mm & 12-13 Fins /Inch), filter section with 25 mm thick metal viscous or washable synthetic type air pre-filters, belt drive package. The AHU shall be completed with stainless steel drain pan with19 mm thck closed cell class- O nitrile insulation,fire retardent canvas connection and necessary vibration isolation arrangement etc. The motor shall be TEFC drive motor(IE2) Suitable for 415±10% volts, 50 Hz, 3 phase, A.C. supply.The complete AHU shall confirm to specification & face velocity across cooling coil shall be limited to 500 FPM maximum and fan oullet valocity not more than 1870 FPM. The TFA price shall included of Eectronic Expansionvalve +Controller +Remote . The static pressure will be calcualated by HVAC contrctor on basis of final duct layout. |  | 0 | 0 | Approved
SOUTHWINDS PROJECT LLP (PHASE - III & IV) | CLUB PHASE - III & IV | HVAC Works |  | WO/SP34/CW34/34 | UNIVERSAL ENERGY SOLUTIONS PVT. LTD. | 1050 CFM, 6.4 TR, STATIC PRESSURE -15 MM WG ESP | 1050 CFM, 6.4 TR, STATIC PRESSURE -15 MM WG ESP | Nos | 1 | 6200 | Approved
SOUTHWINDS PROJECT LLP (PHASE - III & IV) | CLUB PHASE - III & IV | HVAC Works |  | WO/SP34/CW34/34 | UNIVERSAL ENERGY SOLUTIONS PVT. LTD. | Supply, Installation , Commissioning of VRV systems including topping R410A gas | Supply, Installation , Commissioning of VRV systems including topping R410A gas as per site requirements. Refrigerant shall be environment friendly R410A. | HP | 8 | 743 | Approved
SOUTHWINDS PROJECT LLP (PHASE - III & IV) | CLUB PHASE - III & IV | HVAC Works |  | WO/SP34/CW34/34 | UNIVERSAL ENERGY SOLUTIONS PVT. LTD. | Copper Refrigerant Piping with Insulation for inside the building:(VRV) | Copper Refrigerant Piping with Insulation for inside the building:(VRV) : Supply ,Installation, Testing & Commissioning of Copper Refrigerant piping for VRV system complete with fittings, supports, joining, Class O plain insulation nitrile tube, commissioing as per spectifications , all accessories as per spectifications any other item required to complete the system. The all copper pipe except inside shaft shall be lying on perforated cable tray. The price for cable tray shall be measured and billed sepRtely with item No. 09 (Cable Tray) |  | 0 | 0 | Approved
SOUTHWINDS PROJECT LLP (PHASE - III & IV) | CLUB PHASE - III & IV | HVAC Works |  | WO/SP34/CW34/34 | UNIVERSAL ENERGY SOLUTIONS PVT. LTD. | 9.5 mm dia SD - 19 mm thk. Insulation | 9.5 mm dia SD - 19 mm thk. Insulation | RMT | 13.8 | 423.7 | Approved
SOUTHWINDS PROJECT LLP (PHASE - III & IV) | CLUB PHASE - III & IV | HVAC Works |  | WO/SP34/CW34/34 | UNIVERSAL ENERGY SOLUTIONS PVT. LTD. | 19.1 mm dia HD - 25 mm thk. Insulation | 19.1 mm dia HD - 25 mm thk. Insulation | RMT | 13.8 | 866.4 | Approved
SOUTHWINDS PROJECT LLP (PHASE - III & IV) | CLUB PHASE - III & IV | HVAC Works |  | WO/SP34/CW34/34 | UNIVERSAL ENERGY SOLUTIONS PVT. LTD. | Communication Cable | Communication Cable : Supply, Installation, testing & commissioning of Control cum Transmission wiring in suitable conduits between indoor & outdoor units. |  | 0 | 0 | Approved
SOUTHWINDS PROJECT LLP (PHASE - III & IV) | CLUB PHASE - III & IV | HVAC Works |  | WO/SP34/CW34/34 | UNIVERSAL ENERGY SOLUTIONS PVT. LTD. | 2C X 1.0 Sq.mm Copper Flexible | 2C X 1.0 Sq.mm Copper Flexible | RMT | 54.8 | 78 | Approved
SOUTHWINDS PROJECT LLP (PHASE - III & IV) | CLUB PHASE - III & IV | HVAC Works |  | WO/SP34/CW34/34 | UNIVERSAL ENERGY SOLUTIONS PVT. LTD. | Drain Piping | Drain Piping: Supply & installation of floor wise Drain Piping with all necessary fittings & supporting arrangement duly insulated with 9 mm thick tubular elastomeric nitrile rubber insulation. |  | 0 | 0 | Approved
SOUTHWINDS PROJECT LLP (PHASE - III & IV) | CLUB PHASE - III & IV | HVAC Works |  | WO/SP34/CW34/34 | UNIVERSAL ENERGY SOLUTIONS PVT. LTD. | 32 mm NB rigid CPVC/UPVC Pipe with insulation | 32 mm NB rigid CPVC/UPVC Pipe with insulation | RMT | 20.5 | 464 | Approved
SOUTHWINDS PROJECT LLP (PHASE - III & IV) | CLUB PHASE - III & IV | HVAC Works |  | WO/SP34/CW34/34 | UNIVERSAL ENERGY SOLUTIONS PVT. LTD. | Air Distribution Works | Air Distribution Works : Supply ,Installation, Testing & Commissioning of GSS Rectangular Ducting complete with fittings, flanges, bracings, supports, all accessories as per spectifications any other item required to make the system complete. |  | 0 | 0 | Approved
SOUTHWINDS PROJECT LLP (PHASE - III & IV) | CLUB PHASE - III & IV | HVAC Works |  | WO/SP34/CW34/34 | UNIVERSAL ENERGY SOLUTIONS PVT. LTD. | 24 SWG | 24 SWG | Sq.Mtr. | 56.505 | 784 | Approved
BHOPAL - RESIDENTIAL | OVERHEAD | Security Expenditure |  | WO/BPR/BPR4/4 | DEPENDABLE SECURITY & ALLIED SERVICES | Providing Security Personnel | Providing One (01) Security Guard@12 hrs. daily basis for full month including reliever, NH & management fees, from 1st Oct'2025 to 31st Mar'2026. | Head | 6 | 17505 | Approved
SOUTHWINDS PROJECT LLP (PHASE - III & IV) | CLUB PHASE - III & IV | HVAC Works |  | WO/SP34/CW34/34 | UNIVERSAL ENERGY SOLUTIONS PVT. LTD. | Supply, installation, testing & commissioing of Duct Thermal insulations | Supply, installation, testing & commissioing of Duct Thermal insulations of ducting with 25/19/13mm thick alu foil pasted class O nitrile rubber insulation having dnsity ( 40-60 Kg/Cum) . |  | 0 | 0 | Approved
SOUTHWINDS PROJECT LLP (PHASE - III & IV) | CLUB PHASE - III & IV | HVAC Works |  | WO/SP34/CW34/34 | UNIVERSAL ENERGY SOLUTIONS PVT. LTD. | 25 mm thick Aluminium Foil Pasted | 25 mm thick Aluminium Foil Pasted | Sq.Mtr. | 61.17 | 825 | Approved
SOUTHWINDS PROJECT LLP (PHASE - III & IV) | CLUB PHASE - III & IV | HVAC Works |  | WO/SP34/CW34/34 | UNIVERSAL ENERGY SOLUTIONS PVT. LTD. | Supply, installation, testing & commissioing of Duct Accoustic insulations of ducting with 12mm thick class- 1 open cell nitrile rubber insulation having density ( 140-180 Kg/Cum) | Supply, installation, testing & commissioing of Duct Accoustic insulations of ducting with 12mm thick class- 1 open cell nitrile rubber insulation having density ( 140-180 Kg/Cum) | Sq.Mtr. | 2.15 | 1036 | Approved
SOUTHWINDS PROJECT LLP (PHASE - III & IV) | CLUB PHASE - III & IV | HVAC Works |  | WO/SP34/CW34/34 | UNIVERSAL ENERGY SOLUTIONS PVT. LTD. | Supply, installation, testing & commissioning of flexible connection between duct & fresh air/AC unit. | Supply, installation, testing & commissioning of flexible connection between duct & fresh air/AC unit. | Nos | 1 | 1474 | Approved
SOUTHWINDS PROJECT LLP (PHASE - III & IV) | CLUB PHASE - III & IV | HVAC Works |  | WO/SP34/CW34/34 | UNIVERSAL ENERGY SOLUTIONS PVT. LTD. | Supply, installation, testing & commissioning GI Duct Damper for manual control | Supply, installation, testing & commissioning GI Duct Damper for manual control of volume of air flow and for proper balancing of the air distribution system.(Min. billing quantity of each damper are 0.2sqmt) | Sq.Mtr. | 0.2 | 9211 | Approved
SOUTHWINDS PROJECT LLP (PHASE - III & IV) | CLUB PHASE - III & IV | HVAC Works |  | WO/SP34/CW34/34 | UNIVERSAL ENERGY SOLUTIONS PVT. LTD. | Supply,fixing,testing and commissioining of Aluminium powder coated grille with collar damper | Supply,fixing,testing and commissioining of Aluminium powder coated grille with collar damper for Toilet exhaust( qty less than 0.1 sqmtr of each grille) | Nos | 6 | 1184 | Approved
The Ramdulari | COMMON INFRASTRUCTURE | Landscaping | Hardscape | WO/RP/RP03/44 | SHAQUIB ENTERPRISES | Charges for laying (100X100X16mm) Pavit Tiles | Charges for laying (100X100X16)mm Pavit Tiles over average 35-45 mm cement: sand mortar in ratio 1:4, maintaining proper lines & levels & (3-4)mm space within individual tiles by means of pvc tile spacer, grouting the joints with polymer based with colour pigment (as approved by architect) forming a clear visible groove of (3-4)mm at top surface of all the joints including necessary tools and tackles, shifting materials from stack yard, curing, cleaning the tile surfaces with water, removing & shifting the balance wastage materials to designated place etc complete as per drawing and direction by EIC. (Measurements will be as per plan dimensions of the tiled surface) (Cement and Pavit tiles will be supplied by client on reconciliation basis, remaining will be under the scope of the contractor) (Location- Ground Floor Driveway Area) | Sq.Ft. | 9312 | 48 | Amended & Approved
The Ramdulari | COMMON INFRASTRUCTURE | Landscaping | Hardscape | WO/RP/RP03/45 | A.M. Enterprise | Charges for laying (100X100X16mm) Pavit Tiles | Charges for laying (100X100X16)mm Pavit Tiles over average 35-45 mm cement: sand mortar in ratio 1:4, maintaining proper lines & levels & (3-4)mm space within individual tiles by means of pvc tile spacer, grouting the joints with polymer based with colour pigment (as approved by architect) forming a clear visible groove of (3-4)mm at top surface of all the joints including necessary tools and tackles, shifting materials from stack yard, curing, cleaning the tile surfaces with water, removing & shifting the balance wastage materials to designated place etc complete as per drawing and direction by EIC. (Measurements will be as per plan dimensions of the tiled surface) (Cement and Pavit tiles will be supplied by client on reconciliation basis, remaining will be under the scope of the contractor) (Location- Ground Floor Driveway Area) | Sq.Ft. | 8424 | 48 | Amended & Approved
The Ramdulari | COMMON INFRASTRUCTURE | Landscaping | Hardscape | WO/RP/RP03/44 | SHAQUIB ENTERPRISES | Providing & laying of 20mm thick Leather finish Granite Stone for Porch Area | Providing & laying of 20mm thick Leather finish Granite Stone of approved sample cladded/layed on RCC Slab combination of TAN BROWN & BEIGE GRANITE (various width of the Granite 300/600/900/1200 mm) at PORCH Area in Gr. fl over a bed of 35-45 mm thick cement mortar (1:4) joints filled with white cement slurry pigmented to match including all finishing as per drawing and direction of Engineer-In-Charge. (Only Cement & Granite will be supplied by client. Shifting & lifting of all materials & machineries are in contractor's scope.) TAN BROWN SLAB SIZE-9' to 11' X 3'.5'' & BEIGE GRANITE-86'' TO 111'' X 32'' TO 39'' Location:- PORCH AREA | Sq.Ft. | 0 | 55 | Approved
The Ramdulari | COMMON INFRASTRUCTURE | Landscaping | Hardscape | WO/RP/RP03/45 | A.M. Enterprise | Providing & laying of 20mm thick Leather finish Granite Stone for Porch Area | Providing & laying of 20mm thick Leather finish Granite Stone of approved sample cladded/layed on RCC Slab combination of TAN BROWN & BEIGE GRANITE (various width of the Granite 300/600/900/1200 mm) at PORCH Area in Gr. fl over a bed of 35-45 mm thick cement mortar (1:4) joints filled with white cement slurry pigmented to match including all finishing as per drawing and direction of Engineer-In-Charge. (Only Cement & Granite will be supplied by client. Shifting & lifting of all materials & machineries are in contractor's scope.) TAN BROWN SLAB SIZE-9' to 11' X 3'.5'' & BEIGE GRANITE-86'' TO 111'' X 32'' TO 39'' Location:- PORCH AREA | Sq.Ft. | 913 | 55 | Approved
The Ramdulari | COMMON INFRASTRUCTURE | Landscaping | Hardscape | WO/RP/RP03/44 | SHAQUIB ENTERPRISES | Providing & laying of 20mm thick Leather finish Granite Stone for Pathway | Providing & laying of 20mm thick Leather finish Granite Stone of approved sample cladded/layed on RCC Slab BEIGE GRANITE at Pathway Area in Gr. fl over a bed of 35-45 mm thick cement mortar (1:4) joints filled with white cement slurry pigmented to match including all finishing as per drawing and direction of Engineer-In-Charge. (Only Cement & Granite will be supplied by client. Shifting & lifting of all materials & machineries are in contractor's scope.) BEIGE GRANITE SLAB SIZE-86'' TO 111'' X 32'' TO 39'' Location:-PATHWAY | Sq.Ft. | 3683.5 | 55 | Approved
The Ramdulari | COMMON INFRASTRUCTURE | Landscaping | Hardscape | WO/RP/RP03/45 | A.M. Enterprise | Providing & laying of 20mm thick Leather finish Granite Stone for Pathway | Providing & laying of 20mm thick Leather finish Granite Stone of approved sample cladded/layed on RCC Slab BEIGE GRANITE at Pathway Area in Gr. fl over a bed of 35-45 mm thick cement mortar (1:4) joints filled with white cement slurry pigmented to match including all finishing as per drawing and direction of Engineer-In-Charge. (Only Cement & Granite will be supplied by client. Shifting & lifting of all materials & machineries are in contractor's scope.) BEIGE GRANITE SLAB SIZE-86'' TO 111'' X 32'' TO 39'' Location:-PATHWAY | Sq.Ft. | 2311 | 55 | Approved
The Ramdulari | COMMON INFRASTRUCTURE | Landscaping | Hardscape | WO/RP/RP03/44 | SHAQUIB ENTERPRISES | Providing & laying of 20mm thick Leather finish Granite Stone for Elements & stepping stone | Providing & laying of 20mm thick Leather finish Granite Stone of approved sample cladded/layed on RCC Slab BEIGE GRANITE at Elements & stepping stone Area in Gr. fl over a bed of 35-45 mm thick cement mortar (1:4) joints filled with white cement slurry pigmented to match including all finishing as per drawing and direction of Engineer-In-Charge. (Only Cement & Granite will be supplied by client. Shifting & lifting of all materials & machineries are in contractor's scope.) BEIGE GRANITE SLAB SIZE - 86'' TO 111'' X 32'' TO 39'' Location:-Elements & stepping stone | Sq.Ft. | 613 | 55 | Approved
The Ramdulari | COMMON INFRASTRUCTURE | Landscaping | Hardscape | WO/RP/RP03/45 | A.M. Enterprise | Providing & laying of 20mm thick Leather finish Granite Stone for Elements & stepping stone | Providing & laying of 20mm thick Leather finish Granite Stone of approved sample cladded/layed on RCC Slab BEIGE GRANITE at Elements & stepping stone Area in Gr. fl over a bed of 35-45 mm thick cement mortar (1:4) joints filled with white cement slurry pigmented to match including all finishing as per drawing and direction of Engineer-In-Charge. (Only Cement & Granite will be supplied by client. Shifting & lifting of all materials & machineries are in contractor's scope.) BEIGE GRANITE SLAB SIZE - 86'' TO 111'' X 32'' TO 39'' Location:-Elements & stepping stone | Sq.Ft. | 360 | 55 | Approved
The Ramdulari | COMMON INFRASTRUCTURE | Landscaping | Hardscape | WO/RP/RP03/44 | SHAQUIB ENTERPRISES | Providing & laying of 20mm thick Leather finish Granite Stone for Seating Area | Providing & laying of 20mm thick Leather finish Granite Stone of approved sample cladded/layed on RCC Slab TAN BROWN at seating area in Gr. fl over a bed of 35-45 mm thick cement mortar (1:4) joints filled with white cement slurry pigmented to match including all finishing as per drawing and direction of Engineer-In-Charge. (Only Cement & Granite will be supplied by client. Shifting & lifting of all materials & machineries are in contractor's scope.) TAN BROWN SLAB SIZE-9' to 11' X 3'.5'' Location:-Seating Area | Sq.Ft. | 0 | 60 | Approved
The Ramdulari | COMMON INFRASTRUCTURE | Landscaping | Hardscape | WO/RP/RP03/45 | A.M. Enterprise | Providing & laying of 20mm thick Leather finish Granite Stone for Seating Area | Providing & laying of 20mm thick Leather finish Granite Stone of approved sample cladded/layed on RCC Slab TAN BROWN at seating area in Gr. fl over a bed of 35-45 mm thick cement mortar (1:4) joints filled with white cement slurry pigmented to match including all finishing as per drawing and direction of Engineer-In-Charge. (Only Cement & Granite will be supplied by client. Shifting & lifting of all materials & machineries are in contractor's scope.) TAN BROWN SLAB SIZE-9' to 11' X 3'.5'' Location:-Seating Area | Sq.Ft. | 252 | 56 | Approved
The Ramdulari | COMMON INFRASTRUCTURE | Landscaping | Hardscape | WO/RP/RP03/44 | SHAQUIB ENTERPRISES | Charges for Providing and Fixing charges for Carbon brown Granite Stone | Charges for Providing and Fixing charges for Carbon brown Granite Stone 100mm to 150mm Planter & Dry Cladding and Granite juction Top work with average 35-40mm thick Sand cement mortar (1:4) in proper line, level & plumb. The joints will be filled with matching pigment, araldite including all finishing & Cleaning as per drawing and direction of Engineer-In-Charge. (Only Granite Stone and Cement will be supplied by Client Subject to reconciliation.) (Rate including all required materials, labours, tools & tackles and necessary arrangements for the work. (Shifting & Lifting of all materials & machineries are in contractor's scope) | Rft | 413.5 | 55 | Approved
The Ramdulari | COMMON INFRASTRUCTURE | Landscaping | Hardscape | WO/RP/RP03/45 | A.M. Enterprise | Charges for Providing and Fixing charges for Carbon brown Granite Stone | Charges for Providing and Fixing charges for Carbon brown Granite Stone 100mm to 150mm Planter & Dry Cladding and Granite juction Top work with average 35-40mm thick Sand cement mortar (1:4) in proper line, level & plumb. The joints will be filled with matching pigment, araldite including all finishing & Cleaning as per drawing and direction of Engineer-In-Charge. (Only Granite Stone and Cement will be supplied by Client Subject to reconciliation.) (Rate including all required materials, labours, tools & tackles and necessary arrangements for the work. (Shifting & Lifting of all materials & machineries are in contractor's scope) | Rft | 344 | 46 | Approved
The Ramdulari | COMMON INFRASTRUCTURE | Landscaping | Hardscape | WO/RP/RP03/44 | SHAQUIB ENTERPRISES | Charges for Providing and Fixing charges for Carbon brown Granite Stone at Planter Wall & Building Peripheri | Charges for Providing and Fixing charges for Carbon brown Granite Stone Planter Wall & Building Peripheri work with average 35-40mm thick Sand cement mortar (1:4) in proper line, level & plumb. The joints will be filled with matching pigment, araldite including all finishing & Cleaning as per drawing and direction of Engineer-In-Charge. (Only Granite Stone and Cement will be supplied by Client Subject to reconciliation.) (Rate including all required materials, labours, tools & tackles and necessary arrangements for the work. (Shifting & Lifting of all materials & machineries are in contractor's scope) | Sq.Ft. | 1167 | 65 | Approved
The Ramdulari | COMMON INFRASTRUCTURE | Landscaping | Hardscape | WO/RP/RP03/45 | A.M. Enterprise | Charges for Providing and Fixing charges for Carbon brown Granite Stone at Planter Wall & Building Peripheri | Charges for Providing and Fixing charges for Carbon brown Granite Stone Planter Wall & Building Peripheri work with average 35-40mm thick Sand cement mortar (1:4) in proper line, level & plumb. The joints will be filled with matching pigment, araldite including all finishing & Cleaning as per drawing and direction of Engineer-In-Charge. (Only Granite Stone and Cement will be supplied by Client Subject to reconciliation.) (Rate including all required materials, labours, tools & tackles and necessary arrangements for the work. (Shifting & Lifting of all materials & machineries are in contractor's scope) | Sq.Ft. | 1082 | 56 | Approved
The Ramdulari | COMMON INFRASTRUCTURE | Landscaping | Hardscape | WO/RP/RP03/44 | SHAQUIB ENTERPRISES | Charges for Providing and Fixing charges for Black Stone at Ramp Area | Charges for Providing and Fixing charges for Black Stone in Ramp Area (Width 125mm thickness Strip ) with average 35-40mm thick Sand cement mortar (1:4) in proper line, level & plumb. The joints will be filled with matching pigment, araldite including all finishing & Cleaning as per drawing and direction of Engineer-In-Charge. (Only Stone and Cement will be supplied by Client Subject to reconciliation.) (Rate including all required materials, labours, tools & tackles and necessary arrangements for the work. (Shifting & Lifting of all materials & machineries are in contractor's scope) DECK TO BASEMENT & BASEMENT TO DECK | Rft | 3208.5 | 47 | Amended & Approved
The Ramdulari | COMMON INFRASTRUCTURE | Landscaping | Hardscape | WO/RP/RP03/45 | A.M. Enterprise | Charges for Providing and Fixing charges for Black Stone at Ramp Area | Charges for Providing and Fixing charges for Black Stone in Ramp Area (Width 125mm thickness Strip ) with average 35-40mm thick Sand cement mortar (1:4) in proper line, level & plumb. The joints will be filled with matching pigment, araldite including all finishing & Cleaning as per drawing and direction of Engineer-In-Charge. (Only Stone and Cement will be supplied by Client Subject to reconciliation.) (Rate including all required materials, labours, tools & tackles and necessary arrangements for the work. (Shifting & Lifting of all materials & machineries are in contractor's scope) DECK TO BASEMENT & BASEMENT TO DECK | Rft | 1680 | 45 | Amended & Approved
The Ramdulari | COMMON INFRASTRUCTURE | Landscaping | Hardscape | WO/RP/RP03/44 | SHAQUIB ENTERPRISES | Labour charges for Half moulding of Granite | Labour charges for Half moulding of Granite of planter etc. as per drawing and direction of EIC | Rft | 532.5 | 33 | Approved
The Ramdulari | COMMON INFRASTRUCTURE | Landscaping | Hardscape | WO/RP/RP03/45 | A.M. Enterprise | Labour charges for Half moulding of Granite | Labour charges for Half moulding of Granite of planter etc. as per drawing and direction of EIC | Rft | 685 | 33 | Approved
The Ramdulari | COMMON INFRASTRUCTURE | Landscaping | Hardscape | WO/RP/RP03/44 | SHAQUIB ENTERPRISES | Labour Charges of Groove (V) making in Granite | Labour Charges of Groove (V) making in Granite as per drawing and direction of Engineer-in-Charge. | Rft | 872 | 33 | Approved
The Ramdulari | COMMON INFRASTRUCTURE | Landscaping | Hardscape | WO/RP/RP03/45 | A.M. Enterprise | Labour Charges of Groove (V) making in Granite | Labour Charges of Groove (V) making in Granite as per drawing and direction of Engineer-in-Charge. | Rft | 685 | 30 | Approved
SOUTHWINDS PROJECT LLP (PHASE - III & IV) | FINISHING PHASE - IV | Window and Glazing |  | WO/SP34/FW4/42 | Glass Facades | Removing damaged handles and providing and refixing new handles in their place for Block – 15 & 16 | Removing damaged handles and providing and refixing new handles in their place for Block – 15 & 16, including the cost of all materials, packing and forwarding charges, labour charges, and all incidental expenses, complete as per approved sample and as directed by the Engineer-in-Charge. Approximate qty. 70 nos. | Lump Sum | 1 | 16800 | Approved
BHOPAL - COMMERCIAL | MARKETING | Landscaping | Softscape | WO/BPC/BPC4/19 | CHITRANSH NURSERY | Supply of Shrubs/Trees for Marketing Office Landscaping Area | Supply of Shrubs/Trees for Marketing Office Landscaping Area Plantation as per drawing and direction of EIC. |  | 0 | 0 | Approved
BHOPAL - COMMERCIAL | MARKETING | Landscaping | Softscape | WO/BPC/BPC4/19 | CHITRANSH NURSERY | Bird of Paradise | Bird of Paradise (2'-3') | Nos. | 100 | 415 | Approved
BHOPAL - COMMERCIAL | MARKETING | Landscaping | Softscape | WO/BPC/BPC4/19 | CHITRANSH NURSERY | Washingtonia Palm | Washingtonia Palm (5'-6') | Nos. | 4 | 1014 | Approved
BHOPAL - COMMERCIAL | MARKETING | Landscaping | Softscape | WO/BPC/BPC4/19 | CHITRANSH NURSERY | Foxtail Palm | Foxtail Palm (10'-12') | Nos. | 14 | 918 | Approved
BHOPAL - COMMERCIAL | MARKETING | Landscaping | Softscape | WO/BPC/BPC4/19 | CHITRANSH NURSERY | Champa | Champa ( 4'-5') | Nos. | 6 | 869 | Approved
BHOPAL - COMMERCIAL | MARKETING | Landscaping | Softscape | WO/BPC/BPC4/19 | CHITRANSH NURSERY | Ficus Black | Ficus Black (4'-5') | Nos. | 20 | 725 | Approved
BHOPAL - COMMERCIAL | MARKETING | Landscaping | Softscape | WO/BPC/BPC4/19 | CHITRANSH NURSERY | Spider Plant | Spider Plant (Ground Covers) | Nos. | 800 | 25 | Approved
BHOPAL - COMMERCIAL | MARKETING | Landscaping | Softscape | WO/BPC/BPC4/19 | CHITRANSH NURSERY | Red Runner | Red Runner (Ground Covers) | Nos. | 700 | 8.75 | Approved
BHOPAL - COMMERCIAL | MARKETING | Landscaping | Softscape | WO/BPC/BPC4/19 | CHITRANSH NURSERY | Traveller Palm | Traveller Palm (6'-7') | Nos. | 12 | 763 | Approved
BHOPAL - COMMERCIAL | MARKETING | Landscaping | Softscape | WO/BPC/BPC4/19 | CHITRANSH NURSERY | Bouganville | Bouganville (Multicolor) | Nos. | 1 | 8209 | Approved
BHOPAL - COMMERCIAL | MARKETING | Landscaping | Softscape | WO/BPC/BPC4/19 | CHITRANSH NURSERY | Mahatma Dracaena | Mahatma Dracaena (3'-3.5') | Nos. | 300 | 101.5 | Approved
BHOPAL - COMMERCIAL | MARKETING | Landscaping | Softscape | WO/BPC/BPC4/19 | CHITRANSH NURSERY | Dracaena Darasingh | Dracaena Darasingh (2'-3') | Nos. | 10 | 367 | Approved
BHOPAL - COMMERCIAL | MARKETING | Landscaping | Softscape | WO/BPC/BPC4/19 | CHITRANSH NURSERY | Ficus / madhukamini ballls | Ficus / madhukamini ballls (2.5') | Nos. | 20 | 736 | Approved
BHOPAL - COMMERCIAL | MARKETING | Landscaping | Softscape | WO/BPC/BPC4/19 | CHITRANSH NURSERY | Furceria | Furceria (15*16 Bag Size) | Nos. | 8 | 715 | Approved
BHOPAL - COMMERCIAL | MARKETING | Landscaping | Softscape | WO/BPC/BPC4/19 | CHITRANSH NURSERY | Topiyari | Topiyari (6'-7') | Nos. | 4 | 3792 | Approved
BHOPAL - COMMERCIAL | MARKETING | Landscaping | Softscape | WO/BPC/BPC4/19 | CHITRANSH NURSERY | Golden Bamboo | Golden Bamboo (5'-6') | Nos. | 12 | 251 | Approved
BHOPAL - COMMERCIAL | MARKETING | Landscaping | Softscape | WO/BPC/BPC4/19 | CHITRANSH NURSERY | Aerica Palm | Aerica Palm (6'-7') | Nos. | 20 | 377 | Approved
BHOPAL - COMMERCIAL | MARKETING | Landscaping | Softscape | WO/BPC/BPC4/19 | CHITRANSH NURSERY | Korean Carpet Grass | Korean Carpet Grass | Sq.Ft. | 794 | 26 | Approved
BHOPAL - COMMERCIAL | MARKETING | Landscaping | Softscape | WO/BPC/BPC4/19 | CHITRANSH NURSERY | Heliconia Hybrid | Heliconia Hybrid (5'-6') | Nos. | 180 | 232 | Approved
BHOPAL - COMMERCIAL | MARKETING | Landscaping | Softscape | WO/BPC/BPC4/19 | CHITRANSH NURSERY | Phoenix Palm | Phoenix Palm (6'-7') | Nos. | 6 | 3960 | Approved
BHOPAL - COMMERCIAL | MARKETING | Landscaping | Softscape | WO/BPC/BPC4/19 | CHITRANSH NURSERY | Alocasia | Alocasia (3'-4') | Nos. | 50 | 493 | Approved
BHOPAL - COMMERCIAL | MARKETING | Landscaping | Softscape | WO/BPC/BPC4/19 | CHITRANSH NURSERY | Snake Plant | Snake Plant | Nos. | 180 | 145 | Approved
BHOPAL - COMMERCIAL | MARKETING | Landscaping | Softscape | WO/BPC/BPC4/20 | CHITRANSH NURSERY | Plantation bed preparation work | Charges for Plantation bed preparation work with supply of black cotton soil/vermicompost/sand/ manure/fertilizers as per requirement & direction of EIC |  | 0 | 0 | Approved
BHOPAL - COMMERCIAL | MARKETING | Landscaping | Softscape | WO/BPC/BPC4/21 | CHITRANSH NURSERY | Plantation,Transportation & Supervision Charges | Plantation,Transportation & Supervision Charges for Trees/ Shrubs at Marketing Office Area |  | 0 | 0 | Approved
BHOPAL - COMMERCIAL | MARKETING | Landscaping | Softscape | WO/BPC/BPC4/21 | CHITRANSH NURSERY | Charges for Maintenance (if req.) | Charges for Maintenance (if req.) after successful completion of plantation & confirmation from site, which includes supervision, watering, trimming, shaping, weeding out the undesired grass and dry plant, supply and application of manure, fertilizer & pesticides including necessary tools & tackles, all complete as per direction of Engineer In Charge. | Months | 2 | 12000 | Approved
BHOPAL - COMMERCIAL | MARKETING | Landscaping | Softscape | WO/BPC/BPC4/20 | CHITRANSH NURSERY | Black Cotton Soil | Supply of Black Cotton Soil as per requirement & direction of EIC | Cft. | 4100 | 16.5 | Approved
BHOPAL - COMMERCIAL | MARKETING | Landscaping | Softscape | WO/BPC/BPC4/20 | CHITRANSH NURSERY | Vermicompost | Supply of Vermicompost as per requirement & direction of EIC | Kg | 1250 | 15.5 | Approved
BHOPAL - COMMERCIAL | MARKETING | Landscaping | Softscape | WO/BPC/BPC4/20 | CHITRANSH NURSERY | Sand | Supply of Sand as per requirement & direction of EIC | Cft. | 200 | 55 | Approved
BHOPAL - COMMERCIAL | MARKETING | Landscaping | Softscape | WO/BPC/BPC4/20 | CHITRANSH NURSERY | Cow Dung Compost | Supply of Cow Dung Compost as per requirement & direction of EIC | Cft. | 140 | 38 | Approved
BHOPAL - COMMERCIAL | MARKETING | Landscaping | Softscape | WO/BPC/BPC4/20 | CHITRANSH NURSERY | NPK | Supply of NPK as per requirement & direction of EIC | Pkt | 10 | 250 | Approved
BHOPAL - COMMERCIAL | MARKETING | Landscaping | Softscape | WO/BPC/BPC4/21 | CHITRANSH NURSERY | Labour charges for plantation work | Charges for entire work for the plantation of all kinds of plants/shrubs into the planting location as per the requirement and specification including all labours, tools & tackles all finishes & complete as the direction and entire satisfaction of the EIC | Lump Sum | 1 | 100000 | Approved
BHOPAL - COMMERCIAL | MARKETING | Landscaping | Softscape | WO/BPC/BPC4/21 | CHITRANSH NURSERY | Transportation Charges | Transportation Charges for Trees/ Shrubs as per requirement & direction of EIC | Lump Sum | 1 | 35000 | Approved
BHOPAL - COMMERCIAL | MARKETING | Landscaping | Softscape | WO/BPC/BPC4/21 | CHITRANSH NURSERY | Supervision Charges | Supervision Charges for Trees/ Shrubs as per requirement & direction of EIC | Lump Sum | 1 | 65000 | Approved
SOUTHWINDS PROJECT LLP (PHASE - III & IV) | COMMON INFRASTRUCTURE - PHASE III & IV | Consultancy Charges |  | WO/SP34/CI34/78 | Agrawal & Agrawal (ABXFA9898A) | Architectural Service at Block-11,12,13A,13B,14,15,MLCP (For New GST) | Architectural Service at Block-11,12,13A,13B,14,15,MLCP (For New GST) |  | 0 | 0 | Amended & Approved
SOUTHWINDS PROJECT LLP (PHASE - III & IV) | COMMON INFRASTRUCTURE - PHASE III & IV | Consultancy Charges |  | WO/SP34/CI34/78 | Agrawal & Agrawal (ABXFA9898A) | Residential Area(Block-11,12,13A,13B,14,15 & MLCP ) | Consultancy charges for the Architectural Services rendered at Southwinds Residential Area(Block-11,12,13A,13B,14,15 & MLCP ) Kolkata. Details scope of work is same as WO/SW01/CISW/281. | Sq.Ft. | 129792.778 | 21.5 | Approved
SOUTHWINDS PROJECT LLP (PHASE - III & IV) | COMMON INFRASTRUCTURE - PHASE III & IV | Consultancy Charges |  | WO/SP34/CI34/78 | Agrawal & Agrawal (ABXFA9898A) | MLCP Area | Consultancy charges for the Architectural Services rendered at Southwinds MLCP Area Kolkata. Details scope of work is same as WO/SW01/CISW/281. | Sq.Ft. | 6981.835 | 17 | Approved
SOUTHWINDS PROJECT LLP (PHASE - III & IV) | COMMON INFRASTRUCTURE - PHASE III & IV | Consultancy Charges |  | WO/SP34/CI34/78 | Agrawal & Agrawal (ABXFA9898A) | Service Area(Block-11,12,13A,13B,14,15 ) | Consultancy charges for the Architectural Services rendered at Southwinds Service Area(Block-11,12,13A,13B,14,15 ) Kolkata. Details scope of work is same as WO/SW01/CISW/281. | Sq.Ft. | 4779.206 | 17 | Approved
SOUTHWINDS PROJECT LLP (PHASE - III & IV) | COMMON INFRASTRUCTURE - PHASE III & IV | Civil | Misc Civil Work | WO/SP34/CI34/79 | Veer Enterprises | Dismantling of False Ceiling and Removing of Glass Partition | Charges for (including lifting & shifting) dismantling of False Ceiling and Removing of Glass Partition, Manually or Mechanically including, removal and disposal of debris outside our premises as per drawing, specification and direction of Engineer In Charge. | Lump Sum | 1 | 33000 | Approved
The Ramdulari | CLUB | HVAC Works |  | WO/RP/RP06/17 | MEHO HCP AIR SYSTEMS PVT. LTD. | VRV Outdoor Units | Installation, testing & commissioning of Side Discharge VRF units with DC inverter Twin Rotary two compressor. The units should be complete with condensing unit, controls, microprocessor control panel etc. Make - Toshiba. |  | 0 | 0 | Approved
The Ramdulari | CLUB | HVAC Works |  | WO/RP/RP06/17 | MEHO HCP AIR SYSTEMS PVT. LTD. | Indoor Units | Indoor Unit: Installation, testing, commissioning of 1-Way type Cassette units complete as per specifications & as required to make the system compute. |  | 0 | 0 | Approved
The Ramdulari | CLUB | HVAC Works |  | WO/RP/RP06/17 | MEHO HCP AIR SYSTEMS PVT. LTD. | Copper Pipe | Copper Pipe: Supplying & Installation of interconnecting following sizes of one end expanded refrigerant copper pipe work, insulated with 19 / 13 mm thick closed cell electrometric nitrile rubber tubular insulation between each set of indoor & outdoor units. |  | 0 | 0 | Approved
The Ramdulari | CLUB | HVAC Works |  | WO/RP/RP06/17 | MEHO HCP AIR SYSTEMS PVT. LTD. | Joints | Joints: Supply, Erection, Testing and Commissioning of Refrigerant Joints for various pipe sizes and headers etc. (IDU & ODU joint) | Nos. | 3 | 1250 | Approved
The Ramdulari | CLUB | HVAC Works |  | WO/RP/RP06/17 | MEHO HCP AIR SYSTEMS PVT. LTD. | Communication Cable | Communication Cable: Supply, Installation, testing and commissioning of the control cabling from Indoor to outdoor unit for all the units with the necessary fittings |  | 0 | 0 | Approved
The Ramdulari | CLUB | HVAC Works |  | WO/RP/RP06/17 | MEHO HCP AIR SYSTEMS PVT. LTD. | Drain Pipe | Drain Pipe: Providing & fixing Supply of UPVC Pipe of schedule 40 for drain complete with fittings, supports, with 9 mm thickness of closed cell nitrile rubber for insulation of drain piping as required. |  | 0 | 0 | Approved
The Ramdulari | CLUB | HVAC Works |  | WO/RP/RP06/17 | MEHO HCP AIR SYSTEMS PVT. LTD. | Additional Gas | Additional Gas: Commissioning of VRF systems including topping R410A gas as per site requirements | HP | 6 | 600 | Approved
The Ramdulari | CLUB | HVAC Works |  | WO/RP/RP06/17 | MEHO HCP AIR SYSTEMS PVT. LTD. | Remote Controller | Remote Controller: Installation, testing & commissioning of Wireless controllers | Nos. | 1 | 500 | Approved
The Ramdulari | CLUB | HVAC Works |  | WO/RP/RP06/17 | MEHO HCP AIR SYSTEMS PVT. LTD. | Electrical | Electrical: Providing & fixing Supply of weather proof isolator with MCB of suitable electrical requirement of outdoor units as described below with suitable weather proof enclosure near outdoor unit. |  | 0 | 0 | Approved
The Ramdulari | CLUB | HVAC Works |  | WO/RP/RP06/17 | MEHO HCP AIR SYSTEMS PVT. LTD. | Copper Cu.Power Cable Armoured Outdoor Panel to DB | Supply, erection, testing & commissioning of copper Cu.Power Cable Armoured Outdoor Panel to DB |  | 0 | 0 | Approved
The Ramdulari | CLUB | HVAC Works |  | WO/RP/RP06/17 | MEHO HCP AIR SYSTEMS PVT. LTD. | Lifting / Shifting | Necessary lifting, shifting of ODUs / IDUs | Lot | 1 | 6000 | Approved
The Ramdulari | CLUB | HVAC Works |  | WO/RP/RP06/17 | MEHO HCP AIR SYSTEMS PVT. LTD. | 6.0 HP Side Discharge ODU | 6.0 HP Side Discharge ODU | Nos. | 1 | 8000 | Approved
The Ramdulari | CLUB | HVAC Works |  | WO/RP/RP06/17 | MEHO HCP AIR SYSTEMS PVT. LTD. | 1.3 TR | 1.3 TR | Nos. | 4 | 1200 | Approved
The Ramdulari | CLUB | HVAC Works |  | WO/RP/RP06/17 | MEHO HCP AIR SYSTEMS PVT. LTD. | 22.2 mm with 25 mm thick insulation | 22.2 mm with 25 mm thick insulation | RMT | 0 | 990 | Approved
The Ramdulari | CLUB | HVAC Works |  | WO/RP/RP06/17 | MEHO HCP AIR SYSTEMS PVT. LTD. | 19.1 mm with 25 mm thick insulation | 19.1 mm with 25 mm thick insulation | RMT | 25 | 920 | Approved
The Ramdulari | CLUB | HVAC Works |  | WO/RP/RP06/17 | MEHO HCP AIR SYSTEMS PVT. LTD. | 15.9 mm with 19 mm thick insulation | 15.9 mm with 19 mm thick insulation | RMT | 55 | 700 | Approved
The Ramdulari | CLUB | HVAC Works |  | WO/RP/RP06/17 | MEHO HCP AIR SYSTEMS PVT. LTD. | 12.7 mm with 19 mm thick insulation | 12.7 mm with 19 mm thick insulation | RMT | 20 | 540 | Approved
The Ramdulari | CLUB | HVAC Works |  | WO/RP/RP06/17 | MEHO HCP AIR SYSTEMS PVT. LTD. | 9.5 mm with 19 mm thick insulation | 9.5 mm with 19 mm thick insulation | RMT | 80 | 430 | Approved
The Ramdulari | CLUB | HVAC Works |  | WO/RP/RP06/17 | MEHO HCP AIR SYSTEMS PVT. LTD. | 6.4 mm with 19 mm thick insulation | 6.4 mm with 19 mm thick insulation | RMT | 25 | 305 | Approved
The Ramdulari | CLUB | HVAC Works |  | WO/RP/RP06/17 | MEHO HCP AIR SYSTEMS PVT. LTD. | 2C X 1.5 Sq.mm sheilded | 2C X 1.5 Sq.mm sheilded | RMT | 125 | 90 | Approved
The Ramdulari | CLUB | HVAC Works |  | WO/RP/RP06/17 | MEHO HCP AIR SYSTEMS PVT. LTD. | 25 mm dia | 25 mm dia | RMT | 25 | 190 | Approved
The Ramdulari | CLUB | HVAC Works |  | WO/RP/RP06/17 | MEHO HCP AIR SYSTEMS PVT. LTD. | 32 mm dia | 32 mm dia | RMT | 0 | 230 | Approved
The Ramdulari | CLUB | HVAC Works |  | WO/RP/RP06/17 | MEHO HCP AIR SYSTEMS PVT. LTD. | 4C x 4 Sqmm Armoured Copper Cable | 4C x 4 Sqmm Armoured Copper Cable | RMT | 12 | 250 | Approved
The Ramdulari | OVERHEAD | In-house labour |  | WO/RP/RP04/13 | Balaji Enterprise | Unskilled labour (Oct'2025- Nov '2025) | Charges of Unskilled labour for misc work as per direction of EIC. Time Period: (Oct'2025- Nov '2025) (Revised Rate From Oct'25) |  | 0 | 0 | Approved
The Ramdulari | OVERHEAD | In-house labour |  | WO/RP/RP04/13 | Balaji Enterprise | Unskilled labour | Charges of Unskilled Labour for misc work at Site as per requirement & direction of EIC. Daily Time Schedule-6AM-6PM(12Hrs) 10:15 hours working time & 1hr 45mins of break time (Breakfast- 8AM-8.45AM & Lunch-1PM-2PM) | Nos | 1516.5 | 510 | Approved
The Ramdulari | OVERHEAD | In-house labour |  | WO/RP/RP04/13 | Balaji Enterprise | Loading & Unloading | Charges for loading - unloading, transportation, hire charges for machinery work as per direction of Engineer-in-Charge. | Nos | 1516.5 | 20.4 | Approved
Primarc Chambers | BLOCK | Fire Fighting |  | WO/PCH/PC01/26 | Balajee Fire | Opening & Re-Installation a) Hose cabinet with support and foundation for outdoor hydrants. | Opening & Re-Installation, testing, commission of HYDRANT SYS. ACCESSORIES as per specification/drawing and direction of Engineer-in-charge. a) Hose cabinet with support and foundation for outdoor hydrants. | Nos. | 8 | 142.5 | Approved
Primarc Chambers | BLOCK | Fire Fighting |  | WO/PCH/PC01/26 | Balajee Fire | CAST IRON BUTTERFLY VALVE (PN 1.6)- 50 mm NB | Installation, testing, commission of VALVE AND SPECIALITIES - as per specification/drawing and direction of Engineer-in-charge. a) CAST IRON BUTTERFLY VALVE (PN 1.6)- 50 mm NB | Nos. | 63 | 869.25 | Approved
Primarc Chambers | BLOCK | Fire Fighting |  | WO/PCH/PC01/26 | Balajee Fire | CAST IRON BUTTERFLY VALVE (PN 1.6)- 100 mm NB | Installation, testing, commission of VALVE AND SPECIALITIES - as per specification/drawing and direction of Engineer-in-charge. a) CAST IRON BUTTERFLY VALVE (PN 1.6)- 100 mm NB | Nos. | 1 | 1995 | Approved
Primarc Chambers | BLOCK | Fire Fighting |  | WO/PCH/PC01/26 | Balajee Fire | CAST IRON BUTTERFLY VALVE (PN 1.6)- 65 mm NB | Installation, testing, commission of VALVE AND SPECIALITIES - as per specification/drawing and direction of Engineer-in-charge. a) CAST IRON BUTTERFLY VALVE (PN 1.6)- 65 mm NB | Nos. | 46 | 950 | Approved
Primarc Chambers | BLOCK | Fire Fighting |  | WO/PCH/PC01/26 | Balajee Fire | CAST IRON BUTTERFLY VALVE (PN 1.6)- 40 mm NB | Installation, testing, commission of VALVE AND SPECIALITIES - as per specification/drawing and direction of Engineer-in-charge. a) CAST IRON BUTTERFLY VALVE (PN 1.6)- 40 mm NB | Nos. | 20 | 300 | Approved
Primarc Chambers | BLOCK | Fire Fighting |  | WO/PCH/PC01/26 | Balajee Fire | Ball Valve (PN 1.6)- 40 mm NB | Installation, testing, commission of VALVE AND SPECIALITIES - as per specification/drawing and direction of Engineer-in-charge. a) Ball Valve (PN 1.6)- 40 mm NB | Nos. | 1 | 250 | Approved
Primarc Chambers | BLOCK | Fire Fighting |  | WO/PCH/PC01/26 | Balajee Fire | Opening & Re-Installation FAST RESPONSE SPRINKLER HEAD K-81, 68°C RATING (Fast response)-Pendent type Sprinkler without escutcheon plate | Opening & Re-Installation, testing, commission of VALVE AND SPECIALITIES - as per specification/drawing and direction of Engineer-in-charge. a) FAST RESPONSE SPRINKLER HEAD K-81, 68°C RATING (Fast response)-Pendent type Sprinkler without escutcheon plate | Nos. | 198 | 104 | Approved
Primarc Chambers | BLOCK | Fire Fighting |  | WO/PCH/PC01/26 | Balajee Fire | GI Extension Nipple With Socket -a) 15 mm X 150mm to 600 long | Supply, Installation, testing, commission of GI Extension Nipple With Socket -a) 15 mm X 150mm to 600 long Due to False celling Adjustment in Lobby Area. As per specification/drawing and direction of Engineer-in-charge. Floor 5th to 15th floor 11 @floor X 10, =110 Nos | Nos. | 198 | 250 | Approved
Primarc Chambers | BLOCK | Fire Fighting |  | WO/PCH/PC01/26 | Balajee Fire | SS Flexible Hose pipe With Support -a) 25 mm X 1000mm long to 1200mm long | Supply, Installation, testing, commission of SS Flexible Hose pipe With Support -a) 25 mm X 1000mm long to 1200mm long Due to False celling Adjustment in Club Area. As per specification/drawing and direction of Engineer-in-charge. 1.Ground Floor - 17 nos, | Nos. | 17 | 1050 | Approved
Primarc Chambers | BLOCK | Fire Fighting |  | WO/PCH/PC01/26 | Balajee Fire | Opening & Re-Installation 6 Kg ABC type Fire Extinguishers | Opening & Re-Installation of PORTABLE FIRE EXTINGUISHERS for (i) 6 Kg ABC type Fire Extinguishers as per specification/drawing and direction of Engineer in charge. | Nos. | 17 | 95 | Approved
Primarc Chambers | BLOCK | Fire Fighting |  | WO/PCH/PC01/26 | Balajee Fire | Opening & Re-Installation of 4.5 Kg CO2 type Fire Extinguishers | Opening & Re-Installation of PORTABLE FIRE EXTINGUISHERS for (i) 4.5 Kg CO2 type Fire Extinguishers as per specification/drawing and direction of Engineer in charge. | Nos. | 17 | 95 | Approved
Primarc Chambers | BLOCK | Fire Fighting |  | WO/PCH/PC01/27 | Balajee Fire | Opening & re-Installing ANALOGUE ADDRESSABLE DETECTOR | Opening & re-Installing, testing and commissioning of ANALOGUE ADDRESSABLE DETECTOR ( Smoke - optical type) | Nos. | 77 | 356.25 | Approved
Primarc Chambers | BLOCK | Fire Fighting |  | WO/PCH/PC01/27 | Balajee Fire | Opening & Re- installing 78db-90db Ceiling Mounted Speakers | Opening & Re- installing, testing and commissioning of Fire panel supervised 78db-90db Ceiling Mounted Speakers as specified & same make as of panel. Speakers shall be 6 Watt with multi taps of 0.25W, 0.5W, 1W and 2W. | Nos. | 77 | 350 | Approved
SOUTHWINDS PROJECT LLP (PHASE - III & IV) | COMMON INFRASTRUCTURE - PHASE III & IV | Civil | Misc Civil Work | WO/SP34/CI34/80 | A.M. Enterprise | Dismantling of existing works and execution of new work at the Commercial Block as specified in the BOQ and shown in the approved drawings, complete as per specifications and as directed by the Engineer-in-Charge. | Dismantling of existing works and execution of new work at the Commercial Block as specified in the BOQ and shown in the approved drawings, complete as per specifications and as directed by the Engineer-in-Charge. |  | 0 | 0 | Amended & Approved
SOUTHWINDS PROJECT LLP (PHASE - III & IV) | COMMON INFRASTRUCTURE - PHASE III & IV | Civil | Misc Civil Work | WO/SP34/CI34/80 | A.M. Enterprise | Dismantling of Wall Tiles & Granite | Charges for (including lifting & shifting) dismantling of Wall Tiles & Granite, Manually or Mechanically including, removal and disposal of debris from site premises area to outside area as per drawing, specification and direction of Engineer In Charge. | Sq.Ft. | 1009.114 | 21 | Approved
SOUTHWINDS PROJECT LLP (PHASE - III & IV) | COMMON INFRASTRUCTURE - PHASE III & IV | Civil | Misc Civil Work | WO/SP34/CI34/80 | A.M. Enterprise | Dismantling of Floor Tiles | Charges for (including lifting & shifting) dismantling of Floor Tiles Manually or Mechanically including, removal and disposal of debris from site premises area to outside area as per drawing, specification and direction of Engineer In Charge. | Sq.Ft. | 2657.072 | 21 | Approved
SOUTHWINDS PROJECT LLP (PHASE - III & IV) | COMMON INFRASTRUCTURE - PHASE III & IV | Civil | Misc Civil Work | WO/SP34/CI34/80 | A.M. Enterprise | Dismantling of Brick Wall | Charges for (including lifting & shifting) dismantling of Brick Wall (150mm thick) including Plaster Manually or Mechanically including, removal and disposal of debris from site premises area to outside area as per drawing, specification and direction of Engineer In Charge. | Lump Sum | 1 | 80000 | Approved
SOUTHWINDS PROJECT LLP (PHASE - III & IV) | COMMON INFRASTRUCTURE - PHASE III & IV | Civil | Misc Civil Work | WO/SP34/CI34/80 | A.M. Enterprise | Dismantling of Damage Plaster | Charges for (including lifting & shifting) dismantling of Damage Plaster Manually or Mechanically including, removal and disposal of debris from site premises area to outside area as per drawing, specification and direction of Engineer In Charge. | Sq.Ft. | 571.03 | 11.15 | Approved
SOUTHWINDS PROJECT LLP (PHASE - III & IV) | COMMON INFRASTRUCTURE - PHASE III & IV | Civil | Misc Civil Work | WO/SP34/CI34/80 | A.M. Enterprise | Removing & dismantling of Floor Carpet | Charges for (including lifting & shifting) Removing & dismantling of Floor Carpet Manually or Mechanically including, removal and disposal of debris from site premises area to outside area as per drawing, specification and direction of Engineer In Charge. | Sq.Ft. | 398.257 | 21 | Approved
SOUTHWINDS PROJECT LLP (PHASE - III & IV) | COMMON INFRASTRUCTURE - PHASE III & IV | Civil | Misc Civil Work | WO/SP34/CI34/80 | A.M. Enterprise | Floor Tiles at Passage Area | Providing & Fixing Charges of Floor Tiles at Passage Area for all levels over a bed of 35-45 mm thick cement mortar (1:4) , joints filled with white cement grout pigmented to match after acid washing including all finishing & Cleaning as per drawing and direction of Engineer-In-Charge. Tiles, Cement will be supplied by Client. | Sq.Ft. | 563.388 | 33.5 | Approved
SOUTHWINDS PROJECT LLP (PHASE - III & IV) | COMMON INFRASTRUCTURE - PHASE III & IV | Civil | Misc Civil Work | WO/SP34/CI34/80 | A.M. Enterprise | Tiles at Skirting at Passage Area | Providing & Fixing Charges of Tiles at Skirting/Windowsill of Passage Area for all levels over a bed of 35-45 mm thick cement mortar (1:4) , joints filled with white cement grout pigmented to match after acid washing including all finishing & Cleaning as per drawing and direction of Engineer-In-Charge. Tiles , Cement will be supplied by Client. | Rft | 20.73 | 26.5 | Approved
SOUTHWINDS PROJECT LLP (PHASE - III & IV) | COMMON INFRASTRUCTURE - PHASE III & IV | Civil | Misc Civil Work | WO/SP34/CI34/80 | A.M. Enterprise | 125/150mm. thick brick thick work for walls | Providing and erecting 125/150mm. thick brick thick work for walls of specified thickness in cement sand mortar (1:4) including the cost of all material, labour, tools, tackles, scaffolding, curing etc. complete as per direction of Engineer-in-Charge and technical specification.(Cement supplied free of cost at site) | Sq.Mtr. | 45.963 | 834 | Approved
SOUTHWINDS PROJECT LLP (PHASE - III & IV) | COMMON INFRASTRUCTURE - PHASE III & IV | Civil | Misc Civil Work | WO/SP34/CI34/80 | A.M. Enterprise | Plaster | Providing and applying plaster with sand and cement mortar including rounding off or chamfering of concrete surface,curing etc. complete as per direction of EIC-12 mm thick sand cement mortar (1: 6),at Ground floor and level(Cement would be supplied by the employer free of cost,but subjected to reconciliation) | Sq.Mtr. | 179.871 | 250 | Approved
The Ramdulari | BLOCK | Flooring Work |  |  |  | Floor Painting Work | Providing Basement flooring system of average 1.5mm thick smooth self-levelling finish Epoxy Paint by supply of primer, a body coat of PU primer with quartz sand, followed by sand broadcasting to achieve an anti-skid finish, and a final PU high-abrasion-resistant top coat of 500 microns in a standard shade (RAL 9018 Equivalent to 8331 Asian Paint Grey Flannel as approved by EIC/ Architect) ensuring a seamless, jointless, and durable finish after necessary surface preparation by means of light grinding, chipping (in corners if necessary), wire brushing, coir brushing, etc. to get rid of all dust, dirt, laitance & other loose elements & achieve a sound, clean surface for epoxy painting, with men, materials, tools & tackles etc. all complete as per Drawings & direction of EIC. Location: Total Basement Area, Pump Room, Fire room | Sq.Ft. |  |  | Amended & Approved
BHOPAL - COMMERCIAL | MARKETING | Landscaping | Hardscape | WO/BPC/BPC4/18 | A W CONSTRUCTIONS PRIVATE LIMITED | Backfilling with excavated earth | All Charges for doing backfilling with excavated earth in layer not exceeding 150mm in depth including watering, ramming, compaction and transportation of soil, all labour, materials, machinery, tools & tackles etc. for all lead & lift as per drawing and direction of Engineer-in-Charge | Cum. | 99.04 | 225 | Approved
BHOPAL - COMMERCIAL | MARKETING | Landscaping | Hardscape | WO/BPC/BPC4/18 | A W CONSTRUCTIONS PRIVATE LIMITED | Earth filling with earth (hard morrum) | Earth filling with earth (hard morrum) brought from outside in foundation / plinth, sides of foundation retaining wall, trenches, lift pits, above existing ground level and under floors with selected earth in layers not exceeding 150 mm thick including watering, ramming, consolidation etc. as directed. The rates are inclusive of all labours, tools/tackles, pumps, vibratory roller/earth compactor temporary works, etc. complete (measurement of net compacted volume after consolidation/ completion will be paid) | Cum. | 0 | 500 | Approved
BHOPAL - COMMERCIAL | MARKETING | Landscaping | Hardscape | WO/BPC/BPC4/18 | A W CONSTRUCTIONS PRIVATE LIMITED | Backfilling with supply of black cotton soil | All Charges for doing backfilling with supply of black cotton soil including watering, ramming, compaction and transportation of soil, all labour, materials, machinery, tools & tackles etc. for all lead & lift as per drawing and direction of Engineer-in-Charge Location: Garden Area | Cum. | 0 | 650 | Approved
BHOPAL - COMMERCIAL | MARKETING | Landscaping | Hardscape | WO/BPC/BPC4/18 | A W CONSTRUCTIONS PRIVATE LIMITED | PCC M20 grade (1:1.5:3) grade | All charges for providing & laying M20 grade (1:1.5:3) grade cement concrete (P.C.C) of required thickness(excluding cost of shuttering & reinforcement) at all levels using 20 mm nominal size well-graded approved quality aggregate including vibrating / compacting, scaffolding as required establishing curing complete as per drawing and direction of Engineer-in-Charg | Cum. | 4.7 | 5650 | Approved
BHOPAL - COMMERCIAL | MARKETING | Landscaping | Hardscape | WO/BPC/BPC4/18 | A W CONSTRUCTIONS PRIVATE LIMITED | RCC M25 | All Charges for providing, mixing & laying M25 grade reinforced cement concrete (excluding cost of shuttering & reinforcement) for all leads and for all items e.g. pavement /pedestrian/parking areas including all leads, tools & tackles necessary curing etc. at all level using 20 mm nominal size & down graded good quality aggregate as per design mix approved by PMC/Consultant/EIC including vibrating/compacting, curing, scaffolding as required establishing dewatering system by pumping / bailing out water, cleaning, preparing surfaces, junctions etc. including curing complete as per drawing and direction of Engineer-in-Charge. Cement concrete should have an ultimate crushing strength of not less than 250 Kg/sq.cm for Grade M25 on 15cm X 15cm X 15cm cube at 28 days and source of concrete will be Site Mix. | Cum. | 29.163 | 6300 | Approved
BHOPAL - COMMERCIAL | MARKETING | Landscaping | Hardscape | WO/BPC/BPC4/18 | A W CONSTRUCTIONS PRIVATE LIMITED | Centering and shuttering | Hire & labour charges for shuttering with centering & necessary staging up to necessary height using approved stout props, 12mm thick quality ply board shuttering , with required bracing for curved or straight including fitting , fixing & striking out after completion of works, all complete as per drawing, specification and direction of Engineer-in-Charge. | Sq.Mtr. | 57.65 | 420 | Approved
BHOPAL - COMMERCIAL | MARKETING | Landscaping | Hardscape | WO/BPC/BPC4/18 | A W CONSTRUCTIONS PRIVATE LIMITED | Charges for fixing steel reinforcement | All Charges for supply & fixing steel reinforcement (Tor Steel as per IS-1786, Fe 500) for RCC work including transporting, decoiling, straightening, removing loose rust, cutting, bending and placing for all profile and for all lead & lift at both sub & superstructure level and binding with 18 gauge annealed wire as per drawing and direction of Engineer-in-Charge. Payment of steel shall be made as per drawing and approved bar bending schedule with permissible laps and paid on the basis of the sectional weights of bar as per relevant I.S. Code. The rate shall include cost of binding wire, chairs, spacers, pins, cover blocks which will not be measured separately for payment. (Make: Goel, Kamdhenu, Moira) | MT | 1.652 | 66000 | Approved
BHOPAL - COMMERCIAL | MARKETING | Landscaping | Hardscape | WO/BPC/BPC4/18 | A W CONSTRUCTIONS PRIVATE LIMITED | Providing & Laying of Sand | Providing & Laying Sand with preparation of 40mm thick sand bed for interlocking designer paver block work as per direction of Engineer-in-Charge. | Cum. | 19.9 | 950 | Approved
BHOPAL - COMMERCIAL | MARKETING | Landscaping | Hardscape | WO/BPC/BPC4/18 | A W CONSTRUCTIONS PRIVATE LIMITED | Providing & Laying interlocking designer paver block | Providing & Laying interlocking designer paver block of any shade and Colour as approved , laid in pattern as directed in pavement, driveway etc. including necessary underlay complete in all respect with all labour and material including joint filling a) 275MM X 125MM X 60MM (Over 40 mm sand bed excluding cost of sand ). All work complete as per drawing & direction of Engineer-in-Charge. | Sq.Mtr. | 315.5 | 675 | Approved
BHOPAL - COMMERCIAL | MARKETING | Landscaping | Hardscape | WO/BPC/BPC4/18 | A W CONSTRUCTIONS PRIVATE LIMITED | Providing & fixing of Kerb stones | Charges for providing & fixing of Kerb stones of specific sizes along the Pavement or other designated places including necessary alignment. The rate is inclusive of the cost of Kerb Stones, manpower cost for fixing the Kerbs, all lead and lift, carrying cost from stock yard to execution point, including joining two adjacent Kerb stone using lean cement mortar. ( All work complete as per drawing & direction of EIC.) Precast concrete kerb stone - (Size- 300X300X150) | RMT | 85.5 | 625 | Approved
Primarc Aadvika | BLOCK | Piling Work |  | WO/HW1/PHW9/2 | PRIYA CONSTRUCTION | Driving and withdrawal of 750mm dia casing | All charges for driving and withdrawal of 750mm dia casing with vibro hammer (6 TON) & Crane (45 TON) along with supply of 3 nos. 750 mm dia casing pipes, 2 nos MS Plate (30-32mm Thk.), including all required manpower, necessary tools, tackles such as rope, sling, pulley etc., fuel, maintenance, safety arrangements, and all required third-party tests, complete as per the direction of the Engineer-in-Charge and as per attached Annexure-I. | Months | 3 | 2437834 | Approved
Primarc Aadvika | BLOCK | Piling Work |  | WO/HW1/PHW9/2 | PRIYA CONSTRUCTION | Mobilization | All Charges for mobilization of Vibro Hammer & Crane | Lump Sum | 1 | 250000 | Approved
Primarc Aadvika | BLOCK | Piling Work |  | WO/HW1/PHW9/2 | PRIYA CONSTRUCTION | Demobilization | All Charges for demobilization of Vibro Hammer & Crane | Lump Sum | 1 | 250000 | Approved
SOUTHWINDS PROJECT LLP (PHASE - III & IV) | CLUB PHASE - III & IV | Painting | Internal Painting | WO/SP34/CW34/35 | A.M. Enterprise | cleaning of exposed brick Work | Labour charges for cleaning of dirt, cement slurry, and other unwanted patches from the exposed brickwork surfaces at MLCP 6th & 7th Floor, making the surfaces clean and ready for lacquer paint application. The work includes thorough scraping, washing, and removal of all materials, using all required tools, consumables, and materials, and completing the job as per the direction of the Engineer-in-Charge. | Sq.Ft. | 3767 | 8 | Approved
SOUTHWINDS PROJECT LLP (PHASE - III & IV) | CLUB PHASE - III & IV | Painting | Internal Painting | WO/SP34/CW34/29 | ARTISAN | one coat of Acrylic Clear Lacquer (Matt), spray-finish, on exposed brick surfaces at MLCP (6th & 7th Floors) | Providing and applying one coat of Acrylic Clear Lacquer (Matt), spray-finish, on exposed brick surfaces at MLCP (6th & 7th Floors), including all materials, labour, tools, and equipment required for the proper completion of work, as per drawings and as directed by the Engineer-in-Charge. Surface cleaning prior to application is excluded from the contractor’s scope. | Sq.Mtr. | 0 | 45 | Approved
SOUTHWINDS PROJECT LLP (PHASE - III & IV) | FINISHING PHASE - IV | Water Proofing |  | WO/SP34/FW4/81 | PRERONA CONSTRUCTION | Waterproofing Work at outside wall of Block – 10 Community Hall (Urban Stone Cladding Area) | Waterproofing Work at outside wall of Block – 10 Community Hall (Urban Stone Cladding Area) Surface Preparation: Preparation of Structural concrete surface by manual means with chisel, hammers, wire & normal brushes to clean & remove all loose cementitious slurry, small concrete lumps, oil/grease etc. Joint Cutting: Junction of vertical-Horizontal surface by cutting & making ‘V’ groove of dimension 15x15 mm by manual means, cleaning the same, filling them with polymer modified mortar made with cement : sand ration (1:3) admixed with polymer compound @ 5% by weight of Cement. Waterproofing Coating: Application of Water Proofing Treatment over the duly prepared surface with 02 component polymer modified elastomeric membrane system, to be applied with brush in 02 coats to form a total system thickness of Min 1.0 – 1.2 mm according to manufacturer’s specification & supervision. Sprinkle sand immediately after the application of second coat. The system need to be cured as per recommendation of the manufacturer. (Sika Top Seal 109HI) | Sq.Ft. | 110 | 65 | Approved
Primarc Aadvika | BLOCK | Piling Work |  | WO/HW1/PHW9/3 | MATUR ENTERPRISE | Earthen Well Construction | All charges for constructing an earthen well, including earth cutting, shifting, lowering and fixing of clay rings, and all related activities, complete with all materials, labour, tools, and tackles, as per the direction of the Engineer-in-Charge. Well Dimensions: Diameter: 600 mm (6'-8' depth )& 750mm (10'-8' depth) to make it total 16 feet (4877mm) depth overall. | Nos | 2 | 16250 | Approved
SOUTHWINDS PROJECT LLP (PHASE - III & IV) | CLUB PHASE - III & IV | Wood Work |  | WO/SP34/CW34/36 | M.R. Furniture | Labour Charges of Reception Table Making at MLCP (Club) | Labour Charges of Reception Table Making at MLCP (Club) |  | 0 | 0 | Approved
SOUTHWINDS PROJECT LLP (PHASE - III & IV) | CLUB PHASE - III & IV | Wood Work |  | WO/SP34/CW34/36 | M.R. Furniture | Reception Table | Labour Charges of Reception Table Making at MLCP (Club) with Supply of Nail, Screw, Gum, Edge Tape with Polish (as per Approved by Architect) Finished and Oak Wood Panels Making, Laminate Pasting, Oak Wood Panel Group Create as per Approved by Architect and Drawings (Laminate, Ply, Block Board, Oak Wood & Misc. Hardware Fittings Supply by Client) Cleaning the work area, shifting all the debris/wastes to a designated place at ground floor level, at all level as per Design Requirements, approved drawing and direction of Engineer in charge. | Sq.Ft. | 56.19 | 420 | Approved
SOUTHWINDS PROJECT LLP (PHASE - III & IV) | CLUB PHASE - III & IV | Wood Work |  | WO/SP34/CW34/36 | M.R. Furniture | Matt lacquer melamine Polish over Oak Wood (50mm X 12mm) | Labour Charges for Matt lacquer melamine Polish over Oak Wood (50mm X 12mm) Including supply of all Materials etc. for completing the job as per approved dwg. & direction of EIC | Rft | 226.24 | 75 | Approved
SOUTHWINDS PROJECT LLP (PHASE - III & IV) | CLUB PHASE - III & IV | Wood Work |  | WO/SP34/CW34/36 | M.R. Furniture | Fixing of Mirror at Gym Room | Fixing of Mirror at Gym Room |  | 0 | 0 | Approved
SOUTHWINDS PROJECT LLP (PHASE - III & IV) | CLUB PHASE - III & IV | Wood Work |  | WO/SP34/CW34/36 | M.R. Furniture | Mirror Paneling | Labour charges for fixing of Mirror on plywood-framed surface with all fittings, fixture & supply of Nail, Screw, Gum, PVC Gully including cleaning the work area, shifting all the debris/wastes to a designated place at ground floor lavel, including all complete as per dwg. & direction of the EIC/Architect. ply, Mirror and Silicon/ Adhesive will be supplied by client but subject to reconciliation | Sq.Ft. | 363.85 | 155 | Approved
SOUTHWINDS PROJECT LLP (PHASE - III & IV) | CLUB PHASE - III & IV | Wood Work |  | WO/SP34/CW34/36 | M.R. Furniture | 70x20 Oak Wood Fixing | Labour charges of Making & fixing of 70mmx20mm Oak wood with supply of SS screw, nails, masking tape and gum including cleaning the work area, shifting all the debris/wastes to a designated place at ground floor lavel, including all complete as per dwg. & direction of the EIC/Architect. Oak Wood will be supplied by client but subject to reconciliation | Rft | 229.14 | 40 | Approved
SOUTHWINDS PROJECT LLP (PHASE - III & IV) | CLUB PHASE - III & IV | Wood Work |  | WO/SP34/CW34/36 | M.R. Furniture | 70x20 Oak Wood Matt lacquer melamine polish | Labour charges for Matt lacquer melamine polish - 70mmx20mm Oak wood - including supply of all T & P, material etc. for completing the job as per dwg. & direction of the EIC/Architect. | Rft | 229.14 | 100 | Approved