## Sheet1
PROJECT | SUB PROJECT | CATEGORY | SUB CATEGORY | WO NO. | CONTRACTOR | BOQ ITEM NAME | BOQ DESCRIPTION | BOQ UOM | QUANTITY | RATE | STATUS
The Soul, Rajarhat | COMMON INFRASTRUCTURE | Consultancy Charges |  |  |  | Micro Climate Analysis | Charges for Micro Climate Analysis Report, details scope of work is attached in Annexure - I | Lump Sum |  |  | Approved
The Soul, Rajarhat | COMMON INFRASTRUCTURE | Consultancy Charges |  |  |  | Structural Design Review | 1.Review Design Basis Report submitted by the structural consultant. a) Review codes and standards used. b) Review design loading considered based on the relevant codes and functional utility of areas. c) Review earthquake and loading considered for the design of structures. d) Review analysis methodology used for both vertical and lateral loading. e) Review serviceability requirement used for the design. f) Suggest the need for any special measures like wind tunnel tests, load testing etc. which may save cost or ensure stability of structure. g) Review soil investigation report and foundation system. 2.Review of analysis & design. a) Review of the structural model submitted by the structural consultant or build the separate model if the model is not in ETABS. b) Checking all structural members for safety and serviceability including beams, columns, shear walls, slabs. c) Checking all non-structural elements for stability. d) Checking connection design for all load combinations. e) Checking of constructability of current structural system and suggest changes if necessary. 3. Study the existing design and drawings, review economy of design solution and suggest whether alternatives are possible without jeopardizing the worth of project after carrying out value engineering. | SqFt |  |  | Approved
The Soul, Rajarhat | MARKETING | Marketing Office | Sub & Super Structure | WO/HR01/MKT01/12 | RAJ TRIMURTI INFRAPROJECT PVT. LTD. | Earth Work in Excavation | Charges for Earth Work in Excavation (by mechanical means/manually) in all types of soil including moorum, laterite for foundations and stacking the soils within a lead of 100m as directed. The item includes necessary trimming & removal of vegetation, preparing access to location of work, trimming of the sides of trenches, leveling, dressing and ramming the bottom, bailing/pumping out water with mechanical means and slush cleaning as required complete. (Measurement shall be made on maximum theoretical PCC dimension as per drawing. Rate is inclusive of any additional excavation required for working space). Rate is inclusive of labour, material, POL, tools & tackles all complete. Earthwork in Excavation - depth of excavation up to 1.5 mtr from EGL including bailing out of water. | cum | 315 | 250 | Approved
The Soul, Rajarhat | MARKETING | Marketing Office | Sub & Super Structure | WO/HR01/MKT01/13 | RAJ TRIMURTI INFRAPROJECT PVT. LTD. | Earth Work in Excavation | Charges for Earth Work in Excavation (by mechanical means/manually) in all types of soil including moorum, laterite for foundations and stacking the soils within a lead of 100m as directed. The item includes necessary trimming & removal of vegetation, preparing access to location of work, trimming of the sides of trenches, leveling, dressing and ramming the bottom, bailing/pumping out water with mechanical means and slush cleaning as required complete. (Measurement shall be made on maximum theoretical PCC dimension as per drawing. Rate is inclusive of any additional excavation required for working space). Rate is inclusive of labour, material, POL, tools & tackles all complete. Earthwork in Excavation - depth of excavation up to 1.5 mtr from EGL including bailing out of water. | cum | 363.5 | 250 | Approved
The Soul, Rajarhat | MARKETING | Marketing Office | Sub & Super Structure | WO/HR01/MKT01/12 | RAJ TRIMURTI INFRAPROJECT PVT. LTD. | Earth work in filling | Earth work in filling with earth obtained from excavation in layers not exceeding 250 mm including watering, ramming etc.complete in all respect as per direction of EIC ( payment to be made on the basis of the finished quantity of work) | cum | 225 | 180 | Approved
The Soul, Rajarhat | MARKETING | Marketing Office | Sub & Super Structure | WO/HR01/MKT01/13 | RAJ TRIMURTI INFRAPROJECT PVT. LTD. | Earth work in filling | Earth work in filling with earth obtained from excavation in layers not exceeding 250 mm including watering, ramming etc.complete in all respect as per direction of EIC ( payment to be made on the basis of the finished quantity of work) | cum | 219.83 | 180 | Approved
The Soul, Rajarhat | MARKETING | Marketing Office | Sub & Super Structure | WO/HR01/MKT01/12 | RAJ TRIMURTI INFRAPROJECT PVT. LTD. | brick flat soling | Single layer brick flat soling work using Soling bricks including preparation of bed as necessary with joints properly filled in and packed with powdered earth or silver sand complete as per drawing, specification and direction of EIC. | SqMtr | 305 | 449 | Approved
The Soul, Rajarhat | MARKETING | Marketing Office | Sub & Super Structure | WO/HR01/MKT01/13 | RAJ TRIMURTI INFRAPROJECT PVT. LTD. | brick flat soling | Single layer brick flat soling work using Soling bricks including preparation of bed as necessary with joints properly filled in and packed with powdered earth or silver sand complete as per drawing, specification and direction of EIC. | SqMtr | 99.16 | 449 | Approved
The Soul, Rajarhat | MARKETING | Marketing Office | Sub & Super Structure | WO/HR01/MKT01/12 | RAJ TRIMURTI INFRAPROJECT PVT. LTD. | 200 mm thick Brick Work | 200 mm thick Brick Work using Fly ash Bricks in Cement Sand mortar (1:6) in foundation and plinth including bailing out water, curing etc. complete with all labour , materials, tools and tackles and as per drawing, specification and direction of EIC. | cum | 70 | 7013 | Approved
The Soul, Rajarhat | MARKETING | Marketing Office | Sub & Super Structure | WO/HR01/MKT01/13 | RAJ TRIMURTI INFRAPROJECT PVT. LTD. | 200 mm thick Brick Work | 200 mm thick Brick Work using Fly ash Bricks in Cement Sand mortar (1:6) in foundation and plinth including bailing out water, curing etc. complete with all labour , materials, tools and tackles and as per drawing, specification and direction of EIC. | cum | 23.53 | 7013 | Approved
The Soul, Rajarhat | MARKETING | Marketing Office | Sub & Super Structure | WO/HR01/MKT01/12 | RAJ TRIMURTI INFRAPROJECT PVT. LTD. | Filling of sand at plinth | Filling of sand at plinth level with proper watering , dressing, levelling & compaction all complete as per drawing & direction of EIC. ( Silver sand will be supplied by PS Primarc ) | cum | 0 | 325 | Approved
The Soul, Rajarhat | MARKETING | Marketing Office | Sub & Super Structure | WO/HR01/MKT01/13 | RAJ TRIMURTI INFRAPROJECT PVT. LTD. | Filling of sand at plinth | Filling of sand at plinth level with proper watering , dressing, levelling & compaction all complete as per drawing & direction of EIC. ( Silver sand will be supplied by PS Primarc ) | cum | 132 | 325 | Approved
The Soul, Rajarhat | MARKETING | Marketing Office | Sub & Super Structure | WO/HR01/MKT01/12 | RAJ TRIMURTI INFRAPROJECT PVT. LTD. | 1:3:6 Cement Concrete | Providing and laying 1:3:6 Cement Concrete with 25 mm and down sized , screened and washed well graded stone chips excluding shuttering, consolidation complete in all respect as per drawing, specification and direction of EIC. | cum | 13 | 6873 | Approved
The Soul, Rajarhat | MARKETING | Marketing Office | Sub & Super Structure | WO/HR01/MKT01/13 | RAJ TRIMURTI INFRAPROJECT PVT. LTD. | 1:3:6 Cement Concrete | Providing and laying 1:3:6 Cement Concrete with 25 mm and down sized , screened and washed well graded stone chips excluding shuttering, consolidation complete in all respect as per drawing, specification and direction of EIC. | cum | 72.48 | 6692 | Approved
The Soul, Rajarhat | MARKETING | Marketing Office | Sub & Super Structure | WO/HR01/MKT01/12 | RAJ TRIMURTI INFRAPROJECT PVT. LTD. | M25 grade of concrete | All charges for providing and laying M25 grade of concrete at all levels and excluding shuttering and reinforcement, including all materials, concrete pump, curing, vibrator with complete design of concrete mix as per IS code and relevant special publication, submission of job mix formula after preliminary mix design and testing of concrete cubes as per direction of EIC. | cum | 110 | 7986 | Approved
The Soul, Rajarhat | MARKETING | Marketing Office | Sub & Super Structure | WO/HR01/MKT01/13 | RAJ TRIMURTI INFRAPROJECT PVT. LTD. | M25 grade of concrete | All charges for providing and laying M25 grade of concrete at all levels and excluding shuttering and reinforcement, including all materials, concrete pump, curing, vibrator with complete design of concrete mix as per IS code and relevant special publication, submission of job mix formula after preliminary mix design and testing of concrete cubes as per direction of EIC. | cum | 49.1 | 7687 | Approved
The Soul, Rajarhat | MARKETING | Marketing Office | Sub & Super Structure | WO/HR01/MKT01/12 | RAJ TRIMURTI INFRAPROJECT PVT. LTD. | placing of M25 grade of concrete | All charges for providing and laying M25 grade of concrete at all levels and excluding shuttering and reinforcement, including all materials, concrete pump, curing, vibrator with complete design of concrete mix as per IS code and relevant special publication, submission of job mix formula after preliminary mix design and testing of concrete cubes as per direction of EIC. Source of concrete will be RMC. | cum | 0 | 0 | Approved
The Soul, Rajarhat | MARKETING | Marketing Office | Sub & Super Structure | WO/HR01/MKT01/13 | RAJ TRIMURTI INFRAPROJECT PVT. LTD. | placing of M25 grade of concrete | All charges for providing and laying M25 grade of concrete at all levels and excluding shuttering and reinforcement, including all materials, concrete pump, curing, vibrator with complete design of concrete mix as per IS code and relevant special publication, submission of job mix formula after preliminary mix design and testing of concrete cubes as per direction of EIC. Source of concrete will be RMC. | cum | 128.5 | 7192 | Approved
The Soul, Rajarhat | MARKETING | Marketing Office | Sub & Super Structure | WO/HR01/MKT01/12 | RAJ TRIMURTI INFRAPROJECT PVT. LTD. | shuttering | Hire and Labour charges for shuttering with centering and necessary staging up to necessary height using approved stout props , 12 mm thick quality ply board shuttering , with required bracing for curved or straight fitting, fixing and striking out after completion of works (including bailing out of water) at any floor and level complete as per drawing , specification and direction of EIC. | SqMtr | 435 | 731 | Approved
The Soul, Rajarhat | MARKETING | Marketing Office | Sub & Super Structure | WO/HR01/MKT01/13 | RAJ TRIMURTI INFRAPROJECT PVT. LTD. | shuttering | Hire and Labour charges for shuttering with centering and necessary staging up to necessary height using approved stout props , 12 mm thick quality ply board shuttering , with required bracing for curved or straight fitting, fixing and striking out after completion of works (including bailing out of water) at any floor and level complete as per drawing , specification and direction of EIC. | SqMtr | 1581.6 | 668 | Approved
The Soul, Rajarhat | MARKETING | Marketing Office | Sub & Super Structure | WO/HR01/MKT01/12 | RAJ TRIMURTI INFRAPROJECT PVT. LTD. | Reinforcement | Labour charges for fixing Reinforcement for reinforced cement concrete work in all sorts of structures including distribution bars, stirrups, binding wire etc., initial straighteneing and removal of loose rust (if necessary) , cutting to requisite length, hooking nad bending to correct shape, placing in proper position and binding with 16 gauge black aneealed wire / welding as per relevant IS code in every intersection complete as per drawing, specification or as directed by EIC, for works in foundation, basement slab, wall, pile cap, tie beam, column , deck slab, beam, floor beam, lintel chajja, fins, facia etc. , including bailing out of water during construction of foundation etc. all complete. | Ton | 7.5 | 53306 | Approved
The Soul, Rajarhat | MARKETING | Marketing Office | Sub & Super Structure | WO/HR01/MKT01/13 | RAJ TRIMURTI INFRAPROJECT PVT. LTD. | Reinforcement | Labour charges for fixing Reinforcement for reinforced cement concrete work in all sorts of structures including distribution bars, stirrups, binding wire etc., initial straighteneing and removal of loose rust (if necessary) , cutting to requisite length, hooking nad bending to correct shape, placing in proper position and binding with 16 gauge black aneealed wire / welding as per relevant IS code in every intersection complete as per drawing, specification or as directed by EIC, for works in foundation, basement slab, wall, pile cap, tie beam, column , deck slab, beam, floor beam, lintel chajja, fins, facia etc. , including bailing out of water during construction of foundation etc. all complete. | Ton | 25.26 | 48388 | Approved
The Soul, Rajarhat | MARKETING | Marketing Office | Sub & Super Structure | WO/HR01/MKT01/12 | RAJ TRIMURTI INFRAPROJECT PVT. LTD. | AAC block (200 mm thick) | Providing and erecting AAC block work (200 mm thick) with approved AAC blocks for walls of specified thickness with fixo block chemical including the cost of all materials , labour, tools and tackles, scaffolding, curing etc. complete as per direction of EIC and technical specification, at up to 1st Floor level. (Cement would be supplied by the employer free of cost, but subjected to reconciliation) | cum | 0 | 0 | Approved
The Soul, Rajarhat | MARKETING | Marketing Office | Sub & Super Structure | WO/HR01/MKT01/13 | RAJ TRIMURTI INFRAPROJECT PVT. LTD. | AAC block (200 mm thick) | Providing and erecting AAC block work (200 mm thick) with approved AAC blocks for walls of specified thickness with fixo block chemical including the cost of all materials , labour, tools and tackles, scaffolding, curing etc. complete as per direction of EIC and technical specification, at up to 1st Floor level. (Cement would be supplied by the employer free of cost, but subjected to reconciliation) | cum | 38.26 | 6100 | Approved
The Soul, Rajarhat | MARKETING | Marketing Office | Sub & Super Structure | WO/HR01/MKT01/12 | RAJ TRIMURTI INFRAPROJECT PVT. LTD. | AAC block (125 mm thick) | Providing and erecting AAC block work (125 mm thick) with approved AAC blocks for walls of specified thickness with fixo block chemical including the cost of all materials , labour, tools and tackles, scaffolding, curing etc. complete as per direction of EIC and technical specification, at up to 1st Floor level. | SqMtr | 0 | 0 | Approved
The Soul, Rajarhat | MARKETING | Marketing Office | Sub & Super Structure | WO/HR01/MKT01/13 | RAJ TRIMURTI INFRAPROJECT PVT. LTD. | AAC block (125 mm thick) | Providing and erecting AAC block work (125 mm thick) with approved AAC blocks for walls of specified thickness with fixo block chemical including the cost of all materials , labour, tools and tackles, scaffolding, curing etc. complete as per direction of EIC and technical specification, at up to 1st Floor level. | SqMtr | 158.9 | 870 | Approved
The Soul, Rajarhat | MARKETING | Marketing Office | Sub & Super Structure | WO/HR01/MKT01/12 | RAJ TRIMURTI INFRAPROJECT PVT. LTD. | plaster ( to internal walls) | Providing and applying plaster ( to internal walls) with sand and cement mortar including round off or chamfering of concrete surface , curing etc, complete as per direction of EIC - 12 mm thick sand cement mortar ( 6 parts sand : 1 part cement), at any floor and level . | SqMtr | 0 | 0 | Approved
The Soul, Rajarhat | MARKETING | Marketing Office | Sub & Super Structure | WO/HR01/MKT01/13 | RAJ TRIMURTI INFRAPROJECT PVT. LTD. | plaster ( to internal walls) | Providing and applying plaster ( to internal walls) with sand and cement mortar including round off or chamfering of concrete surface , curing etc, complete as per direction of EIC - 12 mm thick sand cement mortar ( 6 parts sand : 1 part cement), at any floor and level . | SqMtr | 1265.7 | 246 | Approved
The Soul, Rajarhat | MARKETING | Marketing Office | Sub & Super Structure | WO/HR01/MKT01/12 | RAJ TRIMURTI INFRAPROJECT PVT. LTD. | plaster ( to External Walls) | Providing and applying plaster ( to External Walls)of 20 mm thick , with sand and cement mortar ( 6:1) including rounding off or chamfering of corners as directed and raking out joints or roughening of concrete surface, including threading nosing and drip course where necessary including MS pipe scaffolding, curing etc. all complete. , at any floor and level . | SqMtr | 0 | 0 | Approved
The Soul, Rajarhat | MARKETING | Marketing Office | Sub & Super Structure | WO/HR01/MKT01/13 | RAJ TRIMURTI INFRAPROJECT PVT. LTD. | plaster ( to External Walls) | Providing and applying plaster ( to External Walls)of 20 mm thick , with sand and cement mortar ( 6:1) including rounding off or chamfering of corners as directed and raking out joints or roughening of concrete surface, including threading nosing and drip course where necessary including MS pipe scaffolding, curing etc. all complete. , at any floor and level . | SqMtr | 254.67 | 304 | Approved
The Soul, Rajarhat | MARKETING | Marketing Office | Window and Glazing Works | WO/HR01/MKT01/14 | Aesthetik Engineers Pvt. Ltd. | CURTAIN WALL GLAZING | CURTAIN WALL GLAZING Design, supply, fabrication and installation of curtain wall glazing on MS painted mullion and transome of approved shape & design with curtain wall aluminum mullion head. Glass will be fixed to the mullion and transome with aluminum pressure plate & cover plate.The system is designed to withstand wind pressure of 180 kg/sq.m confirming to IS-875 part III in line with design drawing intent, fabricated, fixed at all levels, elevation and heights to the Masonry / RC walls with necessary clamps, brackets and anchor fasteners. All clamps and brackets shall be Mild Steel Hot dip galvanized to accommodate three dimensional movement with minimum 80 microns thick and shall conform to IS: 4759-1996. The MS mullion & transome will be painted with two coats of primer & two coats duco paint and extruded aluminium section shall be anodized to 15 microns in approved colour . Extruded section shall be of 6063 T5 or T6 alloy conforming to ASTM B 221. Any other fastening straps like nuts, bolts, washers, etc. shall be in stainless steel. Nylon seperators to prevent bi-metallic contacts between two dissimilar materials. All barrier gaskets willl bemicrowave cured E.P.D.M. with all necessary hardware, sealents etc. to make system fully weather and sound proof & water tight. i)System Cost Only | SqMtr | 239.73 | 6540 | Approved
The Soul, Rajarhat | MARKETING | Marketing Office | Window and Glazing Works | WO/HR01/MKT01/14 | Aesthetik Engineers Pvt. Ltd. | CURTAIN WALL GLAZING | CURTAIN WALL GLAZING Design, supply, fabrication and installation of curtain wall glazing on MS painted mullion and transome of approved shape & design with curtain wall aluminum mullion head. Glass will be fixed to the mullion and transome with aluminum pressure plate & cover plate.The system is designed to withstand wind pressure of 180 kg/sq.m confirming to IS-875 part III in line with design drawing intent, fabricated, fixed at all levels, elevation and heights to the Masonry / RC walls with necessary clamps, brackets and anchor fasteners. All clamps and brackets shall be Mild Steel Hot dip galvanized to accommodate three dimensional movement with minimum 80 microns thick and shall conform to IS: 4759-1996. The MS mullion & transome will be painted with two coats of primer & two coats duco paint and extruded aluminium section shall be anodized to 15 microns in approved colour . Extruded section shall be of 6063 T5 or T6 alloy conforming to ASTM B 221. Any other fastening straps like nuts, bolts, washers, etc. shall be in stainless steel. Nylon seperators to prevent bi-metallic contacts between two dissimilar materials. All barrier gaskets willl bemicrowave cured E.P.D.M. with all necessary hardware, sealents etc. to make system fully weather and sound proof & water tight. i)Vision panel - 24mm DGU(6mm ST 267+12mm Air Gap+6mm Clear toughened) glass. | SqMtr | 22.9 | 1800 | Amended & Approved
The Soul, Rajarhat | MARKETING | Marketing Office | Window and Glazing Works | WO/HR01/MKT01/14 | Aesthetik Engineers Pvt. Ltd. | CURTAIN WALL GLAZING | CURTAIN WALL GLAZING Design, supply, fabrication and installation of curtain wall glazing on MS painted mullion and transome of approved shape & design with curtain wall aluminum mullion head. Glass will be fixed to the mullion and transome with aluminum pressure plate & cover plate.The system is designed to withstand wind pressure of 180 kg/sq.m confirming to IS-875 part III in line with design drawing intent, fabricated, fixed at all levels, elevation and heights to the Masonry / RC walls with necessary clamps, brackets and anchor fasteners. All clamps and brackets shall be Mild Steel Hot dip galvanized to accommodate three dimensional movement with minimum 80 microns thick and shall conform to IS: 4759-1996. The MS mullion & transome will be painted with two coats of primer & two coats duco paint and extruded aluminium section shall be anodized to 15 microns in approved colour . Extruded section shall be of 6063 T5 or T6 alloy conforming to ASTM B 221. Any other fastening straps like nuts, bolts, washers, etc. shall be in stainless steel. Nylon seperators to prevent bi-metallic contacts between two dissimilar materials. All barrier gaskets willl bemicrowave cured E.P.D.M. with all necessary hardware, sealents etc. to make system fully weather and sound proof & water tight. i)Vision panel - 24mm DGU(6mm ST 267+12mm Air Gap+6mm Clear toughened) glass. | SqMtr | 229.02 | 3850 | Amended & Approved
The Soul, Rajarhat | MARKETING | Marketing Office | Window and Glazing Works | WO/HR01/MKT01/14 | Aesthetik Engineers Pvt. Ltd. | Aluminium Framed Door (Extra over glazing) | Aluminium Framed Door (Extra over glazing) Supply, Fabrication & installation of aluminium framed door with imported Italian hardware. Door will be fixed with italian hinges of Savio, having mortise lock and door closer as per drawing and direction of Engineer-in-Charge. Glass rate is included in Glazing. | Nos | 2 | 22240 | Approved
The Soul, Rajarhat | MARKETING | Marketing Office | Window and Glazing Works | WO/HR01/MKT01/14 | Aesthetik Engineers Pvt. Ltd. | GLASS CANOPY | GLASS CANOPY Supply and installation of glass canopy comprising of MS backup Structure in P.U. finish with 13.52mm Laminated Glass ( 6mm thick clear toughened + 1.52Pvb + 6mm thick clear toughened ) , DORMA make Spider Fittings, Articulated bolt, GI anchor ,SS Nut Bolt, Aluminium "U" Chanel , Silicon , necessary hardware & consumables for complete as per drawing and direction of Engineer-in-Charge. | SqMtr | 33.78 | 17300 | Approved
The Soul, Rajarhat | MARKETING | Marketing Office | Window and Glazing Works | WO/HR01/MKT01/14 | Aesthetik Engineers Pvt. Ltd. | SLIDING DOOR | Sliding Door Supply and installation of Spider Glazing system with automatic door, custom designed to with stand the design wind pressure of 1.5 kpa confirming to IS -875 part III. Along with construction, glass joining sealants stainless steel spider system of grade 316 of DROMA make with fixed head bolts assembly supported on system. Design to accommodate floor movement of 20 mm at the with GI anchor bolts, Teflon/nylon, bushes & separators to prevent bi-metallic contacts, all complete to perform as per International specification. Spider Glazing comprising with fin base. Faced glass 12 mm thick clear toughened glass & 300 mm depth 17.52 mm laminated (8 mm thick clear toughened glass + 1.52 pvb + 8 mm toughened glass) for fin and Dorma make ES200 6.25 rmt automatic system as per drawing and direction of Engineer-in-Charge. | Nos | 1 | 250000 | Approved
The Soul, Rajarhat | MARKETING | Marketing Office | Window and Glazing Works | WO/HR01/MKT01/14 | Aesthetik Engineers Pvt. Ltd. | ACP VERTICAL CLADDING | ACP VERTICAL CLADDING Providing and Fixing of 100 x 300 mm box section and length 4.25 mts of projected ACP Cladding with necessary MS sections along with two coats of painting all complete as per drawing and direction of Engineer-in-Charge. | Nos | 7 | 12000 | Approved
The Soul, Rajarhat | MARKETING | Marketing Office | Anti Termite | WO/HR01/MKT01/15 | Secura Infra Services Pvt. Ltd. | Antitermite treatment | Antitermite treatment to the top surface of the consolidated earth within plinth walls shall be treated with chemical emulsion @ 5 ltr / sq. mtr. Of the surface before the sand bed or sub-grade is laid. Thereafter holes up to 50 to 75 mm deep at 150 mm centers both ways may be made with 12 mm. diameter mild steel rod on the surface to facilitate saturation of the with the chemical emulsion. A small channel 30 mm X 30 mm. shall be made at all the junctions of the wall and columns with the floor ( before laying the siub-grade) the rod holes made in the channel up to the ground level 150 mm. apart and the iron rod moved backward and forward to break up the earth and chemical emulsion poured along the wall @ 7.5 ltr/ sq. mtr. Of vertical wall or column surface so as to soak the soil right to the bottom. | SqFt | 4000 | 3.25 | Approved
The Soul, Rajarhat | MARKETING | Marketing Office | Railing | WO/HR01/MKT01/16 | PROTECH ENGINEERS | M.S Stair Railing | Providing and fixing and erection of Two nos. M.S Stair, Grills, TRALES, BOUNDARY RAILING, BALCONY RAILING, Front & Backside entrance Gate etc. by M.S section as per GFC drawing and including of two coats red oxide primer, Anchor Fastener, lifting at all level, transportation and loading-unloading all complete includes finishing work as per direction of Engineer-in-Charge. | Kg | 8743 | 82 | Approved
The Soul, Rajarhat | COMMON INFRASTRUCTURE | Land Development |  | WO/HR01/CIH01/12 | Annapurna Enterprise | Earth filling | Supplying of good earth at specified low land at specified thickness as per drawing and instruction of EIC. | cft | 67098 | 6 | Approved
The Soul, Rajarhat | COMMON INFRASTRUCTURE | Land Development |  | WO/HR01/CIH01/8 | Annapurna Enterprise | Rubbish filling | Supplying of Rubbish on compacted earth bed at specified thickness as per drawing and direction of EIC. | cft | 74548 | 14.24 | Approved
The Soul, Rajarhat | COMMON INFRASTRUCTURE | Land Development |  | WO/HR01/CIH01/12 | Annapurna Enterprise | Rubbish filling | Supplying of Rubbish on compacted earth bed at specified thickness as per drawing and direction of EIC. | cft | 42270 | 11 | Approved
The Soul, Rajarhat | MARKETING | Marketing Office | HVAC system | WO/HR01/MKT01/17 | UNIVERSAL ENERGY SOLUTIONS PVT. LTD. | VRV Outdoor Units- 24 HP Normal Capacity | VRV Airconditioning System- Installation, Testing & Commissioning of following VRV Units as per following specification & capacity. VRV Outdoor Units Installation, Testing & Commissioning of factory assembled DAIKIN make VRV OUTDOOR Units are complete with compressor, condenser, condenser fan, controller & suitable for R- 410A Refrigerant: 24 HP Normal Capacity | Nos | 0 |  | Approved
The Soul, Rajarhat | MARKETING | Marketing Office | HVAC system | WO/HR01/MKT01/17 | UNIVERSAL ENERGY SOLUTIONS PVT. LTD. | VRV Outdoor Units- 14 HP Normal Capacity | VRV Airconditioning System- Installation, Testing & Commissioning of following VRV Units as per following specification & capacity. VRV Outdoor Units Installation, Testing & Commissioning of factory assembled DAIKIN make VRV OUTDOOR Units are complete with compressor, condenser, condenser fan, controller & suitable for R- 410A Refrigerant: 14 HP Normal Capacity | Nos | 0 |  | Approved
The Soul, Rajarhat | MARKETING | Marketing Office | HVAC system | WO/HR01/MKT01/17 | UNIVERSAL ENERGY SOLUTIONS PVT. LTD. | VRV Indoor Units: Hi-Wall Type IDU-1.05 TR Hi-Wall Unit | VRV Airconditioning System- Installation, Testing & Commissioning of following VRV Units as per following specification & capacity. VRV Indoor Units: Hi-Wall Type IDU Installation of fully factory assembled , wired & tested Indoor Units with cordless remote as per specifications & as required to make the system complete. 1.05 TR Hi-Wall Unit | Nos | 0 |  | Approved
The Soul, Rajarhat | MARKETING | Marketing Office | HVAC system | WO/HR01/MKT01/17 | UNIVERSAL ENERGY SOLUTIONS PVT. LTD. | VRV Indoor Units: Hi-Wall Type IDU-1.65 TR Hi-Wall Unit | VRV Airconditioning System- Installation, Testing & Commissioning of following VRV Units as per following specification & capacity. VRV Indoor Units: Hi-Wall Type IDU Installation of fully factory assembled , wired & tested Indoor Units with cordless remote as per specifications & as required to make the system complete. 1.65 TR Hi-Wall Unit | Nos | 0 |  | Approved
The Soul, Rajarhat | MARKETING | Marketing Office | HVAC system | WO/HR01/MKT01/17 | UNIVERSAL ENERGY SOLUTIONS PVT. LTD. | VRV Indoor Units: Hi-Wall Type IDU-0.825 TR Hi-Wall Unit | VRV Airconditioning System- Installation, Testing & Commissioning of following VRV Units as per following specification & capacity. VRV Indoor Units: Hi-Wall Type IDU Installation of fully factory assembled , wired & tested Indoor Units with cordless remote as per specifications & as required to make the system complete. 0.825 TR Hi-Wall Unit | Nos | 0 |  | Approved
The Soul, Rajarhat | MARKETING | Marketing Office | HVAC system | WO/HR01/MKT01/17 | UNIVERSAL ENERGY SOLUTIONS PVT. LTD. | VRV Indoor Units: Ductable Type IDU-8.25 TR Ductable Unit | VRV Airconditioning System- Installation, Testing & Commissioning of following VRV Units as per following specification & capacity. VRV Indoor Units: Ductable Type IDU Installation of fully factory assembled , wired & tested Indoor Units with cordless remote as per specifications & as required to make the system complete. 8.25 TR Ductable Unit | Nos | 0 |  | Approved
The Soul, Rajarhat | MARKETING | Marketing Office | HVAC system | WO/HR01/MKT01/17 | UNIVERSAL ENERGY SOLUTIONS PVT. LTD. | VRV Indoor Units:Cassette Type IDU-2.08 TR Cassette Unit | VRV Airconditioning System- Installation, Testing & Commissioning of following VRV Units as per following specification & capacity. VRV Indoor Units:Cassette Type IDU Installation of fully factory assembled , wired & tested Indoor Units with cordless remote as per specifications & as required to make the system complete. 2.08 TR Cassette Unit | Nos | 0 |  | Approved
The Soul, Rajarhat | MARKETING | Marketing Office | HVAC system | WO/HR01/MKT01/17 | UNIVERSAL ENERGY SOLUTIONS PVT. LTD. | VRV Indoor Units:Cassette Type IDU-3.3 TR Cassette Unit | VRV Airconditioning System- Installation, Testing & Commissioning of following VRV Units as per following specification & capacity. VRV Indoor Units:Cassette Type IDU Installation of fully factory assembled , wired & tested Indoor Units with cordless remote as per specifications & as required to make the system complete. 3.3 TR Cassette Unit | Nos | 0 |  | Approved
The Soul, Rajarhat | MARKETING | Marketing Office | HVAC system | WO/HR01/MKT01/17 | UNIVERSAL ENERGY SOLUTIONS PVT. LTD. | VRV Indoor Units:Cassette Type IDU-1.05 TR Cassette Unit | VRV Airconditioning System- Installation, Testing & Commissioning of following VRV Units as per following specification & capacity. VRV Indoor Units:Cassette Type IDU Installation of fully factory assembled , wired & tested Indoor Units with cordless remote as per specifications & as required to make the system complete. 1.05 TR Cassette Unit | Nos | 0 |  | Approved
The Soul, Rajarhat | MARKETING | Marketing Office | HVAC system | WO/HR01/MKT01/17 | UNIVERSAL ENERGY SOLUTIONS PVT. LTD. | Commissioning of VRV systems including topping R410A gas | Commissioning of VRV systems including topping R410A gas as per site requirements. Refrigerant shall be environmental friendly R410A | Lot | 0 |  | Approved
The Soul, Rajarhat | MARKETING | Marketing Office | HVAC system | WO/HR01/MKT01/17 | UNIVERSAL ENERGY SOLUTIONS PVT. LTD. | 41.3 mm dia - 19 mm thik Insulation | Copper Refrigerant Piping with Insulation: Supply ,Installation, Testing & Commissioning of Copper Refrigerant piping for VRV system complete with fittings, supports, joining, insulation with nitrile rubber. 41.3 mm dia - 19 mm thik Insulation | RMT | 0 |  | Approved
The Soul, Rajarhat | MARKETING | Marketing Office | HVAC system | WO/HR01/MKT01/17 | UNIVERSAL ENERGY SOLUTIONS PVT. LTD. | 34.9 mm dia - 19 mm thik Insulation | Copper Refrigerant Piping with Insulation: Supply ,Installation, Testing & Commissioning of Copper Refrigerant piping for VRV system complete with fittings, supports, joining, insulation with nitrile rubber. 34.9 mm dia - 19 mm thik Insulation | RMT | 0 |  | Approved
The Soul, Rajarhat | MARKETING | Marketing Office | HVAC system | WO/HR01/MKT01/17 | UNIVERSAL ENERGY SOLUTIONS PVT. LTD. | 28.6 mm dia - 19 mm thik Insulation | Copper Refrigerant Piping with Insulation: Supply ,Installation, Testing & Commissioning of Copper Refrigerant piping for VRV system complete with fittings, supports, joining, insulation with nitrile rubber. 28.6 mm dia - 19 mm thik Insulation | RMT | 0 |  | Approved
The Soul, Rajarhat | MARKETING | Marketing Office | HVAC system | WO/HR01/MKT01/17 | UNIVERSAL ENERGY SOLUTIONS PVT. LTD. | 25.0 mm dia - 19 mm thik Insulation | Copper Refrigerant Piping with Insulation: Supply ,Installation, Testing & Commissioning of Copper Refrigerant piping for VRV system complete with fittings, supports, joining, insulation with nitrile rubber. 25.0 mm dia - 19 mm thik Insulation | RMT | 0 |  | Approved
The Soul, Rajarhat | MARKETING | Marketing Office | HVAC system | WO/HR01/MKT01/17 | UNIVERSAL ENERGY SOLUTIONS PVT. LTD. | 22.2 mm dia - 19 mm thik Insulation | Copper Refrigerant Piping with Insulation: Supply ,Installation, Testing & Commissioning of Copper Refrigerant piping for VRV system complete with fittings, supports, joining, insulation with nitrile rubber. 22.2 mm dia - 19 mm thik Insulation | RMT | 0 |  | Approved
The Soul, Rajarhat | MARKETING | Marketing Office | HVAC system | WO/HR01/MKT01/17 | UNIVERSAL ENERGY SOLUTIONS PVT. LTD. | 19.1 mm dia - 19 mm thik Insulation | Copper Refrigerant Piping with Insulation: Supply ,Installation, Testing & Commissioning of Copper Refrigerant piping for VRV system complete with fittings, supports, joining, insulation with nitrile rubber. 19.1 mm dia - 19 mm thik Insulation | RMT | 0 |  | Approved
The Soul, Rajarhat | MARKETING | Marketing Office | HVAC system | WO/HR01/MKT01/17 | UNIVERSAL ENERGY SOLUTIONS PVT. LTD. | 15.9 mm dia - 19 mm thik Insulation | Copper Refrigerant Piping with Insulation: Supply ,Installation, Testing & Commissioning of Copper Refrigerant piping for VRV system complete with fittings, supports, joining, insulation with nitrile rubber. 15.9 mm dia - 19 mm thik Insulation | RMT | 0 |  | Approved
The Soul, Rajarhat | MARKETING | Marketing Office | HVAC system | WO/HR01/MKT01/17 | UNIVERSAL ENERGY SOLUTIONS PVT. LTD. | 12.7 mm dia - 19 mm thik Insulation | Copper Refrigerant Piping with Insulation: Supply ,Installation, Testing & Commissioning of Copper Refrigerant piping for VRV system complete with fittings, supports, joining, insulation with nitrile rubber. 12.7 mm dia - 19 mm thik Insulation | RMT | 0 |  | Approved
The Soul, Rajarhat | MARKETING | Marketing Office | HVAC system | WO/HR01/MKT01/17 | UNIVERSAL ENERGY SOLUTIONS PVT. LTD. | 9.5 mm dia - 19 mm thik Insulation | Copper Refrigerant Piping with Insulation: Supply ,Installation, Testing & Commissioning of Copper Refrigerant piping for VRV system complete with fittings, supports, joining, insulation with nitrile rubber. 9.5 mm dia - 19 mm thik Insulation | RMT | 0 |  | Approved
The Soul, Rajarhat | MARKETING | Marketing Office | HVAC system | WO/HR01/MKT01/17 | UNIVERSAL ENERGY SOLUTIONS PVT. LTD. | 6.4 mm dia - 19 mm thik Insulation | Copper Refrigerant Piping with Insulation: Supply ,Installation, Testing & Commissioning of Copper Refrigerant piping for VRV system complete with fittings, supports, joining, insulation with nitrile rubber. 6.4 mm dia - 19 mm thik Insulation | RMT | 0 |  | Approved
The Soul, Rajarhat | MARKETING | Marketing Office | HVAC system | WO/HR01/MKT01/17 | UNIVERSAL ENERGY SOLUTIONS PVT. LTD. | Drain Piping:-32 NB | Drain Piping: Supply, Installation, testing & commissioning of Hard PVC drain Water pipe with 9mm nitrile tube insulation with fittings. 32 NB | RMT | 0 |  | Approved
The Soul, Rajarhat | MARKETING | Marketing Office | HVAC system | WO/HR01/MKT01/17 | UNIVERSAL ENERGY SOLUTIONS PVT. LTD. | Drain Piping:-25 NB | Drain Piping: Supply, Installation, testing & commissioning of Hard PVC drain Water pipe with 9mm nitrile tube insulation with fittings. 25 NB | RMT | 0 |  | Approved
The Soul, Rajarhat | MARKETING | Marketing Office | HVAC system | WO/HR01/MKT01/17 | UNIVERSAL ENERGY SOLUTIONS PVT. LTD. | Drain Piping:-40 NB | Drain Piping: Supply, Installation, testing & commissioning of Hard PVC drain Water pipe with 9mm nitrile tube insulation with fittings. 40 NB | RMT | 0 |  | Approved
The Soul, Rajarhat | MARKETING | Marketing Office | HVAC system | WO/HR01/MKT01/17 | UNIVERSAL ENERGY SOLUTIONS PVT. LTD. | Controls : Control & Transmission Wiring-2 C x 1.0 Sqmm Copper | Controls : Control & Transmission Wiring Supply, Installation, testing & commissioning of Control cum Transmission wiring in suitable conduits between indoor & outdoor units . 2 C x 1.0 Sqmm Copper | RMT | 0 |  | Approved
The Soul, Rajarhat | MARKETING | Marketing Office | HVAC system | WO/HR01/MKT01/17 | UNIVERSAL ENERGY SOLUTIONS PVT. LTD. | Supply and Testing of N2 Pressure Gas Charege | Supply and Testing of N2 Pressure Gas Charege with proper flushing and leack test of all refcopper pipe including joints. | Lot | 0 |  | Approved
The Soul, Rajarhat | MARKETING | Marketing Office | HVAC system | WO/HR01/MKT01/17 | UNIVERSAL ENERGY SOLUTIONS PVT. LTD. | 24 SWG | Air Distribution Works Supply ,Installation, Testing & Commissioning of GSS Rectangular Ducting (Site Fabricated) complete with fittings, flanges, bracings, supports, all accessories as per spectifications any other item required to make the system complete. 24 SWG | SqMtr | 0 |  | Approved
The Soul, Rajarhat | MARKETING | Marketing Office | HVAC system | WO/HR01/MKT01/17 | UNIVERSAL ENERGY SOLUTIONS PVT. LTD. | 22 SWG | Air Distribution Works Supply ,Installation, Testing & Commissioning of GSS Rectangular Ducting (Site Fabricated) complete with fittings, flanges, bracings, supports, all accessories as per spectifications any other item required to make the system complete. 22 SWG | SqMtr | 0 |  | Approved
The Soul, Rajarhat | MARKETING | Marketing Office | HVAC system | WO/HR01/MKT01/17 | UNIVERSAL ENERGY SOLUTIONS PVT. LTD. | 13mm thick "O" class nitrile rubber | Supply & Fixing ducting with 13mm thick "O" class nitrile rubber Insulation with necessary fittings. | SqMtr | 0 |  | Approved
The Soul, Rajarhat | MARKETING | Marketing Office | HVAC system | WO/HR01/MKT01/17 | UNIVERSAL ENERGY SOLUTIONS PVT. LTD. | 10mm thick open cell Elastromatic Nitrile Rubber Sheet | Supply & fixing of duct acoustic insulation with 10mm thick open cell Elastromatic Nitrile Rubber Sheet with necessary fittings. | SqMtr | 0 |  | Approved
The Soul, Rajarhat | MARKETING | Marketing Office | HVAC system | WO/HR01/MKT01/17 | UNIVERSAL ENERGY SOLUTIONS PVT. LTD. | flexible connection between duct & M/c. | Supply, installation, testing & commossioning of flexible connection between duct & M/c. | Nos | 0 |  | Approved
The Soul, Rajarhat | MARKETING | Marketing Office | HVAC system | WO/HR01/MKT01/17 | UNIVERSAL ENERGY SOLUTIONS PVT. LTD. | MS/GI Duct/FA Damper | Supply, installation, testing & commossioning MS/GI Duct/FA Damper for manual control of volume of air flow and for proper balancing of the air distribution system. | SqMtr | 0 |  | Approved
The Soul, Rajarhat | MARKETING | Marketing Office | HVAC system | WO/HR01/MKT01/17 | UNIVERSAL ENERGY SOLUTIONS PVT. LTD. | MS/GI Coller damper | Supply, installation, testing & commossioning MS/GI Coller damper for manual control of volume of air flow and for proper balancing of the air distribution system. | SqMtr | 0 |  | Approved
The Soul, Rajarhat | MARKETING | Marketing Office | HVAC system | WO/HR01/MKT01/17 | UNIVERSAL ENERGY SOLUTIONS PVT. LTD. | Al. extruded powder coated supply air grill. | Supply,& Fixing of Al. extruded powder coated supply air grill. | SqMtr | 0 |  | Approved
The Soul, Rajarhat | MARKETING | Marketing Office | HVAC system | WO/HR01/MKT01/17 | UNIVERSAL ENERGY SOLUTIONS PVT. LTD. | Al. extruded powder coated return air grill. | Supply,& Fixing of Al. extruded powder coated return air grill. | SqMtr | 0 |  | Approved
The Soul, Rajarhat | MARKETING | Marketing Office | HVAC system | WO/HR01/MKT01/17 | UNIVERSAL ENERGY SOLUTIONS PVT. LTD. | ductabler air filter | Supply, installation, testing & commossioning ductabler air filter. | Nos | 0 |  | Approved
The Soul, Rajarhat | MARKETING | Marketing Office | HVAC system | WO/HR01/MKT01/17 | UNIVERSAL ENERGY SOLUTIONS PVT. LTD. | air diffuser | Supply, installation, testing & commossioning of Supply air diffuser. | SqMtr | 0 |  | Approved
The Soul, Rajarhat | MARKETING | Marketing Office | HVAC system | WO/HR01/MKT01/17 | UNIVERSAL ENERGY SOLUTIONS PVT. LTD. | air diffuser without VCD | Supply, installation, testing & commossioning of return air diffuser without VCD. | SqMtr | 0 |  | Approved
The Soul, Rajarhat | MARKETING | Marketing Office | HVAC system | WO/HR01/MKT01/17 | UNIVERSAL ENERGY SOLUTIONS PVT. LTD. | air Eye ball diffuser | Supply, installation, testing & commossioning of Supply air Eye ball diffuser. | Nos | 0 |  | Approved
The Soul, Rajarhat | MARKETING | Marketing Office | HVAC system | WO/HR01/MKT01/17 | UNIVERSAL ENERGY SOLUTIONS PVT. LTD. | Circuler diffuser | Supply, installation, testing & commossioning of Circuler diffuser. | Nos | 0 |  | Approved
The Soul, Rajarhat | MARKETING | Marketing Office | Water Proofing Work | WO/HR01/MKT01/18 | Entity Waterproofing Pvt. Ltd. | Waterproofing Treatment for Roof | Waterproofing Treatment for Roof : WATERPROOFING CHEMICAL TREATMENT i.Surface Preparation : Labour for cleaning of concrete surface to remove dust, oil, grease , loose paint / coating, by cleaning or chipping. ii.Hallor making : The junction of roof slab & parapet wall shall be chamfered with 25mm X 25 mm fillet of mortar (Cement : sand 1:4) admixed with ENTITY LATEX SUPER. Before chamfering a prime coat shall be given with the slurry coat of ENTITY POLYPLUS. iii.Waterproofing Coating : Over SSD conditioned prepared surface, the substrate shall be treated with two coats of acrylic polymer based cementitous waterproofing slurry coating using ENTITY POLYPLUS at right angles to each other and taking the coatings over the vertical parapet wall up to at least 300mm height ( if available ) . iv.Protective Covering ( with brush top finish ) : Providing and laying of protective covering with cement sand mortar of around 10 to 12mm thickness admixed with Integral Liquid Waterproofing Compound ENTITY INTEGRAL WP, as per manufacturer's specification with brush top finishing, so as to be compatible with further layer of PCC,where PCC work shall be under client's scope. The protective covering is best to be done when the 2nd layer of ENTITY POLYPLUS is in green condition, which is to be followed by curing. v.Curing & Water Pond Testing : Filling with water upto 30mm height for curing & waterpond testing for a period not less than 72 hours. vi.Cleaning and handing over the site to client. Extra Work : ( No additional Cost ) Detection of weak points (if any) and special treatment of same. Water Pond Testing. Waterproofing Chemicals, all materials & Labour under your scope of work. | SqFt | 4605 | 28.5 | Approved
The Soul, Rajarhat | MARKETING | Marketing Office | Water Proofing Work | WO/HR01/MKT01/18 | Entity Waterproofing Pvt. Ltd. | Waterproofing Treatment for Toilets: | Waterproofing Treatment for Toilets: i.Surface Preparation : Chipping and Cleaning of concrete surface to remove dust, oil, grease, loose paint / coating. ii.Hallor making : The junction of base slab and wall parapet wall shall be chamfered with 25mm X 25 mm fillet of mortar (Cement : sand 1:4) admixed with ENTITY LATEX SUPER. Before chamfering a prime coat shall be given with the slurry coat of ENTITY POLYPLUS. iii.Waterproofing Coating : Over SSD conditioned prepared surface, the substrate shall be treated with two coats of acrylic polymer based cementitous waterproofing slurry coating using ENTITY POLYPLUS at right angles to each other and taking the coatings over the vertical wall up to at least 900mm. (Actual area will be taken for measurement). iv.Protective Covering ( with brush top finish ) : Providing and laying of protective covering with cement sand mortar of around 10 to 12mm thickness admixed with Integral Liquid Waterproofing Compound ENTITY INTEGRAL WP, as per manufacturer's specification, with brush top finishing, so as to be compatible with further layer of PCC, where PCC work shall be under client's scope. The protective covering is best to be done when the 2nd layer of ENTITY POLYPLUS is in green condition, which is to be followed by curing or water ponding after completion of setting period. v.Curing & Water Pond Testing : Filling with water upto 30mm height for curing & water pond testing for a period not less than 72 hours. vi.Cleaning and handing over the site to client. Extra Work : ( No additional Cost ) Treatment of slab punched portion with Sealant. Water Pond Testing. Waterproofing chemicals, materials & labour under our scope of work. | SqFt | 710 | 28.5 | Approved
The Soul, Rajarhat | MARKETING | Marketing Office | Landscape | WO/HR01/MKT01/19 | Mondal Nurseries & Exterior | Supply of CAESALPINIA PULCHERRIMA ORANGE RED | Supply of CAESALPINIA PULCHERRIMA ORANGE RED(PEACOCK FLOWER ORANGE RED)at required location as per drawing and direction of Engineer-in-charge. Spacing-as shown, Height-1.2-1.5 m | Nos | 28 | 288 | Approved
The Soul, Rajarhat | MARKETING | Marketing Office | Landscape | WO/HR01/MKT01/19 | Mondal Nurseries & Exterior | Supply of HAMELIA PATENS NANA(FIREBUSH-DWARF) | Supply of HAMELIA PATENS NANA(FIREBUSH-DWARF)at required area as per drawing and direction of Engineer-in-charge. Spacing-0.45, Height-0.45-0.60 m. | Nos | 25 | 77 | Approved
The Soul, Rajarhat | MARKETING | Marketing Office | Landscape | WO/HR01/MKT01/19 | Mondal Nurseries & Exterior | Supply of SYNGONIUM PODOPHYLLUM | Supply of SYNGONIUM PODOPHYLLUM(SYNGONIUM)at required area(2.5 sqm) as per drawing and direction of Engineer-in-charge.Shrub Spacing-0.0.25, Height-0.25-0.40 m. | Nos | 44 | 53 | Approved
The Soul, Rajarhat | MARKETING | Marketing Office | Landscape | WO/HR01/MKT01/19 | Mondal Nurseries & Exterior | Supply of ASPARAGUS MEYERI | Supply of ASPARAGUS MEYERI(ASPARAGUS)at required area(20.5 sqm) as per drawing and direction of Engineer-in-charge.Shrub Spacing-0.20, Height-0.20-0.30 m. | Nos | 513 | 43 | Approved
The Soul, Rajarhat | MARKETING | Marketing Office | Landscape | WO/HR01/MKT01/19 | Mondal Nurseries & Exterior | NERIUM OLEANDER(NERIUM) | Supply of NERIUM OLEANDER(NERIUM)at required area(15 sqm) as per drawing and direction of Engineer-in-charge.Shrub Spacing-0.45, Height-1.5-2 m. | Nos | 203 | 58 | Approved
The Soul, Rajarhat | MARKETING | Marketing Office | Landscape | WO/HR01/MKT01/19 | Mondal Nurseries & Exterior | Supply of SYNGONIUM | Supply of SYNGONIUM(SYNGONIUM) for base at required area(15 sqm) as per drawing and direction of Engineer-in-charge.Shrub Spacing-0.25, Height-0.4-0.6 m. | Nos | 240 | 38 | Approved
The Soul, Rajarhat | MARKETING | Marketing Office | Landscape | WO/HR01/MKT01/19 | Mondal Nurseries & Exterior | Supply of GARDENIA JASMINOIDES | Supply of GARDENIA JASMINOIDES (CAPE JASMINE)at required area(8 sqm) as per drawing and direction of Engineer-in-charge.Shrub Spacing-0.45, Height-0.45-0.60 m. | Nos | 40 | 58 | Approved
The Soul, Rajarhat | MARKETING | Marketing Office | Landscape | WO/HR01/MKT01/19 | Mondal Nurseries & Exterior | Supply of HYMENOCALLIS LITTORALIS | Supply of HYMENOCALLIS LITTORALIS(SPIDER LILY)at required area(20 sqm) as per drawing and direction of Engineer-in-charge.Shrub Spacing-0.30, Height-0.30-0.35 m. | Nos | 785 | 34 | Approved
The Soul, Rajarhat | MARKETING | Marketing Office | Landscape | WO/HR01/MKT01/19 | Mondal Nurseries & Exterior | Supply of SCHEFFLERA | Supply of SCHEFFLERA at required area(23 sqm) as per drawing and direction of Engineer-in-charge.Shrub Spacing-0.3, Height-0.30-0.35 m. | Nos | 260 | 72 | Approved
The Soul, Rajarhat | MARKETING | Marketing Office | Landscape | WO/HR01/MKT01/19 | Mondal Nurseries & Exterior | Supply of WEDELIA TRILOBATA | Supply of WEDELIA TRILOBATA(WEDELIA)at required area(25 sqm) as per drawing and direction of Engineer-in-charge.Shrub Spacing-0.3, Height-0.15 m. | Nos | 280 | 14 | Approved
The Soul, Rajarhat | MARKETING | Marketing Office | Landscape | WO/HR01/MKT01/19 | Mondal Nurseries & Exterior | Supply of CYNODON DACTYLON | Supply of CYNODON DACTYLON(CALCUTTA DOOB GRASS-Carpet)at required area(19 sqm) as per drawing and direction of Engineer-in-charge.Shrub Spacing-0.15, Height-0.1 m. | SqMtr | 65 | 178 | Approved
The Soul, Rajarhat | MARKETING | Marketing Office | Landscape | WO/HR01/MKT01/19 | Mondal Nurseries & Exterior | Supply of STACHITARPHETA INDICA | Supply of STACHITARPHETA INDICA(INDIAN SNAKEWEED)at required area(18.5 sqm) as per drawing and direction of Engineer-in-charge.Shrub Spacing-0.25, Height-0.15-0.30 m. | Nos | 430 | 34 | Approved
The Soul, Rajarhat | MARKETING | Marketing Office | Landscape | WO/HR01/MKT01/19 | Mondal Nurseries & Exterior | Supply of NEPHROLEPIS EXALTATA | Supply of NEPHROLEPIS EXALTATA(FERN)at required area(18 sqm) as per drawing and direction of Engineer-in-charge.Shrub Spacing-0.25, Height-0.15-0.25 m. | Nos | 288 | 53 | Approved
The Soul, Rajarhat | MARKETING | Marketing Office | Landscape | WO/HR01/MKT01/19 | Mondal Nurseries & Exterior | Supply of BOMBAX CEIBA | Supply of BOMBAX CEIBA(RED SILK COTTON) at required area as per drawing and direction of Engineer-in-charge.Tree Spacing- as shown, Height-3.5-4.0 m. | Nos | 0 | 2885 | Approved
The Soul, Rajarhat | MARKETING | Marketing Office | Landscape | WO/HR01/MKT01/19 | Mondal Nurseries & Exterior | Supply of PLUMERIA ALBA | Supply of PLUMERIA ALBA(CHAMPA FIRANGIPANI)at required area as per drawing and direction of Engineer-in-charge.Tree Spacing-as shown, Height-2.2-2.5 m. | Nos | 13 | 2154 | Approved
The Soul, Rajarhat | MARKETING | Marketing Office | Landscape | WO/HR01/MKT01/19 | Mondal Nurseries & Exterior | Supply of SPATHODA CAMPANULATA | Supply of SPATHODA CAMPANULATA(AFRICAN TULIF TREE)at required area as per drawing and direction of Engineer-in-charge.Tree Spacing-as shown, Height-3.5-4 m. | Nos | 10 | 1731 | Approved
The Soul, Rajarhat | MARKETING | Marketing Office | Landscape | WO/HR01/MKT01/19 | Mondal Nurseries & Exterior | Supply of CASSIA FISCHULA(AMAL TAS) | Supply of CASSIA FISCHULA(AMAL TAS)at required area as per drawing and direction of Engineer-in-charge.Tree Spacing-as shown. | Nos | 3 | 2404 | Approved
The Soul, Rajarhat | MARKETING | Marketing Office | Landscape | WO/HR01/MKT01/19 | Mondal Nurseries & Exterior | Supply of WODYTIA BIFURCATA | Supply of WODYTIA BIFURCATA(FOXTAIL PALM)at required area as per drawing and direction of Engineer-in-charge.Tree Spacing-as shown, Height-2.5-3 m. | Nos | 12 | 2404 | Approved
The Soul, Rajarhat | MARKETING | Marketing Office | Landscape | WO/HR01/MKT01/19 | Mondal Nurseries & Exterior | Supply of MIMUSOPS ELENGI | Supply of MIMUSOPS ELENGI(BAKUL)at required area as per drawing and direction of Engineer-in-charge.Tree Spacing-as shown, Height-2.8-3.5 m. | Nos | 3 | 3846 | Approved
The Soul, Rajarhat | MARKETING | Marketing Office | Landscape | WO/HR01/MKT01/19 | Mondal Nurseries & Exterior | Supply of CYRTOSTACHYS RENDA | Supply of CYRTOSTACHYS RENDA(RED SEALING WAX PALM)at required area as per drawing and direction of Engineer-in-charge.Tree Spacing-as shown, Height-2.5-3 m. | Nos | 3 | 3846 | Approved
The Soul, Rajarhat | MARKETING | Marketing Office | Landscape | WO/HR01/MKT01/19 | Mondal Nurseries & Exterior | Supply of TABEBUIA ROSEA | Supply of TABEBUIA ROSEA(PINK TRUMPET TREE)at required area as per drawing and direction of Engineer-in-charge.Tree Spacing-as shown, Height-3.5-4 m. | Nos | 6 | 1442 | Approved
The Soul, Rajarhat | MARKETING | Marketing Office | Landscape | WO/HR01/MKT01/88 | Mondal Nurseries & Exterior | Supply of manure fertilizer | Supplying and applying of manure fertilizer at required area as per drawing and direction of Engineer-in-charge. | Lump Sum | 1 | 4500 | Approved
The Soul, Rajarhat | MARKETING | Marketing Office | Landscape | WO/HR01/MKT01/88 | Mondal Nurseries & Exterior | Soil preparation | Charges for Soil preparation mixing levelling and compacting earth by water etc. at required area as per drawing and direction of Engineer-in-charge. | Lump Sum | 1.2 | 2000 | Approved
The Soul, Rajarhat | MARKETING | Marketing Office | Landscape | WO/HR01/MKT01/88 | Mondal Nurseries & Exterior | Carriage charges | Charges for loading - unloading, transportation, hire charges for machinery as per direction of Engineer-in-Charge. | Lump Sum | 1.4 | 6000 | Approved
The Soul, Rajarhat | MARKETING | Marketing Office | Landscape | WO/HR01/MKT01/88 | Mondal Nurseries & Exterior | Charges for plantation | Charges for plantation at required area as per drawing and direction of Engineer-in-charge. | Lump Sum | 1.3 | 4600 | Approved
The Soul, Rajarhat | MARKETING | Marketing Office | Landscape | WO/HR01/MKT01/88 | Mondal Nurseries & Exterior | Maintenance charge | Maintenance charge per month will start after the successful completion of work (After site's confirmation) as per direction of Engineer-in-charge. | Months | 1 | 12000 | Approved
The Soul, Rajarhat | COMMON INFRASTRUCTURE | Consultancy Charges |  |  |  | Local Expenses | Charges of Local Expenses for Radiation and Management Services work as per direction of Engineer-in-charge. | Lump Sum |  |  | Approved
The Soul, Rajarhat | COMMON INFRASTRUCTURE | Consultancy Charges |  |  |  | Consultancy charges | Consultancy charges for Radiation and Management Services work. | Lump Sum |  |  | Approved
The Soul, Rajarhat | MARKETING | HVAC Works |  |  |  | ITC of IDU & ODU | Erection, testing & commissioning of Air Cooled Inverter Controlled Variable / inverter rotary Compressor Unit by using 410A refrigerant, cooling mode, low noise inverter based condenser fans. Unit shall be provided with micro processor based panel for sequential starting of condensing units, coils, expansion valves, fins with specially factory coated hydrophilic treatment for heat and rust corrosion. The unit shall also be provided with mounting frame duly painted and other standard accessories. Minimum COP of the unit shall be at least 5.2 at 50% load and ambient condition shall be considered as 40 degree Celsius. Minimum capacity of each outdoor unit is 34 HP. | Nos |  |  | Approved
The Soul, Rajarhat | MARKETING | HVAC Works |  |  |  | Hi-Wall Split AC - 1.02 TR Hi-Wall Unit | Erection, testing & commissioning of Hi-Wall Split AC - 1.02 TR Hi-Wall Unit as per instruction of EIC. | Nos. |  |  | Approved
The Soul, Rajarhat | MARKETING | HVAC Works |  |  |  | Hi-Wall Split AC - 2.02 TR Hi-Wall Unit | Erection, testing & commissioning of Hi-Wall Split AC - 2.02 TR Hi-Wall Unit as per instruction of EIC. | Nos. |  |  | Approved
The Soul, Rajarhat | MARKETING | HVAC Works |  |  |  | Hi-Wall Split AC - 0.80 TR Hi-Wall Unit | Erection, testing & commissioning of Hi-Wall Split AC - 0.80 TR Hi-Wall Unit as per instruction of EIC. | Nos. |  |  | Approved
The Soul, Rajarhat | MARKETING | HVAC Works |  |  |  | CASSETTE AC - 2.56 TR 4 Way-Cassette Unit | Erection, testing & commissioning of CASSETTE AC - 2.56 TR 4 Way-Cassette Unit as per instruction of EIC. | Nos. |  |  | Approved
The Soul, Rajarhat | MARKETING | HVAC Works |  |  |  | CASSETTE AC - 2.02 TR 4 Way-Cassette Unit | Erection, testing & commissioning of CASSETTE AC - 2.02 TR 4 Way-Cassette Unit as per instruction of EIC. | Nos. |  |  | Approved
The Soul, Rajarhat | MARKETING | HVAC Works |  |  |  | CASSETTE AC - 1.28 TR 4 Way-Cassette Unit | Erection, testing & commissioning of CASSETTE AC - 1.28 TR 4 Way-Cassette Unit as per instruction of EIC. | Nos. |  |  | Approved
The Soul, Rajarhat | MARKETING | HVAC Works |  |  |  | CASSETTE AC - 1.05 TR 4 Way-Cassette Unit | Erection, testing & commissioning of CASSETTE AC - 1.05 TR 4 Way-Cassette Unit as per instruction of EIC. | Nos. |  |  | Approved
The Soul, Rajarhat | MARKETING | HVAC Works |  |  |  | CASSETTE AC - 2.56 TR 2 Way-Cassette Unit | Erection, testing & commissioning of CASSETTE AC - 2.56 TR 2 Way-Cassette Unit as per instruction of EIC. | Nos. |  |  | Approved
The Soul, Rajarhat | MARKETING | HVAC Works |  |  |  | 8.0 TR Ductable unit | Erection, testing & commissioning of 8.0 TR Ductable unit as per instruction of EIC. | Nos. |  |  | Approved
The Soul, Rajarhat | MARKETING | HVAC Works |  |  |  | Refrigerant Piping - 41.3mm (1-5/8inch) with 19mm thick insulation | Supply, erection, testing & commissioning of minor inside/outside refrigerant piping including thermal insulation out of hard drawn copper pipe suitable for variable refrigerant floor system including all fittings e.g. bents, elbows, tees with an internal joint type fittings. Pipeline must be tested for requisite pressure. Maximum support distance shall be 8 ft. All refrigerant piping shall be insulated minimum with 19 mm thick. nitrile rubber based insulating material of 41.3mm (1-5/8inch) with 19mm thick insulation as per the instruction of EIC. | RMT |  |  | Approved
The Soul, Rajarhat | MARKETING | HVAC Works |  |  |  | Refrigerant Piping - 34.9mm (1-3/8inch) with 19mm thick insulation | Supply, erection, testing & commissioning of minor inside/outside refrigerant piping including thermal insulation out of hard drawn copper pipe suitable for variable refrigerant floor system including all fittings e.g. bents, elbows, tees with an internal joint type fittings. Pipeline must be tested for requisite pressure. Maximum support distance shall be 8 ft. All refrigerant piping shall be insulated minimum with 19 mm thick. nitrile rubber based insulating material of 34.9mm (1-3/8inch) with 19mm thick insulation as per the instruction of EIC. | RMT |  |  | Approved
The Soul, Rajarhat | MARKETING | HVAC Works |  |  |  | Refrigerant Piping - 28.6mm (1-1/8inch) with 19mm thick insulation | Supply, erection, testing & commissioning of minor inside/outside refrigerant piping including thermal insulation out of hard drawn copper pipe suitable for variable refrigerant floor system including all fittings e.g. bents, elbows, tees with an internal joint type fittings. Pipeline must be tested for requisite pressure. Maximum support distance shall be 8 ft. All refrigerant piping shall be insulated minimum with 19 mm thick. nitrile rubber based insulating material of 28.6mm (1-1/8inch) with 19mm thick insulation as per the instruction of EIC. | RMT |  |  | Approved
The Soul, Rajarhat | MARKETING | HVAC Works |  |  |  | Refrigerant Piping - 22.2mm (7/8inch) with 13mm thick insulation | Supply, erection, testing & commissioning of minor inside/outside refrigerant piping including thermal insulation out of hard drawn copper pipe suitable for variable refrigerant floor system including all fittings e.g. bents, elbows, tees with an internal joint type fittings. Pipeline must be tested for requisite pressure. Maximum support distance shall be 8 ft. All refrigerant piping shall be insulated minimum with 19 mm thick. nitrile rubber based insulating material of 22.2mm (7/8inch) with 13mm thick insulation as per the instruction of EIC. | RMT |  |  | Approved
The Soul, Rajarhat | MARKETING | HVAC Works |  |  |  | Refrigerant Piping - 19.1mm (3/4inch) with 13mm thick insulation | Supply, erection, testing & commissioning of minor inside/outside refrigerant piping including thermal insulation out of hard drawn copper pipe suitable for variable refrigerant floor system including all fittings e.g. bents, elbows, tees with an internal joint type fittings. Pipeline must be tested for requisite pressure. Maximum support distance shall be 8 ft. All refrigerant piping shall be insulated minimum with 19 mm thick. nitrile rubber based insulating material of 19.1mm (3/4inch) with 13mm thick insulation as per the instruction of EIC. | RMT |  |  | Approved
The Soul, Rajarhat | MARKETING | HVAC Works |  |  |  | Refrigerant Piping - 15.9mm (5/8inch) with 13mm thick insulation | Supply, erection, testing & commissioning of minor inside/outside refrigerant piping including thermal insulation out of hard drawn copper pipe suitable for variable refrigerant floor system including all fittings e.g. bents, elbows, tees with an internal joint type fittings. Pipeline must be tested for requisite pressure. Maximum support distance shall be 8 ft. All refrigerant piping shall be insulated minimum with 19 mm thick. nitrile rubber based insulating material of 15.9mm (5/8inch) with 13mm thick insulation as per the instruction of EIC. | RMT |  |  | Approved
The Soul, Rajarhat | MARKETING | HVAC Works |  |  |  | Refrigerant Piping - 12.7mm (1/2inch) with 13mm thick insulation | Supply, erection, testing & commissioning of minor inside/outside refrigerant piping including thermal insulation out of hard drawn copper pipe suitable for variable refrigerant floor system including all fittings e.g. bents, elbows, tees with an internal joint type fittings. Pipeline must be tested for requisite pressure. Maximum support distance shall be 8 ft. All refrigerant piping shall be insulated minimum with 19 mm thick. nitrile rubber based insulating material of 12.7mm (1/2inch) with 13mm thick insulation as per the instruction of EIC. | RMT |  |  | Approved
The Soul, Rajarhat | MARKETING | HVAC Works |  |  |  | Refrigerant Piping - 9.5mm (3/8inch) with 13mm thick insulation | Supply, erection, testing & commissioning of minor inside/outside refrigerant piping including thermal insulation out of hard drawn copper pipe suitable for variable refrigerant floor system including all fittings e.g. bents, elbows, tees with an internal joint type fittings. Pipeline must be tested for requisite pressure. Maximum support distance shall be 8 ft. All refrigerant piping shall be insulated minimum with 19 mm thick. nitrile rubber based insulating material of 9.5mm (3/8inch) with 13mm thick insulation as per the instruction of EIC. | RMT |  |  | Approved
The Soul, Rajarhat | MARKETING | HVAC Works |  |  |  | Refrigerant Piping - 6.4mm (1/4inch) with 13mm thick insulation | Supply, erection, testing & commissioning of minor inside/outside refrigerant piping including thermal insulation out of hard drawn copper pipe suitable for variable refrigerant floor system including all fittings e.g. bents, elbows, tees with an internal joint type fittings. Pipeline must be tested for requisite pressure. Maximum support distance shall be 8 ft. All refrigerant piping shall be insulated minimum with 19 mm thick. nitrile rubber based insulating material of 6.4mm (1/4inch) with 13mm thick insulation as per the instruction of EIC. | RMT |  |  | Approved
The Soul, Rajarhat | MARKETING | Marketing Office | HVAC system | WO/HR01/MKT01/21 | AIRCON SERVICES | Control cabling (2C x 1.5 sq. mm) | Supply, erection, testing & commissioning of control cabling (2C x 1.5 sq. mm) from indoor to outdoor unit for all the units with necessary fittings. Cabling shall be weatherproof type as most of the cable will be exposed to the atmosphere. Cabling shall be bundled properly and shall be neatly aliened with the refrigerant piping. Cabling shall be well supported at specific intervals with GI cable tray, anchor fasteners as per drawing and direction of Engineer-in-Charge. All IDU | RMT | 235.25 | 70 | Amended & Approved
The Soul, Rajarhat | MARKETING | Marketing Office | HVAC system | WO/HR01/MKT01/21 | AIRCON SERVICES | Air Cooled Inverter Controlled Variable / inverter rotary Compressor | Erection, testing & commissioning of Air Cooled Inverter Controlled Variable / inverter rotary Compressor Unit by using 410A refrigerant, cooling mode, low noise inverter based condenser fans. Unit shall be provided with micro processor based panel for sequential starting of condensing units, coils, expansion valves, fins with specially factory coated hydrophilic treatment for heat and rust corrosion. The unit shall also be provided with mounting frame duly painted and other standard accessories. Minimum COP of the unit shall be at least 5.2 at 50% load and ambient condition shall be considered as 40 degree Celsius. Minimum capacity of each outdoor unit is 34 HP as per drawing and direction of Engineer-in-Charge. | Nos | 1 | 25000 | Amended & Approved
The Soul, Rajarhat | MARKETING | Marketing Office | HVAC system | WO/HR01/MKT01/21 | AIRCON SERVICES | HI-WALL SPLIT AC - 1.02 TR | Erection, testing & commissioning of VRF INDOOR UNITS of HI-WALL SPLIT AC - 1.02 TR Hi-Wall Unit as per drawing and direction of Engineer-in-Charge. | Nos | 2 | 700 | Amended & Approved
The Soul, Rajarhat | MARKETING | Marketing Office | HVAC system | WO/HR01/MKT01/21 | AIRCON SERVICES | 2.02 TR Hi-wall Unit. | Erection, testing & commissioning of VRF INDOOR UNITS of HI-WALL SPLIT AC - 2.02 TR Hi-wall Unit as per drawing and direction of Engineer-in-Charge. | Nos | 1 | 700 | Amended & Approved
The Soul, Rajarhat | MARKETING | Marketing Office | HVAC system | WO/HR01/MKT01/21 | AIRCON SERVICES | HI-WALL SPLIT AC - 0.80 TR Hi-wall Unit | Erection, testing & commissioning of VRF INDOOR UNITS of HI-WALL SPLIT AC - 0.80 TR Hi-wall Unit as per drawing and direction of Engineer-in-Charge. | Nos | 2 | 700 | Approved
The Soul, Rajarhat | MARKETING | Marketing Office | HVAC system | WO/HR01/MKT01/21 | AIRCON SERVICES | 2.56 TR 4 Way-Cassette Unit | Erection, testing & commissioning of VRF INDOOR UNITS of CASSETTE AC - 2.56 TR 4 Way-Cassette Unit as per drawing and direction of Engineer-in-Charge. | Nos | 2 | 900 | Approved
The Soul, Rajarhat | MARKETING | Marketing Office | HVAC system | WO/HR01/MKT01/21 | AIRCON SERVICES | CASSETTE AC - 1.28 TR 4 Way-Cassette | Erection, testing & commissioning of VRF INDOOR UNITS of CASSETTE AC - 1.28 TR 4 Way-Cassette Unit as per drawing and direction of Engineer-in-Charge. | Nos | 1 | 900 | Approved
The Soul, Rajarhat | MARKETING | Marketing Office | HVAC system | WO/HR01/MKT01/21 | AIRCON SERVICES | CASSETTE AC - 1.05 TR 4 Way-Cassette Unit | Erection, testing & commissioning of VRF INDOOR UNITS of CASSETTE AC - 1.05 TR 4 Way-Cassette Unit as per drawing and direction of Engineer-in-Charge. | Nos | 3 | 900 | Approved
The Soul, Rajarhat | MARKETING | Marketing Office | HVAC system | WO/HR01/MKT01/21 | AIRCON SERVICES | CASSETTE AC - 2.56 TR 2 Way-Cassette Unit | Erection, testing & commissioning of VRF INDOOR UNITS of CASSETTE AC - 2.56 TR 2 Way-Cassette Unit as per drawing and direction of Engineer-in-Charge. | Nos | 1 | 900 | Amended & Approved
The Soul, Rajarhat | MARKETING | Marketing Office | HVAC system | WO/HR01/MKT01/21 | AIRCON SERVICES | VRF INDOOR UNITS of CASSETTE AC - 8.0 TR Ductable Unit VRF CONNECTED DUCTABLE SPLIT | Erection, testing & commissioning of VRF INDOOR UNITS of CASSETTE AC - 8.0 TR Ductable Unit VRF CONNECTED DUCTABLE SPLIT as per drawing and direction of Engineer-in-Charge. | Nos | 2 | 3025 | Approved
The Soul, Rajarhat | MARKETING | Marketing Office | HVAC system | WO/HR01/MKT01/21 | AIRCON SERVICES | 41.3mm (1-5/8') with 19mm thick Insulation | Supply, erection, testing & commissioning of minor inside/outside refrigerant piping including thermal insulation out of hard drawn copper pipe suitable for variable refrigerant floor system including all fittings e.g. bents, elbows, tees with an internal joint type fittings. Pipeline must be tested for requisite pressure. Maximum support distance shall be 8 ft. All refrigerant piping shall be insulated minimum with 19 mm thk. nitrile rubber based insulating material of 41.3mm (1-5/8') with 19mm thick Insulation as per drawing and direction of Engineer-in-Charge. | RMT | 8.54 | 1850 | Approved
The Soul, Rajarhat | MARKETING | Marketing Office | HVAC system | WO/HR01/MKT01/21 | AIRCON SERVICES | 34.9 mm (1-3/8") with 19 mm thick Insulation | Supply, erection, testing & commissioning of minor inside/outside refrigerant piping including thermal insulation out of hard drawn copper pipe suitable for variable refrigerant floor system including all fittings e.g. bents, elbows, tees with an internal joint type fittings. Pipeline must be tested for requisite pressure. Maximum support distance shall be 8 ft. All refrigerant piping shall be insulated minimum with 19 mm thk. nitrile rubber based insulating material of 34.9 mm (1-3/8") with 19 mm thick Insulation as per drawing and direction of Engineer-in-Charge. | RMT | 1.2 | 1526 | Approved
The Soul, Rajarhat | MARKETING | Marketing Office | HVAC system | WO/HR01/MKT01/21 | AIRCON SERVICES | 28.6 mm (1-1/8") with 19 mm thick Insulation | Supply, erection, testing & commissioning of minor inside/outside refrigerant piping including thermal insulation out of hard drawn copper pipe suitable for variable refrigerant floor system including all fittings e.g. bents, elbows, tees with an internal joint type fittings. Pipeline must be tested for requisite pressure. Maximum support distance shall be 8 ft. All refrigerant piping shall be insulated minimum with 19 mm thk. nitrile rubber based insulating material of 28.6 mm (1-1/8") with 19 mm thick Insulation as per drawing and direction of Engineer-in-Charge. | RMT | 18 | 1050 | Approved
The Soul, Rajarhat | MARKETING | Marketing Office | HVAC system | WO/HR01/MKT01/21 | AIRCON SERVICES | 22.2 mm (7/8") with 13 mm thick Insulation | Supply, erection, testing & commissioning of minor inside/outside refrigerant piping including thermal insulation out of hard drawn copper pipe suitable for variable refrigerant floor system including all fittings e.g. bents, elbows, tees with an internal joint type fittings. Pipeline must be tested for requisite pressure. Maximum support distance shall be 8 ft. All refrigerant piping shall be insulated minimum with 19 mm thk. nitrile rubber based insulating material of 22.2 mm (7/8") with 13 mm thick Insulation as per drawing and direction of Engineer-in-Charge. | RMT | 15.85 | 697 | Approved
The Soul, Rajarhat | MARKETING | Marketing Office | HVAC system | WO/HR01/MKT01/21 | AIRCON SERVICES | 19.1 mm (3/4") with 13 mm thick Insulation | Supply, erection, testing & commissioning of minor inside/outside refrigerant piping including thermal insulation out of hard drawn copper pipe suitable for variable refrigerant floor system including all fittings e.g. bents, elbows, tees with an internal joint type fittings. Pipeline must be tested for requisite pressure. Maximum support distance shall be 8 ft. All refrigerant piping shall be insulated minimum with 19 mm thk. nitrile rubber based insulating material of 19.1 mm (3/4") with 13 mm thick Insulation as per drawing and direction of Engineer-in-Charge. | RMT | 20.43 | 597 | Approved
The Soul, Rajarhat | MARKETING | Marketing Office |  |  |  | 15.9 mm (5/8") with 13 mm thick Insulation | Supply, erection, testing & commissioning of minor inside/outside refrigerant piping including thermal insulation out of hard drawn copper pipe suitable for variable refrigerant floor system including all fittings e.g. bents, elbows, tees with an internal joint type fittings. Pipeline must be tested for requisite pressure. Maximum support distance shall be 8 ft. All refrigerant piping shall be insulated minimum with 19 mm thk. nitrile rubber based insulating material of 15.9 mm (5/8") with 13 mm thick Insulation as per drawing and direction of Engineer-in-Charge. | RMT |  |  | Approved
The Soul, Rajarhat | MARKETING | Marketing Office | HVAC system | WO/HR01/MKT01/21 | AIRCON SERVICES | 12.7 mm (1/2") with 13 mm thick Insulation | Supply, erection, testing & commissioning of minor inside/outside refrigerant piping including thermal insulation out of hard drawn copper pipe suitable for variable refrigerant floor system including all fittings e.g. bents, elbows, tees with an internal joint type fittings. Pipeline must be tested for requisite pressure. Maximum support distance shall be 8 ft. All refrigerant piping shall be insulated minimum with 19 mm thk. nitrile rubber based insulating material of 12.7 mm (1/2") with 13 mm thick Insulation as per drawing and direction of Engineer-in-Charge. | RMT | 22.26 | 402 | Approved
The Soul, Rajarhat | MARKETING | Marketing Office | HVAC system | WO/HR01/MKT01/21 | AIRCON SERVICES | 9.5 mm (1/2") with 13 mm thick Insulation | Supply, erection, testing & commissioning of minor inside/outside refrigerant piping including thermal insulation out of hard drawn copper pipe suitable for variable refrigerant floor system including all fittings e.g. bents, elbows, tees with an internal joint type fittings. Pipeline must be tested for requisite pressure. Maximum support distance shall be 8 ft. All refrigerant piping shall be insulated minimum with 19 mm thk. nitrile rubber based insulating material of 9.5 mm (1/2") with 13 mm thick Insulation as per drawing and direction of Engineer-in-Charge. | RMT | 100.3 | 313 | Approved
The Soul, Rajarhat | MARKETING | Marketing Office | HVAC system | WO/HR01/MKT01/21 | AIRCON SERVICES | 6.4 mm (1/4") with 13 mm thick Insulation | Supply, erection, testing & commissioning of minor inside/outside refrigerant piping including thermal insulation out of hard drawn copper pipe suitable for variable refrigerant floor system including all fittings e.g. bents, elbows, tees with an internal joint type fittings. Pipeline must be tested for requisite pressure. Maximum support distance shall be 8 ft. All refrigerant piping shall be insulated minimum with 19 mm thk. nitrile rubber based insulating material of 6.4 mm (1/4") with 13 mm thick Insulation as per drawing and direction of Engineer-in-Charge. | RMT | 18.9 | 189 | Approved
The Soul, Rajarhat | MARKETING | Marketing Office | HVAC system | WO/HR01/MKT01/21 | AIRCON SERVICES | Drain Pipe 25mm | Supply, erection, testing & commissioning of drain piping from hard drawn PVC. Drain piping shall be insulated with Nitrile rubber based insulation having class 'O' fire retardancy - 25mm, as per drawing and direction of Engineer-in-Charge. | RMT | 91.63 | 78 | Approved
The Soul, Rajarhat | MARKETING | Marketing Office | HVAC system | WO/HR01/MKT01/21 | AIRCON SERVICES | Drain Pipe 32mm | Supply, erection, testing & commissioning of drain piping from hard drawn PVC. Drain piping shall be insulated with Nitrile rubber based insulation having class 'O' fire retardancy - 32mm, as per drawing and direction of Engineer-in-Charge. | RMT | 41.63 | 120 | Approved
The Soul, Rajarhat | MARKETING | Marketing Office | HVAC system | WO/HR01/MKT01/21 | AIRCON SERVICES | Additional Gas Charging R410a | Additional Gas Charging R410a | Lot | 1 | 30000 | Approved
The Soul, Rajarhat | MARKETING | Marketing Office | HVAC system | WO/HR01/MKT01/21 | AIRCON SERVICES | 24G GI Sheet | Supply and fixing of Sheet Metal Work - 24G GI Sheet as per drawing and direction of Engineer-in-Charge. | Sq.Mtr. | 54.37 | 755 | Approved
The Soul, Rajarhat | MARKETING | Marketing Office | HVAC system | WO/HR01/MKT01/21 | AIRCON SERVICES | 22G GI Sheet | Supply and fixing of Sheet Metal Work - 22G GI Sheet as per drawing and direction of Engineer-in-Charge. | Sq.Mtr. | 24.03 | 900 | Approved
The Soul, Rajarhat | MARKETING | Marketing Office | HVAC system | WO/HR01/MKT01/21 | AIRCON SERVICES | Necessary Canvas connection | Supply and fixing of Necessary Canvas connection as per drawing and direction of Engineer-in-Charge. | Nos. | 2 | 950 | Approved
The Soul, Rajarhat | MARKETING | Marketing Office | HVAC system | WO/HR01/MKT01/21 | AIRCON SERVICES | DUCT THERMAL INSULATION | Supply and application of external thermal insulation of ducting with 19 mm thick nitrile rubber - 19 mm thick closed cell Nitrile sheet as per drawing and direction of Engineer-in-Charge. | Sq.Mtr. | 78.4 | 690 | Approved
The Soul, Rajarhat | MARKETING | Marketing Office | HVAC system | WO/HR01/MKT01/21 | AIRCON SERVICES | DUCT ACOUSTIC INSULATION | Supply and application of internal acoustic insulation of ducting with 13 mm thick resin bonded fiberglass rigid board of density 48 kg / m3 with RP Tissue paper & AL Perforates sheet as per drawing and direction of Engineer-in-Charge. | Sq.Mtr. | 18.75 | 550 | Approved
The Soul, Rajarhat | MARKETING | Marketing Office | HVAC system | WO/HR01/MKT01/21 | AIRCON SERVICES | AIR DISTRIBUTION OUTLET | Supply and fixing of Powder coated aluminum grills of extruded sections Linear / Discrete grill with VCD as per drawing and direction of Engineer-in-Charge. | Sq.Mtr. | 0 | 8500 | Approved
The Soul, Rajarhat | MARKETING | Marketing Office | HVAC system | WO/HR01/MKT01/21 | AIRCON SERVICES | AIR DISTRIBUTION OUTLET without VCD | Supply and fixing of Powder coated aluminum grills of extruded sections Linear / Discrete grill without VCD as per drawing and direction of Engineer-in-Charge. | Sq.Mtr. | 3.82 | 5000 | Approved
The Soul, Rajarhat | MARKETING | Marketing Office | HVAC system | WO/HR01/MKT01/21 | AIRCON SERVICES | GI volume control damper for supply air Duct | Supply and fixing of GI volume control damper for supply air Duct as per drawing and direction of Engineer-in-Charge. | Sq.Mtr. | 0.32 | 3500 | Approved
The Soul, Rajarhat | MARKETING | Marketing Office | HVAC system | WO/HR01/MKT01/21 | AIRCON SERVICES | Providing & Fixing of Jet Nozzle (400 mm Dia) | Providing & Fixing of Jet Nozzle (400 mm Dia) as per drawing and direction of Engineer-in-Charge. | Nos. | 0 | 7970 | Approved
The Soul, Rajarhat | MARKETING | Marketing Office | HVAC system | WO/HR01/MKT01/21 | AIRCON SERVICES | 2.02 TR 4 Way-Cassette Unit | Erection, testing & commissioning of VRF INDOOR UNITS of CASSETTE AC - 2.02 TR 4 Way-Cassette Unit as per drawing and direction of Engineer-in-Charge. | Nos. | 1 | 900 | Approved
The Soul, Rajarhat | MARKETING | Marketing Office | HVAC system | WO/HR01/MKT01/21 | AIRCON SERVICES | 15.9 mm (5/8") with 13 mm thick Insulation | Supply, erection, testing & commissioning of minor inside/outside refrigerant piping including thermal insulation out of hard drawn copper pipe suitable for variable refrigerant floor system including all fittings e.g. bents, elbows, tees with an internal joint type fittings. Pipeline must be tested for requisite pressure. Maximum support distance shall be 8 ft. All refrigerant piping shall be insulated minimum with 19 mm thk. nitrile rubber based insulating material of 15.9 mm (5/8") with 13 mm thick Insulation as per drawing and direction of Engineer-in-Charge. | RMT | 88.41 | 575 | Approved
The Soul, Rajarhat | MARKETING | Marketing Office | Int Electrical | WO/HR01/MKT01/22 | Pan Intercraft Pvt. Ltd. | 415V 8 WAY VTPN MCB | Supply,Installation,Testing & Commissioning of 415V 8 WAY VTPN MCB Distribution Board (8+24) with provision for MCB/RCCB/RCBO as incomer, double door with IP-42/43 protection in sheet steel enclosure complete with internally wired, phase, neutral and earth busbars, din bar, blanking plates, inscription, marking and following MCB's having SC.level of l0 KA including painting and mounting on surface/ recess of wall, grouting, mending good damages, sand, cement etc. as required.Incoming:1 no. 63A. 4P MCB .Outgoing: 3 nos. 40A. TP MCB, 10 nos. 16A SP MCB,5 nos. 10A SP MCB.Complete Board as stated above. Rates are inclusive of Supply, Installation, Testing and Commissioning | Set | 1 | 22440 | Approved
The Soul, Rajarhat | MARKETING | Marketing Office | Int Electrical | WO/HR01/MKT01/22 | Pan Intercraft Pvt. Ltd. | 415/240 V 6 WAY TPN MCB | Supply, Installation, Testing & Commissioning of 415/240V 6 WAY TPN MCB Distribution Board (8+18) with provision for MCB/RCCB/RCBO as incomer, double door with IP-42/43 protection in sheet steel enclosure complete with internally wired, phase, neutral and earth busbars, din bar, blanking plates, inscription, marking and following MCB's having SC. level of l0 KA including painting and mounting on surface/ recess of wall, grouting, mending good damages, sand, cement etc.as required. Incoming : 1 no. 40A. 4P MCB.Outgoing: 18 Nos. 6-20A SP MCB Complete Board as stated above. Rates are inclusive of, Supply, Installation, Testing and Commissioning. | Set | 3 | 15072 | Approved
The Soul, Rajarhat | MARKETING | Marketing Office | Int Electrical | WO/HR01/MKT01/22 | Pan Intercraft Pvt. Ltd. | Light point wiring in concealed system | Supplying,Laying,connecting,testing & commissioning of Light point wiring in concealed system complete as per specification & drawing. Cost of point wiring shall include necessary wiring from floor control JB / Distribution Board to the individual switch board , switch board to the point through the switch with 2 x 1.5 sq. mm + 1 x 1.5 sq.mm 1.1 KV single core FRLS PVC insulated copper wires (1 No. being earth with green insulation) in 20 / 25 mm bore medium gauge rigid PVC conduit complete with approved sizes of switch / socket board, junction box, normal / deep circular box, moduler cover plate, moduler type switch, blank plate. including supply of all required material & necessary connection as required.Cost of chisel cutting in brick wall and making all such damages with cement morter(cement to be issued free of cost) are also deemed to be included in the quoted rates. All materials shall be ISI marked and as specified and approved. | Nos. | 35 | 722.4 | Approved
The Soul, Rajarhat | MARKETING | Marketing Office | Int Electrical | WO/HR01/MKT01/22 | Pan Intercraft Pvt. Ltd. | Ceiling fan point wiring | Supplying, Laying, connecting, testing & commissioning of Ceiling Fan point wiring in concealed system complete as per specification & drawing. Cost of point wiring shall include necessary wiring from Distribution Board to the individual switch board , switch board to the point through the switch with 2 x 1.5 sq. mm + 1 x 1.5 sq.mm 1.1 KV single core FRLS PVC insulated copper wires (1 No. being earth with green insulation) in 20 / 25 mm bore medium gauge rigid PVC conduit complete with approved sizes of switch / socket board, junction box, normal / deep circular box, modular cover plate, modular type switch, electronic fan regulator , blank plate. including supply of all required material & necessary connection as required. Cost of chisel cutting in brick wall and making good all damages are also deemed to be included in the quoted rates. All materials shall be ISI marked and as specified and approved. | Nos. | 0 | 722.4 | Approved
The Soul, Rajarhat | MARKETING | Marketing Office | Int Electrical | WO/HR01/MKT01/22 | Pan Intercraft Pvt. Ltd. | Wall fan point wiring | Supplying, Laying, connecting, testing & commissioning of Wall Fan point wiring in concealed system complete as per specification & drawing. Cost of point wiring shall include necessary wiring from floor control JB /Distribution Board to the individual switch board , switch board to the point through the switch with 2 x 1.5 sq. mm + 1 x 1.5 sq.mm 1.1 KV single core FRLS PVC insulated copper wires (1 No. being earth with green insulation) in 20 / 25 mm bore medium gauge rigid PVC conduit complete with approved sizes of switch / socket board, junction box, normal / deep circular box, modular cover plate, modular type switch, blank plate. including supply of all required material & necessary connection as required. Cost of chisel cutting in brick wall and making all such damages with cement mortar(cement to be issued free of cost) are also deemed to be included in the quoted rates. All materials shall be ISI marked and as specified and approved. | Nos. | 6 | 722.4 | Approved
The Soul, Rajarhat | MARKETING | Marketing Office | Int Electrical | WO/HR01/MKT01/22 | Pan Intercraft Pvt. Ltd. | Exhaust Fan point wiring | Supplying, Laying, connecting, testing & commissioning of Exhaust Fan point wiring in concealed system complete as per specification & drawing. Cost of point wiring shall include necessary wiring from floor control JB / Distribution Board to the individual switch board , switch board to the point through the switch with 2 x 1.5 sq. mm + 1 x 1.5 sq.mm 1.1 KV single core FRLS PVC insulated copper wires (1 No. being earth with green insulation) in 20 / 25 mm bore medium gauge rigid PVC conduit complete with approved sizes of switch / socket board, junction box, normal / deep circular box, modular cover plate, modular type switch, blank plate. including supply of all required material & necessary connection as required. Cost of chisel cutting in brick wall and making all such damages with cement mortar(cement to be issued free of cost) are also deemed to be included in the quoted rates. All materials shall be ISI marked and as specified and approved. | Nos. | 6 | 722.4 | Approved
The Soul, Rajarhat | MARKETING | Marketing Office | Int Electrical | WO/HR01/MKT01/22 | Pan Intercraft Pvt. Ltd. | Socket point wiring | Supplying,Laying,connecting,testing & commissioning of Socket point wiring in concealed system complete as per specification & drawing. Cost of point wiring shall include necessary wiring on Existing switch board to the socket point through the switch with 2 x 1.5 sq. mm + 1 x 1.5 sq.mm 1.1 KV single core FRLS PVC insulated copper wires (1 No. being earth with green insulation) in 20 / 25 mm bore medium gauge rigid PVC conduit complete with approved sizes of switch / socket board, junction box, normal / deep circular box, moduler cover plate, modular type switch, socket, blank plate. including supply of all required material & necessary connection as required. Cost of chisel cutting in brick wall and all such damages making good with cement mortar(cement to be issued free of cost) are also deemed to be included in the quoted rates. All materials shall be ISI marked and as specified and approved. | Nos. | 30 | 472.8 | Approved
The Soul, Rajarhat | MARKETING | Marketing Office | Int Electrical | WO/HR01/MKT01/22 | Pan Intercraft Pvt. Ltd. | Socket point wiring type 2 | Supplying, Laying, connecting, testing & commissioning of socket point wiring in concealed system complete as per specification & drawing. Cost of point wiring shall include necessary wiring from Distribution Board to the individual switch board with 2 x 1.5 sq. mm + 1 x 1.5 sq.mm 1.1 KV single core FRLS PVC insulated copper wires (1 No. being earth with green insulation) in 20 / 25 mm bore medium gauge rigid PVC conduit complete with approved sizes of switch / socket board, junction box, normal / deep circular box, modular cover plate, modular type switch, socket blank plate. including supply of all required material & necessary connection as required. Cost of chisel cutting in brick wall and making all such damages with cement mortar(cement to be issued free of cost) are also deemed to be included in the quoted rates. All materials shall be ISI marked and as specified and approved. | Nos. | 40 | 576 | Approved
The Soul, Rajarhat | MARKETING | Marketing Office | Int Electrical | WO/HR01/MKT01/22 | Pan Intercraft Pvt. Ltd. | Socket wiring type 3 | Supplying, Laying, connecting, testing & commissioning of socket point wiring in concealed system complete as per specification & drawing. Cost of point wiring shall include necessary wiring from existing socket point to the individual switch board with 2 x 1.5 sq. mm + 1 x 1.5 sq.mm 1.1 KV single core FRLS PVC insulated copper wires (1 No. being earth with green insulation) in 20 / 25 mm bore medium gauge rigid PVC conduit complete with approved sizes of switch / socket board, junction box, normal / deep circular box, modular cover plate, modular type switch, socket blank plate. including supply of all required material & necessary connection as required. Cost of chisel cutting in brick wall and making all such damages with cement mortar(cement to be issued free of cost) are also deemed to be included in the quoted rates. All materials shall be ISI marked and as specified and approved. | Nos. | 32 | 900 | Approved
The Soul, Rajarhat | MARKETING | Marketing Office | Int Electrical | WO/HR01/MKT01/22 | Pan Intercraft Pvt. Ltd. | Socket point wiring type 4 | Supplying, Laying, connecting, testing & commissioning of socket point wiring in concealed system complete as per specification & drawing. Cost of point wiring shall include necessary wiring from Distribution Board / floor control JB to the individual switch board with 2 x 2.5 sq. mm + 1 x 2.5 sq.mm 1.1 KV single core FRLS PVC insulated copper wires (1 No. being earth with green insulation) in 20 / 25 mm bore medium gauge rigid PVC conduit complete with approved sizes of switch / socket board, junction box, normal / deep circular box, modular cover plate, modular type switch, socket blank plate. including supply of all required material & necessary connection as required. Cost of chisel cutting in brick wall and making good all damages are also deemed to be included in the quoted rates. All materials shall be ISI marked and as specified and approved. | Nos. | 12 | 1416 | Approved
The Soul, Rajarhat | MARKETING | Marketing Office | Int Electrical | WO/HR01/MKT01/22 | Pan Intercraft Pvt. Ltd. | Socket point wiring type 5 | Supplying, Laying, connecting, testing & commissioning of socket point wiring in concealed system complete as per specification & drawing. Cost of point wiring shall include necessary wiring from existing socket point to the individual switch board with 2 x 2.5 sq. mm + 1 x 2.5 sq.mm 1.1 KV single core FRLS PVC insulated copper wires (1 No. being earth with green insulation) in 20 / 25 mm bore medium gauge rigid PVC conduit complete with approved sizes of switch / socket board, junction box, normal / deep circular box, modular cover plate, modular type switch, socket blank plate. including supply of all required material & necessary connection as required. Cost of chisel cutting in brick wall and making good all damages are also deemed to be included in the quoted rates. All materials shall be ISI marked and as specified and approved. | Nos. | 38 | 1416 | Approved
The Soul, Rajarhat | MARKETING | Marketing Office | Int Electrical | WO/HR01/MKT01/22 | Pan Intercraft Pvt. Ltd. | Group control light point wiring | Supplying, Laying, connecting, testing & commissioning of group control Light point wiring in concealed system complete as per specification & drawing. Cost of point wiring shall include necessary wiring from floor control JB / Distribution Board to the switch board , switch board to the group of point through the single switch with 2 x 1.5 sq. mm + 1 x 1.5 sq.mm 1.1 KV single core FRLS PVC insulated copper wires (1 No. being earth with green insulation) in 20 / 25 mm bore medium gauge rigid PVC conduit complete with approved sizes of switch / socket board, junction box, normal / deep circular box, modular cover plate, modular type switch, blank plate. including supply of all required material & necessary connection as required. Cost of chisel cutting in brick wall and making good all damages are also deemed to be included in the quoted rates. All materials shall be ISI marked and as specified and approved. (The quantities indicates the no. of light points and not nos. of groups). | Nos. | 29 | 576 | Approved
The Soul, Rajarhat | MARKETING | Marketing Office | Int Electrical | WO/HR01/MKT01/22 | Pan Intercraft Pvt. Ltd. | Group control light point wiring type 2 | Supplying, Laying, connecting, testing & commissioning of group control Light point wiring in concealed system complete as per specification & drawing. Cost of point wiring shall include necessary wiring from floor control JB / Distribution Board to the switch board , switch board to the group of point through the single switch with 2 x 1.5 sq. mm + 1 x 1.5 sq.mm 1.1 KV single core FRLS PVC insulated copper wires (1 No. being earth with green insulation) in 20 / 25 mm bore medium gauge rigid PVC conduit complete with approved sizes of switch / socket board, junction box, normal / deep circular box, modular cover plate, modular type switch, blank plate. including supply of all required material & necessary connection as required. Cost of chisel cutting in brick wall and making good all damages are also deemed to be included in the quoted rates. All materials shall be ISI marked and as specified and approved. (The quantities indicates the no. of light points and not nos. of groups). | Nos. | 7 | 540 | Approved
The Soul, Rajarhat | MARKETING | Marketing Office | Int Electrical | WO/HR01/MKT01/22 | Pan Intercraft Pvt. Ltd. | Group control light point wiring type 3 | Supplying, Laying, connecting, testing & commissioning of group control Light point wiring in concealed system complete as per specification & drawing. Cost of point wiring shall include necessary wiring from floor control JB / Distribution Board to the switch board , switch board to the group of point through the single switch with 2 x 1.5 sq. mm + 1 x 1.5 sq.mm 1.1 KV single core FRLS PVC insulated copper wires (1 No. being earth with green insulation) in 20 / 25 mm bore medium gauge rigid PVC conduit complete with approved sizes of switch / socket board, junction box, normal / deep circular box, modular cover plate, modular type switch, blank plate. including supply of all required material & necessary connection as required. Cost of chisel cutting in brick wall and making good all damages are also deemed to be included in the quoted rates. All materials shall be ISI marked and as specified and approved. (The quantities indicates the no. of light points and not nos. of groups). | Nos. | 10 | 420 | Approved
The Soul, Rajarhat | MARKETING | Marketing Office | Int Electrical | WO/HR01/MKT01/22 | Pan Intercraft Pvt. Ltd. | Group control light point wiring type 4 | Supplying, Laying, connecting, testing & commissioning of group control Light point wiring in concealed system complete as per specification & drawing. Cost of point wiring shall include necessary wiring from floor control JB / Distribution Board to the switch board , switch board to the group of point through the single switch with 2 x 1.5 sq. mm + 1 x 1.5 sq.mm 1.1 KV single core FRLS PVC insulated copper wires (1 No. being earth with green insulation) in 20 / 25 mm bore medium gauge rigid PVC conduit complete with approved sizes of switch / socket board, junction box, normal / deep circular box, modular cover plate, modular type switch, blank plate. including supply of all required material & necessary connection as required. Cost of chisel cutting in brick wall and making good all damages are also deemed to be included in the quoted rates. All materials shall be ISI marked and as specified and approved. (The quantities indicates the no. of light points and not nos. of groups). | Nos. | 5 | 420 | Approved
The Soul, Rajarhat | MARKETING | Marketing Office | Int Electrical | WO/HR01/MKT01/22 | Pan Intercraft Pvt. Ltd. | Group control light point wiring type 5 | Supplying, Laying, connecting, testing & commissioning of group control Light point wiring in concealed system complete as per specification & drawing. Cost of point wiring shall include necessary wiring from floor control JB / Distribution Board to the switch board , switch board to the group of point through the single switch with 2 x 1.5 sq. mm + 1 x 1.5 sq.mm 1.1 KV single core FRLS PVC insulated copper wires (1 No. being earth with green insulation) in 20 / 25 mm bore medium gauge rigid PVC conduit complete with approved sizes of switch / socket board, junction box, normal / deep circular box, modular cover plate, modular type switch, blank plate. including supply of all required material & necessary connection as required. Cost of chisel cutting in brick wall and making good all damages are also deemed to be included in the quoted rates. All materials shall be ISI marked and as specified and approved. (The quantities indicates the no. of light points and not nos. of groups). | Nos. | 6 | 420 | Approved
The Soul, Rajarhat | MARKETING | Marketing Office | Int Electrical | WO/HR01/MKT01/22 | Pan Intercraft Pvt. Ltd. | Group control light point wiring type 6 | Supplying, Laying, connecting, testing & commissioning of group control Light point wiring in concealed system complete as per specification & drawing. Cost of point wiring shall include necessary wiring from floor control JB / Distribution Board to the switch board , switch board to the group of point through the single switch with 2 x 1.5 sq. mm + 1 x 1.5 sq.mm 1.1 KV single core FRLS PVC insulated copper wires (1 No. being earth with green insulation) in 20 / 25 mm bore medium gauge rigid PVC conduit complete with approved sizes of switch / socket board, junction box, normal / deep circular box, modular cover plate, modular type switch, blank plate. including supply of all required material & necessary connection as required. Cost of chisel cutting in brick wall and making good all damages are also deemed to be included in the quoted rates. All materials shall be ISI marked and as specified and approved. (The quantities indicates the no. of light points and not nos. of groups). | Nos. | 4 | 390 | Approved
The Soul, Rajarhat | MARKETING | Marketing Office | Int Electrical | WO/HR01/MKT01/22 | Pan Intercraft Pvt. Ltd. | Group control light point wiring type 7 | Supplying,Laying,connecting,testing & commissioning of group control Light point wiring in concealed system complete as per specification & drawing. Cost of point wiring shall include necessary wiring from floor control JB / Distribution Board to the switch board , switch board to the group of point through the single switch with 2 x 1.5 sq. mm + 1 x 1.5 sq.mm 1.1 KV single core FRLS PVC insulated copper wires (1 No. being earth with green insulation) in 20 / 25 mm bore medium gauge rigid PVC conduit complete with approved sizes of switch / socket board, junction box, normal / deep circular box, moduler cover plate, moduler type switch, blank plate. including supply of all required material & necessary connection as required.Cost of chisel cutting in brick wall and making good all damages are also deemed to be included in the quoted rates. All materials shall be ISI marked and as specified and approved. (The quantities indicates the no. of light points and not nos. of groups). | Nos. | 1 | 390 | Approved
The Soul, Rajarhat | MARKETING | Marketing Office | Int Electrical | WO/HR01/MKT01/22 | Pan Intercraft Pvt. Ltd. | Single core 1:1 KV PVC insulated copper wires | Supplying, laying, testing and commissioning of wiring with single core 1:1 KV PVC insulated copper wires in 25/32 mm dia PVC rigid conduit in concealed system / suitable G.I. flexible conduit on surface / cable tray complete with cutting chase in wall, mending making all such damages with cement mortar(cement to be issued free of cost),supply of sand as reqd./ G.I. saddles, heavy gauge brass couplers, screws, painting of conduit (2 coats synthetic enamel) & necessary connection in both ends etc as required. Rates are inclusive of supply and fixing. | Mtrs. | 0 | 409.2 | Approved
The Soul, Rajarhat | MARKETING | Marketing Office | Int Electrical | WO/HR01/MKT01/22 | Pan Intercraft Pvt. Ltd. | Single core 1:1 KV PVC insulated copper wires type 2 | Supplying, laying, testing and commissioning of wiring with single core 1:1 KV PVC insulated copper wires in 25/32 mm dia PVC rigid conduit in concealed system / suitable G.I. flexible conduit on surface / cable tray complete with cutting chase in wall, mending making all such damages with cement mortar(cement to be issued free of cost),supply of sand/ G.I. saddles, heavy gauge brass couplers, screws, painting of conduit (2 coats synthetic enamel) & necessary connection in both ends etc as required. Rates are inclusive of supply and fixing. | Mtrs. | 0 | 818.4 | Approved
The Soul, Rajarhat | MARKETING | Marketing Office | Int Electrical | WO/HR01/MKT01/22 | Pan Intercraft Pvt. Ltd. | 20 mm dia bore medium gauge rigid PVC conduit in surface on ceiling / wall | Supplying & laying of 20 mm dia bore medium gauge rigid PVC conduit in surface on ceiling / wall complete with conduit accessories , circular box etc as required . | Mtrs. | 0 | 48 | Approved
The Soul, Rajarhat | MARKETING | Marketing Office | Int Electrical | WO/HR01/MKT01/22 | Pan Intercraft Pvt. Ltd. | 20 mm dia bore medium gauge rigid PVC conduit in concealed system on ceiling / wall | Supplying & laying of 20 mm dia bore medium gauge rigid PVC conduit in concealed system on ceiling / wall complete with conduit accessories , circular box , cutting chase in wall ,mending making all such damages with cement morter(cement to be issued free of cost) , supply of sand including checking of laid pipe as required. | Mtrs. | 365 | 48 | Approved
The Soul, Rajarhat | MARKETING | Marketing Office | Int Electrical | WO/HR01/MKT01/22 | Pan Intercraft Pvt. Ltd. | 25 mm dia bore medium gauge rigid PVC conduit in surface on ceiling / wall | Supplying & laying of 25 mm dia bore medium gauge rigid PVC conduit in surface on ceiling / wall complete with conduit accessories , circular box etc as required . | Mtrs. | 0 | 57.6 | Approved
The Soul, Rajarhat | MARKETING | Marketing Office | Int Electrical | WO/HR01/MKT01/22 | Pan Intercraft Pvt. Ltd. | 25 mm dia bore medium gauge rigid PVC conduit in concealed system on ceiling / wall | Supplying & laying of 25 mm dia bore medium gauge rigid PVC conduit in concealed system on ceiling / wall complete with conduit accessories , circular box , cutting chase in wall ,mending making all such damages with cement mortar(cement to be issued free of cost), supply of sand including checking of laid pipe as required. | Mtrs. | 180 | 57.6 | Approved
The Soul, Rajarhat | MARKETING | Marketing Office | Int Electrical | WO/HR01/MKT01/22 | Pan Intercraft Pvt. Ltd. | 16 SWG thick M.S. junction box | Supplying & fixing of 16 SWG thick M.S. junction box flushed in wall including supply & fixing of 3 mm thick hylum top cover, 2 coat of painting , cutting wall & mending good damages , supply of sand as required | Nos. | 2 | 900 | Approved
The Soul, Rajarhat | MARKETING | Marketing Office | Int Electrical | WO/HR01/MKT01/22 | Pan Intercraft Pvt. Ltd. | 16 SWG thick M.S. junction box type 2 | Supplying & fixing of 16 SWG thick M.S. junction box flushed in wall including supply & fixing of 3 mm thick hylum top cover, 2 coat of painting, cutting wall & mending making all such damages with cement mortar(cement to be issued free of cost) supply of sand as required | Nos. | 0 | 780 | Approved
The Soul, Rajarhat | MARKETING | Marketing Office | Int Electrical | WO/HR01/MKT01/22 | Pan Intercraft Pvt. Ltd. | 16 SWG thick M.S. junction box type 3 | Supplying & fixing of 16 SWG thick M.S. junction box flushed in wall including supply & fixing of 3 mm thick hylum top cover, 2 coat of painting, cutting wall & mending making all such damages with cement mortar(cement to be issued free of cost) supply of sand as required | Nos. | 0 | 660 | Approved
The Soul, Rajarhat | MARKETING | Marketing Office | Int Electrical | WO/HR01/MKT01/22 | Pan Intercraft Pvt. Ltd. | Module M.S. box ( Size - 75 x 75 x 50 mm approx.) | Supply & installation of 1 or 2 Module M.S. box ( Size - 75 x 75 x 50 mm approx.) flushed in wall including cutting wall and mending making all such damages with cement mortar (cement to be issued free of cost), supply of sand. | Nos. | 0 | 108 | Approved
The Soul, Rajarhat | MARKETING | Marketing Office | Int Electrical | WO/HR01/MKT01/22 | Pan Intercraft Pvt. Ltd. | Wall Fan | Installation, Testing & commissioning of wall mounting fan including supply of all accessories and necessary connection | Nos. | 0 | 300 | Approved
The Soul, Rajarhat | MARKETING | Marketing Office | Int Electrical | WO/HR01/MKT01/22 | Pan Intercraft Pvt. Ltd. | Exhaust Fan | Installation of exhaust fan 225/300/375/450 mm sweep, 1-Phase complete with fixing of mounting ring, louvre, grouting, nuts, bolts, connection etc. including supply of all fixing and connecting materials. | Nos. | 6 | 420 | Approved
The Soul, Rajarhat | MARKETING | Marketing Office | Int Electrical | WO/HR01/MKT01/22 | Pan Intercraft Pvt. Ltd. | Bulkhead light fitting and lamp | Fixing of bulkhead light fitting and lamp on wall/ceiling including supply of all fixing and connecting materials. | Nos. | 0 | 90 | Approved
The Soul, Rajarhat | MARKETING | Marketing Office | Int Electrical | WO/HR01/MKT01/22 | Pan Intercraft Pvt. Ltd. | Pendent type light fitting and lamp | Fixing of Pendent type light fitting and lamp including supply of all fixing and connecting materials. | Nos. | 15 | 90 | Approved
The Soul, Rajarhat | MARKETING | Marketing Office | Int Electrical | WO/HR01/MKT01/22 | Pan Intercraft Pvt. Ltd. | Recessed type light fitting and lamp | Fixing of Recessed type light fitting and lamp on false ceiling including supply of all fixing and connecting materials. | Nos. | 211 | 90 | Approved
The Soul, Rajarhat | MARKETING | Marketing Office | Int Electrical | WO/HR01/MKT01/22 | Pan Intercraft Pvt. Ltd. | Surface Mounted type light fitting and lamp | Fixing of Surface Mounted type light fitting and lamp on wall/ceiling including supply of all fixing and connecting materials. | Nos. | 8 | 90 | Approved
The Soul, Rajarhat | MARKETING | Marketing Office | Int Electrical | WO/HR01/MKT01/22 | Pan Intercraft Pvt. Ltd. | Surface Mounted type light fitting and lamp type 2 | Fixing of Surface Mounted type light fitting and lamp on wall/ceiling including supply of all fixing and connecting materials. | Nos. | 0 | 90 | Approved
The Soul, Rajarhat | MARKETING | Marketing Office | Int Electrical | WO/HR01/MKT01/22 | Pan Intercraft Pvt. Ltd. | Surface Mounted type light fitting and lamp type 3 | Fixing of Surface Mounted type light fitting and lamp on wall/ceiling including supply of all fixing and connecting materials. | Nos. | 0 | 90 | Approved
The Soul, Rajarhat | MARKETING | Marketing Office | Int Electrical | WO/HR01/MKT01/22 | Pan Intercraft Pvt. Ltd. | Surface Mounted type light fitting and lamp on floor | Fixing of surface Mounted type light fitting and lamp on floor including supply of all fixing and connecting materials. | Nos. | 0 | 90 | Approved
The Soul, Rajarhat | MARKETING | Marketing Office | Int Electrical | WO/HR01/MKT01/22 | Pan Intercraft Pvt. Ltd. | Wall bracket type light fitting and lamp | Fixing of wall bracket type light fitting and lamp including supply of all fixing and connecting materials. | Nos. | 2 | 90 | Approved
The Soul, Rajarhat | MARKETING | Marketing Office | Int Electrical | WO/HR01/MKT01/22 | Pan Intercraft Pvt. Ltd. | KRONE BOX : 10 PAIR TELEPHONE TAG BOX. | Supply, fixing, testing and commissioning of Krone type telephone tag box of following rating covered with acrylic sheet mounted on wall complete with all accessories as required. KRONE BOX : 10 PAIR TELEPHONE TAG BOX. | Nos. | 0 | 360 | Approved
The Soul, Rajarhat | MARKETING | Marketing Office | Int Electrical | WO/HR01/MKT01/22 | Pan Intercraft Pvt. Ltd. | 10 PAIR TEL CABLE | Supplying and drawing following pair 0.5 sq mm FR PVC insulated annealed copper conductor, unarmored telephone cable in the existing surface/ recessed steel/ PVC conduit as required. 10 PAIR TEL CABLE | Mtrs. | 20 | 172.8 | Approved
The Soul, Rajarhat | MARKETING | Marketing Office | Int Electrical | WO/HR01/MKT01/22 | Pan Intercraft Pvt. Ltd. | 2 PAIR TEL CABLE | Supplying and drawing following pair 0.5 sq mm FR PVC insulated annealed copper conductor, unarmored telephone cable in the existing surface/ recessed steel/ PVC conduit as required. 2 PAIR TEL CABLE | Mtrs. | 390 | 36 | Approved
The Soul, Rajarhat | MARKETING | Marketing Office | Int Electrical | WO/HR01/MKT01/22 | Pan Intercraft Pvt. Ltd. | UTP CAT 6 CABLE | Supplying and drawing following cable in the existing surface/ recessed steel/ PVC conduit as required. UTP CAT 6 CABLE | Mtrs. | 810 | 27.6 | Approved
The Soul, Rajarhat | MARKETING | Marketing Office | Int Electrical | WO/HR01/MKT01/22 | Pan Intercraft Pvt. Ltd. | Telephone socket (RJ 11) | Supply, installation, testing and commissioning of telephone socket (RJ 11) with modular type metal sheet enclosure switch boxes, screw less cover plates etc. with all accessories, interconnection, mending good damages, painting etc. as required to be completed in all respect. (Connection with pre-laid telephone wires from JB) | Nos. | 2 | 300 | Approved
The Soul, Rajarhat | MARKETING | Marketing Office | Int Electrical | WO/HR01/MKT01/22 | Pan Intercraft Pvt. Ltd. | Data socket (RJ 45) | Supply, installation, testing and commissioning of data socket (RJ 45) with modular type metal sheet enclosure switch boxes, screw less cover plates etc. with all accessories, interconnection, mending good damages, painting etc. as required to be completed in all respect. (Connection with pre-laid CAT 6 cable from JB) | Nos. | 5 | 420 | Approved
The Soul, Rajarhat | MARKETING | Marketing Office | Int Electrical | WO/HR01/MKT01/22 | Pan Intercraft Pvt. Ltd. | TV cable RG-6 grade | Supplying and drawing co-axial TV cable RG-6 grade, 0.7 mm solid copper conductor PE insulated, shielded with fine tinned copper braid and protected with PVC sheath in the existing surface/ recessed steel/ PVC conduit as required. | Mtrs. | 51 | 54 | Approved
The Soul, Rajarhat | MARKETING | Marketing Office | Int Electrical | WO/HR01/MKT01/22 | Pan Intercraft Pvt. Ltd. | 1 M MS Box | Supply, Installation and fixing of 1 M MS Box with cost of chisel cutting in brick ewall and making good of aii such damages with cement morter by supplying sand etc.( Cement will be issued free by client) | Nos. | 4 | 54 | Approved
The Soul, Rajarhat | MARKETING | Marketing Office | Int Electrical | WO/HR01/MKT01/22 | Pan Intercraft Pvt. Ltd. | Television socket with existing modular type switch board | Supply, installation, testing and commissioning of television socket with existing modular type switch board with all accessories, interconnection, mending good damages, painting etc. as required to be completed in all respect. (Connection with pre-laid television cables from JB) | Nos. | 4 | 93.6 | Approved
The Soul, Rajarhat | MARKETING | Marketing Office | Interior Works | WO/HR01/MKT01/23 | Pan Intercraft Pvt. Ltd. | 10 mm thick VITRIFIED TILES SIZE - 1200 X 600 | Providing and laying 10 mm thick VITRIFIED TILES SIZE - 1200 X 600 (as per selection ) of approved sample and shade over a base cement mortar of thickness 30-40mm in 1:4 laid to proper line and level with proper curing as per direction and joints filled with Kerakoll Fugalite Eco grout matched with tiles shade all complete as per direction of the Engineer In Charge/ Architect.(CODE-VT1) (Tiles to be provided by us). | Sq.Mtr. | 0 | 717.8 | Approved
The Soul, Rajarhat | MARKETING | Marketing Office | Interior Works | WO/HR01/MKT01/23 | Pan Intercraft Pvt. Ltd. | 10 mm thick VITRIFIED TILES for toilets SIZE - 600 X 600 | Providing and laying 10 mm thick VITRIFIED TILES for toilets SIZE - 600 X 600 (as per selection) of approved sample and shade over a base cement mortar of thickness 30-40mm in 1:4 laid to proper line and level with proper curing as per direction and joints filled with Kerakoll Fugalite Eco grout matched with tiles shade all complete as per direction of the Engineer In Charge/ Architect.(CODE-VT2) (Tile to be provided by us). | Sq.Mtr. | 0 | 717.8 | Approved
The Soul, Rajarhat | MARKETING | Marketing Office | Interior Works | WO/HR01/MKT01/23 | Pan Intercraft Pvt. Ltd. | 6mm wide transition profile | Providing and fixing 6mm wide transition profile between solid wooden flooring and vitrified tiles. | RMT | 0 | 130.95 | Approved
The Soul, Rajarhat | MARKETING | Marketing Office | Interior Works | WO/HR01/MKT01/23 | Pan Intercraft Pvt. Ltd. | 10mm thk. and 75 mm high VITRIFIED TILE | Providing & Fixing of 10mm thk. and 75 mm high VITRIFIED TILE skirting on wall fixed with stone adhesive, flushing with wall finish level, finished as per drawing and as directed by Architect or Engineer-incharge or Site Supervisor. (CODE: SKT 01) (Tiles to be provided by us). | RMT | 0 | 72.75 | Approved
The Soul, Rajarhat | MARKETING | Marketing Office | Interior Works | WO/HR01/MKT01/23 | Pan Intercraft Pvt. Ltd. | 10mm thk. and 75 mm high VITRIFIED TILE type 2 | Providing & Fixing of 10mm thk. and 75 mm high VITRIFIED TILE skirting on wall fixed with stone adhesive, flushing with wall finish level, finished as per drawing and as directed by Architect or Engineer-incharge or Site Supervisor. (CODE: SKT 02) (Tiles to be provided by us). | RMT | 0 | 72.75 | Approved
The Soul, Rajarhat | MARKETING | Marketing Office | Interior Works | WO/HR01/MKT01/23 | Pan Intercraft Pvt. Ltd. | bubble & POP covering 1' | Supply and fixing of bubble & POP covering 1'. | Sq.Ft. | 0 | 17.46 | Approved
The Soul, Rajarhat | MARKETING | Marketing Office | Interior Works | WO/HR01/MKT01/23 | Pan Intercraft Pvt. Ltd. | 12.5mm thick CALCIUM SILICATE BOARD | Providing and fixing horizontal suspended 12.5mm thick CALCIUM SILICATE BOARD flat ceiling as per design fixed with G.I. grid made at 18 mm x 18 mm 'L' section 24 gauge strap hinges not more than 750 mm centre to centre main 'C' channels of size 45x23 mm of 28g and applying two coats of primer with three coats acrylic emulsion paint of approved shade including scaffolding etc. with making all necessary coves , niches , cut-outs for lights etc complete as directed by the Architect or Engineer-in charge. (CODE-CSB). | Sq.Mtr. | 0 | 1552 | Approved
The Soul, Rajarhat | MARKETING | Marketing Office | Interior Works | WO/HR01/MKT01/23 | Pan Intercraft Pvt. Ltd. | 3mm thk. Veneer over 19mm thK. plywood | Providing and fixing 3mm thk. Veneer over 19mm thK. plywood structure supported on salwood section as per drawing and applying proper antitermite treatment two coats of primer of approved quality etc.veneer to be finished in paint for all light coves as per drawing upto the full satisfaction of Architect / Engineer-in-charge. including scaffolding etc.(Base cost of veener 280/- per Sq.Ft.). | RMT | 0 | 436.5 | Approved
The Soul, Rajarhat | MARKETING | Marketing Office | Interior Works | WO/HR01/MKT01/23 | Pan Intercraft Pvt. Ltd. | 3mm thk. Veneer over 19mm thK. plywood structure at trap doors and all necessary cutouts | Providing and fixing 3mm thk. Veneer over 19mm thK. plywood structure supported on salwood section as per drawing and applying proper antitermite treatment two coats of primer of approved quality etc.veneer to be finished in paint including preparation of surface as per direction and sand papering the intermediate coats including providing necessary putty work including provision for trap door and all necessary cutouts for lights etc. as per drawing upto the full satisfaction of Architect / Engineer-in-charge. including scaffolding etc.(CODE-PLYFC) (Base cost of veener Rs.280/- per Sq.Ft.). | Sq.Mtr. | 0 | 4171 | Approved
The Soul, Rajarhat | MARKETING | Marketing Office | Interior Works | WO/HR01/MKT01/23 | Pan Intercraft Pvt. Ltd. | 12mm wide POP molding | Providing and fixing 12mm wide POP molding on ceiling finished in paint as per detail dwg upto the full satisfaction of Architect / Engineer-in-charge. including scaffolding. | RMT | 0 | 97 | Approved
The Soul, Rajarhat | MARKETING | Marketing Office | Interior Works | WO/HR01/MKT01/23 | Pan Intercraft Pvt. Ltd. | ACRYLIC EMULSION PAINT on CALCIUM SILICATE BOARD | Providing and applying ACRYLIC EMULSION PAINT on CALCIUM SILICATE BOARD as per drawing and applying anti-termite treatment two coats of primer with matt finish duco paint of approved shade, quality etc. including preparation of surface as per direction and sand papering the intermediate coats including providing necessary putty work including provision for trap door and all necessary coves , niches , cut-outs for lights and hardware for trap door etc. as per drawing upto the full satisfaction of Architect / Engineer-in-charge. including scaffolding etc. | Sq.Mtr. | 0 | 271.6 | Approved
The Soul, Rajarhat | MARKETING | Marketing Office | Interior Works | WO/HR01/MKT01/23 | Pan Intercraft Pvt. Ltd. | TRUE CEILING | TRUE CEILING to be finished in two coats of primer and three coats of ACRYLIC EMULSION PAINT of approved shade and sample, over PUTTY base including preparation of surface as per direction. Sand papering to be done for the intermediate coats including necessary putty work. Work should be executed as per manufacturer's specifications to the full satisfaction of Architect / Engineer-in-charge.(CODE: TRUE CEILING) | Sq.Mtr. | 0 | 271.6 | Approved
The Soul, Rajarhat | MARKETING | Marketing Office | Interior Works | WO/HR01/MKT01/23 | Pan Intercraft Pvt. Ltd. | Putty on wall | Providing and applying putty on wall as per drawing and direction of EIC. | Sq.Ft. | 0 | 9.7 | Approved
The Soul, Rajarhat | MARKETING | Marketing Office | Interior Works | WO/HR01/MKT01/23 | Pan Intercraft Pvt. Ltd. | Acrylic emulsion paint | Providing and Applying two coats of primer with two coats of acrylic emulsion paint of approved shade, quality and manufacturer on wall including preparation of surface as per direction and sand papering the intermediate coats including providing necessary putty work. Work should be executed as per manufacturer's specifications upto the full satisfaction of Architect / Engineer-in-charge. (CODE-APF01) | Sq.Mtr. | 0 | 271.6 | Approved
The Soul, Rajarhat | MARKETING | Marketing Office | Interior Works | WO/HR01/MKT01/23 | Pan Intercraft Pvt. Ltd. | Acrylic emulsion paint type 2 | Providing and Applying two coats of primer with two coats of acrylic emulsion paint of approved shade, quality and manufacturer on wall including preparation of surface as per direction and sand papering the intermediate coats including providing necessary putty work. Work should be executed as per manufacturer's specifications upto the full satisfaction of Architect / Engineer-in-charge. (CODE-APF02) | Sq.Mtr. | 0 | 271.6 | Approved
The Soul, Rajarhat | MARKETING | Marketing Office | Interior Works | WO/HR01/MKT01/23 | Pan Intercraft Pvt. Ltd. | ACOUSTICAL FABRIC PANELING on wall | Providing and fixing ACOUSTICAL FABRIC PANELING on wall over wooden framework made with 50x50mm wooden section fixed over plastered wall. Work should be executed as per manufacturer's specifications upto the full satisfaction of Architect / Engineer-in-charge. (CODE-AP) (Fabric cost Rs.250/- per Sq.Ft.). | Sq.Mtr. | 0 | 2716 | Approved
The Soul, Rajarhat | MARKETING | Marketing Office | Interior Works | WO/HR01/MKT01/23 | Pan Intercraft Pvt. Ltd. | VENEER PANELING on wall | Providing and fixing VENEER PANELING on wall. 4mm thk. veneer to be pasted over 6mm plywood base fixed over wooden framework made from 50x50mm wooden section on plastered wall. Work should be executed as per manufacturer's specifications upto the full satisfaction of Architect / Engineer-in-charge. (CODE-VP) (Base cost of Veener Rs.280 per Sq.Ft.). | Sq.Mtr. | 0 | 7566 | Approved
The Soul, Rajarhat | MARKETING | Marketing Office | Interior Works | WO/HR01/MKT01/23 | Pan Intercraft Pvt. Ltd. | VENEER PANELING on wall till false ceiling | Providing and fixing VENEER PANELING on wall. 4mm thk. veneer to be pasted over 6mm plywood base fixed over wooden framework on plastered wall till false ceiling level. Work should be executed as per manufacturer's specifications upto the full satisfaction of Architect / Engineer-in-charge. (CODE-VP01) (Base cost of Veener Rs.280 per Sq.Ft.). | Sq.Mtr. | 0 | 7566 | Approved
The Soul, Rajarhat | MARKETING | Marketing Office | Interior Works | WO/HR01/MKT01/23 | Pan Intercraft Pvt. Ltd. | 1000mm wide discrete VENEER PANELS on wall | Providing and fixing 1000mm wide discrete VENEER PANELS on wall. 4mm thk. veneer to be pasted over 6mm plywood base fixed over wooden framework on plastered wall till false ceiling level. Work should be executed as per manufacturer's specifications upto the full satisfaction of Architect / Engineer-in-charge. (CODE-VPD01) (Base cost of Veneer Rs.280 per Sq.Ft.). | Sq.Mtr. | 0 | 7566 | Approved
The Soul, Rajarhat | MARKETING | Marketing Office | Interior Works | WO/HR01/MKT01/23 | Pan Intercraft Pvt. Ltd. | Providing and fixing of Wall Paper CODE-WP | Providing and fixing of Wall Paper of approved make and quality and manufacturer over Putty base on wall with primer base. Work should be executed as per manufacturer's specifications upto the full satisfaction of Architect / Engineer-in-charge.(CODE-WP) (Base cost of wallpaper Rs.120 Per Sq.Ft.). | Sq.Mtr. | 0 | 1794.5 | Approved
The Soul, Rajarhat | MARKETING | Marketing Office | Interior Works | WO/HR01/MKT01/23 | Pan Intercraft Pvt. Ltd. | Providing and fixing of Wall Paper CODE-WP01 | Providing and fixing of Wall Paper of approved make and quality and manufacturer over Putty base on wall with primer base. Work should be executed as per manufacturer's specifications upto the full satisfaction of Architect / Engineer-in-charge.(CODE-WP01) (Base cost of wallpaper Rs.120 Per Sq.Ft.). | Sq.Mtr. | 0 | 1794.5 | Approved
The Soul, Rajarhat | MARKETING | Marketing Office | Interior Works | WO/HR01/MKT01/23 | Pan Intercraft Pvt. Ltd. | Providing and fixing of Wall Paper CODE-WP02 | Providing and fixing of Wall Paper of approved make and quality and manufacturer over Putty base on wall with primer base. Work should be executed as per manufacturer's specifications upto the full satisfaction of Architect / Engineer-in-charge.(CODE-WP02) (Base cost of wallpaper Rs.120 Per Sq.Ft.). | Sq.Mtr. | 0 | 1794.5 | Approved
The Soul, Rajarhat | MARKETING | Marketing Office | Interior Works | WO/HR01/MKT01/23 | Pan Intercraft Pvt. Ltd. | Providing and fixing of Wall Paper CODE-WP03 | Providing and fixing of Wall Paper of approved make and quality and manufacturer over Putty base on wall with primer base. Work should be executed as per manufacturer's specifications upto the full satisfaction of Architect / Engineer-in-charge.(CODE-WP03) (Base cost of wallpaper Rs.120 Per Sq.Ft.). | Sq.Mtr. | 0 | 1794.5 | Approved
The Soul, Rajarhat | MARKETING | Marketing Office | Interior Works | WO/HR01/MKT01/23 | Pan Intercraft Pvt. Ltd. | 10 mm thick VITRIFIED TILES SIZE - 600 X 600 | Providing and fixing of 10 mm thick VITRIFIED TILES SIZE - 600 X 600 on wall of approved sample and shade, up to false ceiling from finish floor lvl.on necessary base mortar in cement mortar 1: 4 in proper line and level all complete as per direction of the Engineer In Charge/ Architect. (CODE-VT01) (Tiles to be supplied by us). | Sq.Mtr. | 0 | 717.8 | Approved
The Soul, Rajarhat | MARKETING | Marketing Office | Interior Works | WO/HR01/MKT01/23 | Pan Intercraft Pvt. Ltd. | 100mm thick full height (upto false ceiling level) Acoustical Dry partition of Gypsteel ULTRA | Providing and making 100mm thick full height (upto false ceiling level) Acoustical Dry partition of Gypsteel ULTRA which includes Single layer of tapered edge 13mm thick Gyproc Duraline is screw fixed with Gyproc Drywall Screws of 25mm at minimum spacing of 300mm at centre and 150mm at periphery of wall to either side of 48mm Gypsteel ULTRA C stud placed at 610mm centre to centre in 50mm Gypsteel ULTRA floor and ceiling channel, which is anchored to the floor & true ceiling using HILTI HLC 8X40/HILTI X-GN20MX anchor fasteners at 600mm c/c in centre line. B39. A Gypsteel ULTRA noggin channel of 48mm width has to be provided at the horizontal joints of the two boards screw fixed to the studs using Gyproc Metal to Metal flat head screws. 25mm Glasswool slab of density 20kg/cum shall be placed in metal framework. Glasswool holding clip should be used to hold Glasswool slab in its position. The boards are to be fixed vertically to the framework with joints staggered to avoid leakage through joints. 25x25x0.5mm Gyproc angle bead should be used at all L-Junctions of partition. Finally square and tapered edges of the boards are to be jointed and finished so as to have a flush look which includes filling and finishing with Gyproc Pro-Fill Jointing compound, Gyproc Joint Paper tape or fiber tape. The junction of the partition with masonry & all penetration through the partition has to be treated with Hilti/Pyroplex fire and acoustic sealant including all complete as per direction of the Engineer In Charge / Architect | Sq.Mtr. | 0 | 213.4 | Approved
The Soul, Rajarhat | MARKETING | Marketing Office | Interior Works | WO/HR01/MKT01/23 | Pan Intercraft Pvt. Ltd. | Providing and fixing 12mm thk. Toughened glass full height partition | Providing and fixing 12mm thk. Toughened glass full height partition as per detail dwg. Finish with all necessary hardware ,fittings etc including all complete as per direction of the Engineer In Charge / Architect | Sq.Mtr. | 0 | 6305 | Approved
The Soul, Rajarhat | MARKETING | Marketing Office | Interior Works | WO/HR01/MKT01/23 | Pan Intercraft Pvt. Ltd. | Providing and fixing of 12 mm thick clear toughened glass single leaf door | Providing and fixing of 12 mm thick clear toughened glass single leaf door. Glass to be fixed with patch fittings, floor spring D-type handle, lock , etc door to have door seal etc all complete as per drawing and to the full satisfaction of the architect/Engineer in charge. (REFER DOOR DETAIL SHEET) (SIZE: 900 X2650 - Code : GD1) | Nos. | 0 | 31525 | Approved
The Soul, Rajarhat | MARKETING | Marketing Office | Interior Works | WO/HR01/MKT01/23 | Pan Intercraft Pvt. Ltd. | Providing and supplying of 35mm thk. solid core Flush door | Providing and supplying of 35mm thk. solid core Flush door, one side finished in veneer and other side finished with 1mm thk. Laminate as per approved shade and sample. The door hardware to include floor spring, lock, door handle with all necessary fittings etc complete as per drawing with satisfaction of Architect/Engineer in charge.(REFER DOOR DETAIL SHEET) Code : D3 (size: 750 x 2650mm) | Nos. | 0 | 40182.25 | Approved
The Soul, Rajarhat | MARKETING | Marketing Office | Interior Works | WO/HR01/MKT01/23 | Pan Intercraft Pvt. Ltd. | Providing and supplying of 35mm thk. solid core Flush door, finished in 4mm thk. veneer on both side | Providing and supplying of 35mm thk. solid core Flush door, finished in 4mm thk. veneer on both sides as per approved shade and sample. The door hardware to include floor spring, lock, door handle with all necessary fittings etc complete as per drawing with satisfaction of Architect/Engineer in charge. (REFER DOOR DETAIL SHEET) Code : D4(size: 900 x 2650mm) | Nos. | 0 | 48015 | Approved
The Soul, Rajarhat | MARKETING | Marketing Office | Interior Works | WO/HR01/MKT01/23 | Pan Intercraft Pvt. Ltd. | Providing and supplying of 35mm thk. solid sliding door, finished in 4mm thk. veneer on both sides | Providing and supplying of 35mm thk. solid sliding door, finished in 4mm thk. veneer on both sides as per approved shade and sample. The door hardware to include sliding channel, door handle with all necessary fittings etc complete as per drawing with satisfaction of Architect/Engineer in charge. (REFER DOOR DETAIL SHEET) Code : SD2(size: 1000 x 2650mm) | Nos. | 0 | 56027.2 | Approved
The Soul, Rajarhat | MARKETING | Marketing Office | Interior Works | WO/HR01/MKT01/23 | Pan Intercraft Pvt. Ltd. | Providing and supplying of 35mm thk. solid core Flush door, both side finished with 3mm thk. veneer | Providing and supplying of 35mm thk. solid core Flush door, both side finished with 3mm thk. veneer as per approved shade and sample. The door supported on 75mmx65mm wood door frame and wooden architrave finished with paint. butt hinge, door handle with all necessary hardware & fittings etc complete as per drawing with satisfaction of Architect/Engineer in charge. (REFER DOOR DETAIL SHEET) Code : D5 (size: 900 x 2600mm) (Frame to be provided by us). | Nos. | 0 | 47038.21 | Approved
The Soul, Rajarhat | MARKETING | Marketing Office | Interior Works | WO/HR01/MKT01/23 | Pan Intercraft Pvt. Ltd. | Providing and supplying of 35mm thk. solid core Flush door: size: 700 x 2600mm | Providing and supplying of 35mm thk. solid core Flush door, both side finished with 3mm thk. veneer as per approved shade and sample. The door supported on 75mmx65mm wood door frame and wooden architrave finished with paint. butt hinge, door handle with all necessary hardware & fittings etc complete as per drawing with satisfaction of Architect/Engineer in charge. (REFER DOOR DETAIL SHEET) Code : D6 (size: 700 x 2600mm) | Nos. | 0 | 36579.67 | Approved
The Soul, Rajarhat | MARKETING | Marketing Office | Interior Works | WO/HR01/MKT01/23 | Pan Intercraft Pvt. Ltd. | Providing and supplying of 35mm thk. solid core Flush door: size: 750 x 2600mm | Providing and supplying of 35mm thk. solid core Flush door, both side finished with 3mm thk. veneer as per approved shade and sample. The door supported on 75mmx65mm wood door frame and wooden architrave finished with paint. butt hinge, door handle with all necessary hardware & fittings etc complete as per drawing with satisfaction of Architect/Engineer in charge. (REFER DOOR DETAIL SHEET) Code : D7 (size: 750 x 2600mm) | Nos. | 0 | 39198.67 | Approved
The Soul, Rajarhat | MARKETING | Marketing Office | Interior Works | WO/HR01/MKT01/23 | Pan Intercraft Pvt. Ltd. | WATER PROOFING | WATER PROOFING : The toilet base slab shall first be cleaned of all dirt laitance ,etc. Over the cleaned surface first the Gola of 20 mm thick (Corner chamfering) should be applied on floor and wall upto 900mm and till the slab level on the diverter wall with acrylic base polymer compound of approved make . After the Gola is prepared a layer of cementitious compound with Polymeric Compound shall be followed by another Cementitious Coat in ratio of Polymer : Cement :Sand 1:2:2 should be applied on floor and continued on wall as per the specific height. The surface shall be cured for two weeks and checked for water tightness before being filled up. water proofing on bare slab to be done in the same manner. | Sq.Mtr. | 0 | 679 | Approved
The Soul, Rajarhat | MARKETING | Marketing Office | Interior Works | WO/HR01/MKT01/23 | Pan Intercraft Pvt. Ltd. | Providing and fixing of 18mm thick ENGINEERED WOODEN flooring | Providing and fixing of 18mm thick ENGINEERED WOODEN flooring of approved shade and fixed on Kini foam over IPS base with tongue groove joint, laid in proper line and level all complete as per drawing and as directed by Architect or Engineer in charge or Site Supervisor. (CODE-WF) (Base price : Rs.585/-). | Sq.Mtr. | 0 | 0 | Approved
The Soul, Rajarhat | MARKETING | Marketing Office | Interior Works | WO/HR01/MKT01/23 | Pan Intercraft Pvt. Ltd. | Providing and fixing TILE CARPET | Providing and fixing TILE CARPET(CODE-CP) (Base price : Rs.137 /-). as per drawing and instruction of EIC. | Sq.Mtr. | 0 | 0 | Approved
The Soul, Rajarhat | MARKETING | Marketing Office | Interior Works | WO/HR01/MKT01/23 | Pan Intercraft Pvt. Ltd. | Providing and fixing of Teakwood PLANKS | Providing and fixing of Teakwood PLANKS of approved shade and fixed on deck over ms framework by adhesive laid in proper line and level all complete as per drawing and as directed by Architect or Engineer in charge or Site Supervisor. (CODE-WPC) (Malaysian Teak) (Base price Rs.585/-). | Sq.Mtr. | 0 | 0 | Approved
The Soul, Rajarhat | MARKETING | Marketing Office | Interior Works | WO/HR01/MKT01/23 | Pan Intercraft Pvt. Ltd. | Providing and fixing of 18mm thick SOLID WOOD | Providing and fixing of 18mm thick SOLID WOOD of approved shade on staircase tread and riser over IPS base laid in proper line and level all complete as per drawing and as directed by Architect or Engineer in charge or Site Supervisor. (CODE-SW) (Base Price Rs.585/-). | Sq.Mtr. | 0 | 6887 | Approved
The Soul, Rajarhat | MARKETING | Marketing Office | Interior Works | WO/HR01/MKT01/23 | Pan Intercraft Pvt. Ltd. | Providing and Fixing of 75mm high WOODEN SKIRTING | Providing and Fixing of 75mm high WOODEN SKIRTING in polish finish of approved shade as per sample and all complete as per drawing & direction of the Architect/Client. (CODE: SKT 03) | RMT | 0 | 0 | Approved
The Soul, Rajarhat | MARKETING | Marketing Office | Interior Works | WO/HR01/MKT01/23 | Pan Intercraft Pvt. Ltd. | Providing and fixing of 12 mm thick clear toughened glass double leaf sliding door | Providing and fixing of 12 mm thick clear toughened glass double leaf sliding door. Glass to be fixed with sliding fitting, D-type handle, lock , etc door to have door seal etc all complete as per drawing and to the full satisfaction of the architect/Engineer in charge. (REFER DOOR DETAIL SHEET) (SIZE: 1800X2650 - Code : SD1) | Nos. | 0 | 0 | Approved
The Soul, Rajarhat | MARKETING | Marketing Office | Interior Works | WO/HR01/MKT01/23 | Pan Intercraft Pvt. Ltd. | Providing and supplying of blinds Finished with all necessary hardwire & fittings | Providing and supplying of blinds Finished with all necessary hardwire & fittings etc complete as per drawing with satisfaction of Architect/Engineer in charge. | RMT | 0 | 2425 | Approved
The Soul, Rajarhat | MARKETING | Marketing Office | Interior Works |  |  | Artworks | Fixing in position of Artworks complete as per drawing. Refer to detail drawing & specification schedule. Artworks will be supplied by Client. | Nos. |  |  | Approved
The Soul, Rajarhat | MARKETING | Marketing Office | Interior Works |  |  | Erection of Signages | Erection of Signages | Nos. |  |  | Approved
The Soul, Rajarhat | MARKETING | Marketing Office | Internal Plumbing Works | WO/HR01/MKT01/24 | Pan Intercraft Pvt. Ltd. | Depth upto 1.5 Meter from existing ground level; For External drainage area. | Excavation in trenches for pipes and chambers upto required level in all soils other than soft and hard rock for the following depths from ground levels including providing proper and adequate shoring, strutting, dewatering, refilling the trenches with selected excavated earth in layers not exceeding 150mm thick, watering consolidating and disposing off surplus materials within the site, all complete as per specifications and directions of the Engineer-in-charge. Depth upto 1.5 Meter from existing ground level; For External drainage area. | Cum. | 10 | 113 | Approved
The Soul, Rajarhat | MARKETING | Marketing Office | Internal Plumbing Works | WO/HR01/MKT01/24 | Pan Intercraft Pvt. Ltd. | Construction of best quality approved make stoneware gully trap 150 x 100mm with D.I. Grating | Construction of best quality approved make stoneware gully trap 150 x 100mm with D.I. Grating including embedding trap in cement concrete 1:4:8 and constructing chamber of size 300 x 300mm x 300mm deep inside clear in brick masonry 230mm thick in cement mortar 1:3, 12mm thick water proof cement plaster in cement mortar 1:3, inside finished with floating coat of neat cement and rough finished outside, providing and fixing D.I. frame and hinged cover 300mm (clear opening) weighting not less than 8.0 Kgs. (Grade - A-15) painting with three coats of anti-corrosive black bituminastic paint, all complete as per specifications of the Engineer-in-charge. (Excluding Excavation). | Nos. | 0 | 7220 | Approved
The Soul, Rajarhat | MARKETING | Marketing Office | Internal Plumbing Works | WO/HR01/MKT01/24 | Pan Intercraft Pvt. Ltd. | Grade A- 15 (Weight - 50 Kg) | Construction of intercepting chambers of internal dimension of 900 x 450mm up to 1000 depth in 230mm thick brick masonry in 1:3 cement mortar, 150mm thick foundation in 1:3:6 cement concrete, 20mm thick waterproof cement plastering in 1:3 to both internal and external surface finished with floating coat of neat cement, D.I. rectangular type manhole cover and frame totally weighing not less than indicated below fixed over 100mm thick RCC coping in 1:2:4 cement concrete with 10mm dia. HYSD bars at 100mm center to center both ways, curing, complete to specifications and directions of the Engineer-in-charge. (Excluding Excavation) Grade A- 15 (Weight - 50 Kg) | Nos. | 0 | 8123 | Approved
The Soul, Rajarhat | MARKETING | Marketing Office | Internal Plumbing Works | WO/HR01/MKT01/24 | Pan Intercraft Pvt. Ltd. | Grade C- 250 (Weight 125 Kg.) | Construction of intercepting chambers of internal dimension of 900 x 450mm up to 1000 depth in 230mm thick brick masonry in 1:3 cement mortar, 150mm thick foundation in 1:3:6 cement concrete, 20mm thick waterproof cement plastering in 1:3 to both internal and external surface finished with floating coat of neat cement, D.I. rectangular type manhole cover and frame totally weighing not less than indicated below fixed over 100mm thick RCC coping in 1:2:4 cement concrete with 10mm dia. HYSD bars at 100mm center to center both ways, curing, complete to specifications and directions of the Engineer-in-charge. (Excluding Excavation) Grade C- 250 (Weight 125 Kg.) | Nos. | 0 | 0 | Approved
The Soul, Rajarhat | MARKETING | Marketing Office | Internal Plumbing Works | WO/HR01/MKT01/24 | Pan Intercraft Pvt. Ltd. | Providing, lowering and laying of 160mm diameters under ground piping of UPVC Astral Foam Core SN-4 | Providing, lowering and laying of 160mm diameters under ground piping of UPVC Astral Foam Core SN-4 in trenches for all depths and lengths to correct grades levels and alignment including jointing with click rings including , testing and making good the leakage if any etc. as per directions of the Engineer-in-charge. | RMT | 0 | 496 | Approved
The Soul, Rajarhat | MARKETING | Marketing Office | Internal Plumbing Works | WO/HR01/MKT01/24 | Pan Intercraft Pvt. Ltd. | Providing, lowering and laying of 110mm diameters under ground piping of UPVC Astral Foam Core SN-4 | Providing, lowering and laying of 110mm diameters under ground piping of UPVC Astral Foam Core SN-4 in trenches for all depths and lengths to correct grades levels and alignment including jointing with click rings including , testing and making good the leakage if any etc. as per directions of the Engineer-in-charge. | RMT | 30 | 406 | Approved
The Soul, Rajarhat | MARKETING | Marketing Office | Internal Plumbing Works | WO/HR01/MKT01/24 | Pan Intercraft Pvt. Ltd. | Providing and laying 1:3:6 cement concrete for bedding, pipe supports and encasing the pipes | Providing and laying 1:3:6 cement concrete for bedding, pipe supports and encasing the pipes, including necessary form work, compaction, curing de-watering, etc. All complete as per specifications and directions of the Engineer-in-charge. | Cum. | 0 | 77 | Approved
The Soul, Rajarhat | MARKETING | Marketing Office | Internal Plumbing Works | WO/HR01/MKT01/24 | Pan Intercraft Pvt. Ltd. | 80mm dia. UPVC | Providing and fixing vent provision for 1st chamber & sewer trap chamber upto terrace level. 80mm dia. UPVC | RMT | 0 | 203 | Approved
The Soul, Rajarhat | MARKETING | Marketing Office | Internal Plumbing Works | WO/HR01/MKT01/24 | Pan Intercraft Pvt. Ltd. | Labour charges for fixing approved white vitreous china European water closet | Labour charges for fixing approved white vitreous china European water closet comprising of the following for complete installation. 1) European water closet off white wall hung with chair bracket with 'P/S' trap type (1 No.) 2) 6 Liters concealed type PVC flush Cistern with push button plate, flush pipe & bend all complete (1 No.) (Veiga Make) 3) 15mm dia. CP heavy approved quality heath faucet with wall flanges (1 No.) 4) 15mm dia. CP heavy angle stop cock with wall flanges (1 No.) 5) Off white heavy approved quality commode seat and cover with CP brass hinges, rubber bushes. (1 No.) Making necessary inlet and outlet connection all complete. | Nos. | 4 | 1625 | Approved
The Soul, Rajarhat | MARKETING | Marketing Office | Internal Plumbing Works | WO/HR01/MKT01/24 | Pan Intercraft Pvt. Ltd. | Labour charges for fixing white vitreous china wash basins | Labour charges for fixing white vitreous china wash basins comprising of the following for complete installation. 1) Oval shape counter hung white colour wash basin (1 No.) Size 570mm x 425mm. 2) 32mm dia. CP waste coupling (1 No.) 3) 32mm dia. CP bottle trap with extension piece, CP wall flange complete (1 Set) 4) 15mm dia. CP heavy angle stop cock with wall flanges (1 No.) 5) 15mm dia. CP heavy inlet connection pipe. (1 No.) 6) 15mm dia. CP pillar tap heavy approved quality (1 No.) Making necessary inlet/outlet connection all complete. | Nos. | 4 | 1354 | Approved
The Soul, Rajarhat | MARKETING | Marketing Office | Internal Plumbing Works | WO/HR01/MKT01/24 | Pan Intercraft Pvt. Ltd. | Labour charges for fixing stainless steel sink of size 450 x 450 x 152mm (19 gauge) single bowl | Labour charges for fixing stainless steel sink of size 450 x 450 x 152mm (19 gauge) single bowl without drain board of Nirali make or equivalent including 40mm dia. Waste coupling, CP bottle trap, waste flexible pipe upto nahani trap and making inlet/outlet connections all complete as per specifications and directions of the Engineer-in-charge. | Nos. | 1 | 1354 | Approved
The Soul, Rajarhat | MARKETING | Marketing Office | Internal Plumbing Works | WO/HR01/MKT01/24 | Pan Intercraft Pvt. Ltd. | Labour charges for fixing 15mm dia. approved quality CP sink cocks | Labour charges for fixing 15mm dia. approved quality CP sink cocks (wall mounted Swivel type swan neck) including fixing the same with CP wall flanges, angle stop cock all complete. | Nos. | 1 | 767 | Approved
The Soul, Rajarhat | MARKETING | Marketing Office | Internal Plumbing Works | WO/HR01/MKT01/24 | Pan Intercraft Pvt. Ltd. | Labour charges for white vitreous china large flat back wall hung urinals | Labour charges for white vitreous china large flat back wall hung urinals including fixing the same in C.I. brackets, C.P. spreader, C.P. dome shaped waste coupling, CP bottle trap with extension pipe, C.P. wall flanges, CP flush valve, C.P. flush pipe, making inlet and outlet connections all complete as per specifications and directions of the Engineer-in-charge. | Nos. | 0 | 1083 | Approved
The Soul, Rajarhat | MARKETING | Marketing Office | Internal Plumbing Works | WO/HR01/MKT01/24 | Pan Intercraft Pvt. Ltd. | Labour charges for white vitreous china urinal divisional plates of size 600mm x 300mm | Labour charges for white vitreous china urinal divisional plates of size 600mm x 300mm including fixing the same with necessary CP Brass screws, all complete as per specification and directions of the Engineer-in-charge. | Nos. | 0 | 903 | Approved
The Soul, Rajarhat | MARKETING | Marketing Office | Internal Plumbing Works | WO/HR01/MKT01/24 | Pan Intercraft Pvt. Ltd. | Labour charges for fixing instant geyser (3 KW Rating) | Labour charges for fixing instant geyser (3 KW Rating) with angle stop cock, CP connector, PRV, NRV all complete. (for Pantry) | Nos. | 0 | 1083 | Approved
The Soul, Rajarhat | MARKETING | Marketing Office | Internal Plumbing Works | WO/HR01/MKT01/24 | Pan Intercraft Pvt. Ltd. | Labour charges for fixing Aquaguard unit | Labour charges for fixing Aquaguard unit with all inlet/outlet with connections all complete. | Nos. | 0 | 903 | Approved
The Soul, Rajarhat | MARKETING | Marketing Office | Internal Plumbing Works | WO/HR01/MKT01/24 | Pan Intercraft Pvt. Ltd. | Labour charges for fixing best quality Indian Mirror with asbestos sheets | Labour charges for fixing best quality Indian Mirror with asbestos sheets backing and C.P. dome shaped screws (600 x 450mm) | Nos. | 0 | 406 | Approved
The Soul, Rajarhat | MARKETING | Marketing Office | Internal Plumbing Works | WO/HR01/MKT01/24 | Pan Intercraft Pvt. Ltd. | Labour charges for C.P. open type toilet paper holder recessed type 200 x 150mm | Labour charges for C.P. open type toilet paper holder recessed type 200 x 150mm, including fixing the same with C.P. screws complete. | Nos. | 4 | 226 | Approved
The Soul, Rajarhat | MARKETING | Marketing Office | Internal Plumbing Works | WO/HR01/MKT01/24 | Pan Intercraft Pvt. Ltd. | Labour charges for fixing robe hooks | Labour charges for fixing robe hooks (double) including fixing the same with CP screws complete. | Nos. | 0 | 45 | Approved
The Soul, Rajarhat | MARKETING | Marketing Office | Internal Plumbing Works | WO/HR01/MKT01/24 | Pan Intercraft Pvt. Ltd. | Labour charges for fixing soap dispenser with sensor type | Labour charges for fixing soap dispenser with sensor type including making the necessary complete as directed | Nos. | 3 | 135 | Approved
The Soul, Rajarhat | MARKETING | Marketing Office | Internal Plumbing Works | WO/HR01/MKT01/24 | Pan Intercraft Pvt. Ltd. | Providing and Fixing heavy class UPVC: 50mm dia. (Borewell Inlet) | Providing and Fixing heavy class UPVC ASTRAL AQUARIS BRAND PIPES SCH-40 with solvent cement joints including cutting the pipes to correct length providing and fixing with special PVC clamps, chasing in walls/floors, making good the same, testing, including providing an fixing with all types of UPVC fittings all complete. (Rate must be inclusive of fittings) (in the Vertical Plumbing Ducts) 50mm dia. (Borewell Inlet) | RMT | 0 | 257 | Approved
The Soul, Rajarhat | MARKETING | Marketing Office | Internal Plumbing Works | WO/HR01/MKT01/24 | Pan Intercraft Pvt. Ltd. | Providing and Fixing heavy class UPVC: 40mm dia. (Municipal Inlet) | Providing and Fixing heavy class UPVC ASTRAL AQUARIS BRAND PIPES SCH-40 with solvent cement joints including cutting the pipes to correct length providing and fixing with special PVC clamps, chasing in walls/floors, making good the same, testing, including providing an fixing with all types of UPVC fittings all complete. (Rate must be inclusive of fittings) (in the Vertical Plumbing Ducts) 40mm dia. (Municipal Inlet) | RMT | 0 | 226 | Approved
The Soul, Rajarhat | MARKETING | Marketing Office | Internal Plumbing Works | WO/HR01/MKT01/24 | Pan Intercraft Pvt. Ltd. | Providing and Fixing heavy class UPVC: 40mm dia. (Over Head Feed Line) | Providing and Fixing heavy class UPVC ASTRAL AQUARIS BRAND PIPES SCH-40 with solvent cement joints including cutting the pipes to correct length providing and fixing with special PVC clamps, chasing in walls/floors, making good the same, testing, including providing an fixing with all types of UPVC fittings all complete. (Rate must be inclusive of fittings) (in the Vertical Plumbing Ducts) 40mm dia. (Over Head Feed Line) | RMT | 0 | 217 | Approved
The Soul, Rajarhat | MARKETING | Marketing Office | Internal Plumbing Works | WO/HR01/MKT01/24 | Pan Intercraft Pvt. Ltd. | Providing and Fixing heavy class UPVC: 40mm dia. | Providing and Fixing heavy class UPVC ASTRAL AQUARIS BRAND PIPES SCH-40 with solvent cement joints including cutting the pipes to correct length providing and fixing with special PVC clamps, chasing in walls/floors, making good the same, testing, including providing an fixing with all types of UPVC fittings all complete. (Rate must be inclusive of fittings) (in the Vertical Plumbing Ducts) 40mm dia. | RMT | 0 | 208 | Approved
The Soul, Rajarhat | MARKETING | Marketing Office | Internal Plumbing Works | WO/HR01/MKT01/24 | Pan Intercraft Pvt. Ltd. | Providing and Fixing heavy class UPVC: 32mm dia. | Providing and Fixing heavy class UPVC ASTRAL AQUARIS BRAND PIPES SCH-40 with solvent cement joints including cutting the pipes to correct length providing and fixing with special PVC clamps, chasing in walls/floors, making good the same, testing, including providing an fixing with all types of UPVC fittings all complete. (Rate must be inclusive of fittings) (in the Vertical Plumbing Ducts) 32mm dia. | RMT | 0 | 162 | Approved
The Soul, Rajarhat | MARKETING | Marketing Office | Internal Plumbing Works | WO/HR01/MKT01/24 | Pan Intercraft Pvt. Ltd. | Providing and Fixing heavy class CPVC: 25mm dia. | Providing and Fixing heavy class CPVC ASTRAL FLOW GUARD pipes SDR -11 with solvent cement joints including cutting the pipes to correct length testing, including providing an fixing with all types of CPVC fittings all complete. (Rate must be inclusive of fittings) (For Hot & Cold Concealed Water Piping) 25mm dia. | RMT | 0 | 217 | Approved
The Soul, Rajarhat | MARKETING | Marketing Office | Internal Plumbing Works | WO/HR01/MKT01/24 | Pan Intercraft Pvt. Ltd. | Providing and Fixing heavy class CPVC: 20mm dia. | Providing and Fixing heavy class CPVC ASTRAL FLOW GUARD pipes SDR -11 with solvent cement joints including cutting the pipes to correct length testing, including providing an fixing with all types of CPVC fittings all complete. (Rate must be inclusive of fittings) (For Hot & Cold Concealed Water Piping) 20mm dia. | RMT | 0 | 208 | Approved
The Soul, Rajarhat | MARKETING | Marketing Office | Internal Plumbing Works | WO/HR01/MKT01/24 | Pan Intercraft Pvt. Ltd. | Providing and Fixing heavy class CPVC: 15mm dia. | Providing and Fixing heavy class CPVC ASTRAL FLOW GUARD pipes SDR -11 with solvent cement joints including cutting the pipes to correct length testing, including providing an fixing with all types of CPVC fittings all complete. (Rate must be inclusive of fittings) (For Hot & Cold Concealed Water Piping) 15mm dia. | RMT | 0 | 190 | Approved
The Soul, Rajarhat | MARKETING | Marketing Office | Internal Plumbing Works | WO/HR01/MKT01/24 | Pan Intercraft Pvt. Ltd. | Providing and fixing Brass: 40mm dia | Providing and fixing Brass heavy approved make ball valves screwed type of the following diameters (16 Kg/cm2) 40mm dia | Nos. | 0 | 677 | Approved
The Soul, Rajarhat | MARKETING | Marketing Office | Internal Plumbing Works | WO/HR01/MKT01/24 | Pan Intercraft Pvt. Ltd. | Providing and fixing Brass: 32mm dia | Providing and fixing Brass heavy approved make ball valves screwed type of the following diameters (16 Kg/cm2) 32mm dia. | Nos. | 1 | 587 | Approved
The Soul, Rajarhat | MARKETING | Marketing Office | Internal Plumbing Works | WO/HR01/MKT01/24 | Pan Intercraft Pvt. Ltd. | Providing and fixing Brass: 25mm dia | Providing and fixing Brass heavy approved make ball valves screwed type of the following diameters (16 Kg/cm2) 25mm dia. | Nos. | 2 | 316 | Approved
The Soul, Rajarhat | MARKETING | Marketing Office | Internal Plumbing Works | WO/HR01/MKT01/24 | Pan Intercraft Pvt. Ltd. | Providing and fixing Brass: 20mm dia | Providing and fixing Brass heavy approved make ball valves screwed type of the following diameters (16 Kg/cm2) 20mm dia | Nos. | 1 | 293 | Approved
The Soul, Rajarhat | MARKETING | Marketing Office | Internal Plumbing Works | WO/HR01/MKT01/24 | Pan Intercraft Pvt. Ltd. | Providing and fixing Brass: 15mm dia | Providing and fixing Brass heavy approved make ball valves screwed type of the following diameters (16 Kg/cm2) 15mm dia | Nos. | 0 | 271 | Approved
The Soul, Rajarhat | MARKETING | Marketing Office | Internal Plumbing Works | WO/HR01/MKT01/24 | Pan Intercraft Pvt. Ltd. | Providing and fixing ball cock: 40mm dia. | Providing and fixing ball cock heavy duty with copper float all complete. 40mm dia. | Nos. | 0 | 677 | Approved
The Soul, Rajarhat | MARKETING | Marketing Office | Internal Plumbing Works | WO/HR01/MKT01/24 | Pan Intercraft Pvt. Ltd. | Providing and fixing brass screwed/flanged type mosquito proof grating: 65mm dia. | Providing and fixing brass screwed/flanged type mosquito proof grating for under ground suction tank, over flow and vent of the following diameters. 65mm dia. | Nos. | 0 | 316 | Approved
The Soul, Rajarhat | MARKETING | Marketing Office | Internal Plumbing Works | WO/HR01/MKT01/24 | Pan Intercraft Pvt. Ltd. | Providing and fixing brass screwed/flanged type mosquito proof grating 20mm dia. | Providing and fixing brass screwed/flanged type mosquito proof grating for under ground suction tank, over flow and vent of the following diameters. 20mm dia. | Nos. | 0 | 293 | Approved
The Soul, Rajarhat | MARKETING | Marketing Office | Internal Plumbing Works | WO/HR01/MKT01/24 | Pan Intercraft Pvt. Ltd. | Providing and fixing C.I. Strainer 'Y' type: 40mm dia. | Providing and fixing C.I. Strainer 'Y' type with matching screwed type flanges. 40mm dia. | Nos. | 0 | 677 | Approved
The Soul, Rajarhat | MARKETING | Marketing Office | Internal Plumbing Works | WO/HR01/MKT01/24 | Pan Intercraft Pvt. Ltd. | Providing and fixing G.M. heavy non-return valve: 40mm dia. | Providing and fixing G.M. heavy non-return valve screwed type.(20 Kgs/cm2) 40mm dia. | Nos. | 0 | 632 | Approved
The Soul, Rajarhat | MARKETING | Marketing Office | Internal Plumbing Works | WO/HR01/MKT01/24 | Pan Intercraft Pvt. Ltd. | Providing and fixing Cast Iron water tank covers: 600mm dia. (Double seal type heavy duty 75 kg) | Providing and fixing Cast Iron water tank covers with lock and patti arrangement frame including fixing the same complete as per detailed drawings 600mm dia. (Double seal type heavy duty 75 kg) | Nos. | 0 | 2256 | Approved
The Soul, Rajarhat | MARKETING | Marketing Office | Internal Plumbing Works | WO/HR01/MKT01/24 | Pan Intercraft Pvt. Ltd. | Providing and fixing Cast Iron water tank covers: 600mm dia. (21 Kg weight Over Head Tank) | Providing and fixing Cast Iron water tank covers with lock and patti arrangement frame including fixing the same complete as per detailed drawings 600mm dia. (21 Kg weight Over Head Tank) | Nos. | 0 | 1895 | Approved
The Soul, Rajarhat | MARKETING | Marketing Office | Internal Plumbing Works | WO/HR01/MKT01/24 | Pan Intercraft Pvt. Ltd. | Providing and fixing Capstan make water meter: 40mm dia. Chamber size: 1200 x 600 x 600mm | Providing and fixing Capstan make water meter including providing and fixing matching Control Valve, strainer, non-return valve, complete including constructing suitable brick masonry chamber 230mm thick 1:3 cement mortar with plaster inside, outside in cement mortar 1:3 to house water meter, strainer and valves and provide 125 Kgs. cast iron frame and cover for the chamber, with locking arrangement all complete as per direction of the Engineer-in-charge. (Excluding Excavation): 40mm dia. Chamber size: 1200 x 600 x 600mm | Nos. | 0 | 6769 | Approved
The Soul, Rajarhat | MARKETING | Marketing Office | Internal Plumbing Works | WO/HR01/MKT01/24 | Pan Intercraft Pvt. Ltd. | Providing and fixing 20mm dia. Automatic (RB) air release valve | Providing and fixing 20mm dia. Automatic (RB) air release valve including providing and fixing cut off & drain valve, making necessary inlet/outlet connection and fixing with M.S. Brackets complete. | Nos. | 0 | 6318 | Approved
The Soul, Rajarhat | MARKETING | Marketing Office | Internal Plumbing Works | WO/HR01/MKT01/24 | Pan Intercraft Pvt. Ltd. | Depth upto 1.5 Meter from existing ground level; For Water supply pipes and fittings (Ext & Int) | Excavation in trenches for pipes and chambers upto required level in all soils other than soft and hard rock for the following depths from ground levels including providing proper and adequate shoring, strutting, dewatering, refilling the trenches with selected excavated earth in layers not exceeding 150mm thick, watering consolidating and disposing off surplus materials within the site, all complete as per specifications and directions of the Engineer-in-charge. Depth upto 1.5 Meter from existing ground level; For Water supply pipes and fittings (External & Internal). | Cum. | 0 | 86 | Approved
The Soul, Rajarhat | MARKETING | Marketing Office | Internal Plumbing Works | WO/HR01/MKT01/24 | Pan Intercraft Pvt. Ltd. | For Soil, waste, vent, anti-syphonage and internal drainage pipes & fittings Excavation | Excavation in trenches for pipes and chambers upto required level in all soils other than soft and hard rock for the following depths from ground levels including providing proper and adequate shoring, strutting, dewatering, refilling the trenches with selected excavated earth in layers not exceeding 150mm thick, watering consolidating and disposing off surplus materials within the site, all complete as per specifications and directions of the Engineer-in-charge. Depth upto 1.5 Meter from existing ground level; For Soil, waste, vent, anti-syphonage and internal drainage pipes & fittings. | Cum. | 0 | 86 | Approved
The Soul, Rajarhat | MARKETING | Marketing Office | Internal Plumbing Works | WO/HR01/MKT01/24 | Pan Intercraft Pvt. Ltd. | Providing and fixing UPVC pipes 110mm O.D. | Providing and fixing UPVC pipes of I.S.13592- 1992 (type - B, SWR quality) to correct grade, length and alignment including jointing with solvent cement, testing, fixing to G.I brackets/clamps complete as per specifications and directions of the Engineer-in-charge. 110mm O.D. | RMT | 0 | 406 | Approved
The Soul, Rajarhat | MARKETING | Marketing Office | Internal Plumbing Works | WO/HR01/MKT01/24 | Pan Intercraft Pvt. Ltd. | Providing and fixing UPVC pipes 80mm O.D. | Providing and fixing UPVC pipes of I.S.13592- 1992 (type - B, SWR quality) to correct grade, length and alignment including jointing with solvent cement, testing, fixing to G.I brackets/clamps complete as per specifications and directions of the Engineer-in-charge. 80mm O.D. | RMT | 0 | 316 | Approved
The Soul, Rajarhat | MARKETING | Marketing Office | Internal Plumbing Works | WO/HR01/MKT01/24 | Pan Intercraft Pvt. Ltd. | Providing and fixing heavy quality UPVC 110mm dia | Providing and fixing heavy quality UPVC (molded plain / plug ) I.S.13592- 1992 (type - A, SWR quality) fittings to suit above pipes including jointing with solvent cement, testing complete as per specifications and directions of the Engineer-in-charge. fitting to include, bends, tees, junctions etc. door). 110mm dia | Nos. | 0 | 316 | Approved
The Soul, Rajarhat | MARKETING | Marketing Office | Internal Plumbing Works | WO/HR01/MKT01/24 | Pan Intercraft Pvt. Ltd. | Providing and fixing heavy quality UPVC 80mm dia | Providing and fixing heavy quality UPVC (molded plain / plug ) I.S.13592- 1992 (type - A, SWR quality) fittings to suit above pipes including jointing with solvent cement, testing complete as per specifications and directions of the Engineer-in-charge. fitting to include, bends, tees, junctions etc. door). 80mm dia | Nos. | 0 | 226 | Approved
The Soul, Rajarhat | MARKETING | Marketing Office | Internal Plumbing Works | WO/HR01/MKT01/24 | Pan Intercraft Pvt. Ltd. | Providing and fixing UPVC heavy class pipe for drains: 32mm dia | Providing and fixing UPVC heavy class pipe for drains including providing and fixing necessary fittings such as elbows, tees union fittings etc. including cutting holes and pockets chasing in the wall or floors as required and making good the same to original conditions after concealing the pipes where required, lagging the concealed pipes testing, all complete as per specifications of the following diameters. (4 Kg/cm2) 32mm dia. | RMT | 0 | 226 | Approved
The Soul, Rajarhat | MARKETING | Marketing Office | Internal Plumbing Works |  |  | Providing and fixing UPVC heavy class pipe: 40mm dia | Providing and fixing UPVC heavy class pipe for drains including providing and fixing necessary fittings such as elbows, tees union fittings etc. including cutting holes and pockets chasing in the wall or floors as required and making good the same to original conditions after concealing the pipes where required, lagging the concealed pipes testing, all complete as per specifications of the following diameters. (4 Kg/cm2) 40mm dia. | RMT |  |  | Approved
The Soul, Rajarhat | MARKETING | Marketing Office | Internal Plumbing Works | WO/HR01/MKT01/24 | Pan Intercraft Pvt. Ltd. | Providing and fixing UPVC heavy class pipe: 50mm dia | Providing and fixing UPVC heavy class pipe for drains including providing and fixing necessary fittings such as elbows, tees union fittings etc. including cutting holes and pockets chasing in the wall or floors as required and making good the same to original conditions after concealing the pipes where required, lagging the concealed pipes testing, all complete as per specifications of the following diameters. (4 Kg/cm2) 50mm dia. | RMT | 0 | 361 | Approved
The Soul, Rajarhat | MARKETING | Marketing Office | Internal Plumbing Works | WO/HR01/MKT01/24 | Pan Intercraft Pvt. Ltd. | Providing and fixing C.P. Brass heavy quality gratings: 150mm round/square | Providing and fixing C.P. Brass heavy quality gratings (3mm thick/SS) for floor drains including making necessary recessment grouting with neat cement all complete to the satisfaction and direction of the of the Engineer-in-charge. 150mm round/square | Nos. | 0 | 587 | Approved
The Soul, Rajarhat | MARKETING | Marketing Office | Internal Plumbing Works | WO/HR01/MKT01/24 | Pan Intercraft Pvt. Ltd. | Providing and fixing UPVC vent cowls: 110mm dia | Providing and fixing UPVC vent cowls including fixing the same with solvent cement joint complete as per specifications and directions of the Engineer-in-charge. 110mm dia | Nos. | 0 | 1083 | Approved
The Soul, Rajarhat | MARKETING | Marketing Office | Internal Plumbing Works | WO/HR01/MKT01/24 | Pan Intercraft Pvt. Ltd. | Providing and fixing UPVC Pan connectors | Providing and fixing UPVC Pan connectors with or without vent holes straight/bend including providing & jointing with solvent cement joints. | Nos. | 0 | 903 | Approved
The Soul, Rajarhat | MARKETING | Marketing Office | Internal Plumbing Works | WO/HR01/MKT01/24 | Pan Intercraft Pvt. Ltd. | Supply, installation, testing, commissioning of PVC "P" Trap: 80mm dia | Supply, installation, testing, commissioning of PVC "P" Trap in solvent cement joints all complete. 80mm dia. | Nos. | 0 | 1083 | Approved
The Soul, Rajarhat | MARKETING | Marketing Office | Internal Plumbing Works | WO/HR01/MKT01/24 | Pan Intercraft Pvt. Ltd. | Providing and fixing clean outs: 110mm dia. | Providing and fixing clean outs consisting of G.I. coupling & PVC plug Threaded to G.I. pipe and caulked to C.I.pipe all complete to the satisfaction and direction of the of the Engineer-in-charge. 110mm dia. | Nos. | 0 | 903 | Approved
The Soul, Rajarhat | MARKETING | Marketing Office | Internal Plumbing Works | WO/HR01/MKT01/24 | Pan Intercraft Pvt. Ltd. | Providing and fixing clean outs: 80mm dia. | Providing and fixing clean outs consisting of G.I. coupling & PVC plug Threaded to G.I. pipe and caulked to C.I.pipe all complete to the satisfaction and direction of the of the Engineer-in-charge. 80mm dia. | Nos. | 0 | 722 | Approved
The Soul, Rajarhat | MARKETING | Marketing Office | Internal Plumbing Works | WO/HR01/MKT01/24 | Pan Intercraft Pvt. Ltd. | Supply, installation, testing and commissioning of Submersible type centrifugal pumps | Supply, installation, testing and commissioning of Submersible type centrifugal pumps having cast iron casing and cast iron diffusers, Bronze impeller Dynamically Balanced AISI 304 stainless steel shaft running in ball bearing on both ends and protected by Bronze shaft sleeves. Pumps shall be fitted with mechanical seals, 2900 RPM, 415 volts, 50 cycles Ac 3 phase Motor should be rated for +/- 10% voltage fluctuation of standard 415 volts including all relevant accessories for complete installation and providing probe level control with cabling all complete. OVER HEAD TANK FEED PUMP (SUBMERSIBLE TYPE): Pumps 200 LPM @ 20 Mt. head, 2.0 H.P. x (1 + 1) | Nos. | 0 | 67688 | Approved
The Soul, Rajarhat | MARKETING | Marketing Office | Internal Plumbing Works | WO/HR01/MKT01/24 | Pan Intercraft Pvt. Ltd. | Supply, installation, testing and commissioning of Control Panel and Domestic Pumps | Supply, installation, testing and commissioning of Control Panel for overhead feed pumps and domestic pumps (1+1) X (2.0 H.P. each) including all relevant accessories for complete installation and providing probe level control with cabling all complete. Details description enclosed in the annexure. | Nos. | 0 | 13538 | Approved
The Soul, Rajarhat | MARKETING | Marketing Office | Window and Glazing Works | WO/HR01/MKT01/25 | NAVKAAR ALUFORM SERVICES PRIVATE LIMITED | 6 Nos. X 40'S 2 Shutter Openable rest fixed W1(1.8 mtr. X 2.1 mtr.) | Providing and fixing of 40 Series Aluminum Casement & Fixed Windows with Partly Fixed & partly openable casement ( as per drawings attached ) made by using 1.5 mm sections of M/s ALOM EXTRUSIONS LTD or equivalent, with E.p.d.m rubber gaskets for Glass fixation, with special quality SS 304 grade Friction Stay Hinges, attractive casement sleek handles, special quality fur (Felt) for the frame sections, best quality Pure Polyester grade Powder Coating 55 - 60 microns on the aluminum sections, with 5 mm Clear Float Glass , with best quality SS Fischer fasteners for wall frame fixing, and all other necessary hardware fitting and fixtures. All the aluminum sections will be covered with special quality protection tapes to prevent any scratches. All components should be sealed for water proofing with silicon weather sealant. For, 6 Nos. X 40'S 2 Shutter Openable rest fixed W1(1.8 mtr. X 2.1 mtr.) | Sq.Ft. | 232.6 | 265 | Approved
The Soul, Rajarhat | MARKETING | Marketing Office | Window and Glazing Works | WO/HR01/MKT01/25 | NAVKAAR ALUFORM SERVICES PRIVATE LIMITED | 2 Nos. X 40'S 2 Shutter Openable rest fixed W3(1.2 mtr. X 2.1 mtr.) | Providing and fixing of 40 Series Aluminum Casement & Fixed Windows with Partly Fixed & partly openable casement ( as per drawings attached ) made by using 1.5 mm sections of M/s ALOM EXTRUSIONS LTD or equivalent, with E.p.d.m rubber gaskets for Glass fixation, with special quality SS 304 grade Friction Stay Hinges, attractive casement sleek handles, special quality fur (Felt) for the frame sections, best quality Pure Polyester grade Powder Coating 55 - 60 microns on the aluminum sections, with 5 mm Clear Float Glass , with best quality SS Fischer fasteners for wall frame fixing, and all other necessary hardware fitting and fixtures. All the aluminum sections will be covered with special quality protection tapes to prevent any scratches. All components should be sealed for water proofing with silicon weather sealant. For, 2 Nos. X 40'S 2 Shutter Openable rest fixed W3(1.2 mtr. X 2.1 mtr.) | Sq.Ft. | 51.7 | 295 | Approved
The Soul, Rajarhat | MARKETING | Marketing Office | Window and Glazing Works | WO/HR01/MKT01/25 | NAVKAAR ALUFORM SERVICES PRIVATE LIMITED | 3 Nos. X 40'S 1 Shutter Openable rest fixed W4(0.8 mtr. X 1.6 mtr.) | Providing and fixing of 40 Series Aluminum Casement & Fixed Windows with Partly Fixed & partly openable casement ( as per drawings attached ) made by using 1.5 mm sections of M/s ALOM EXTRUSIONS LTD or equivalent, with E.p.d.m rubber gaskets for Glass fixation, with special quality SS 304 grade Friction Stay Hinges, attractive casement sleek handles, special quality fur (Felt) for the frame sections, best quality Pure Polyester grade Powder Coating 55 - 60 microns on the aluminum sections, with 5 mm Clear Float Glass , with best quality SS Fischer fasteners for wall frame fixing, and all other necessary hardware fitting and fixtures. All the aluminum sections will be covered with special quality protection tapes to prevent any scratches. All components should be sealed for water proofing with silicon weather sealant. For, 3 Nos. X 40'S 1 Shutter Openable rest fixed W4(0.8 mtr. X 1.6 mtr.) | Sq.Ft. | 37.6 | 326 | Approved
The Soul, Rajarhat | MARKETING | Marketing Office | Window and Glazing Works | WO/HR01/MKT01/25 | NAVKAAR ALUFORM SERVICES PRIVATE LIMITED | 7 Nos. X 40'S 1 Shutter Openable rest fixed W5(0.6 mtr. X 1 mtr.) | Providing and fixing of 40 Series Aluminum Casement & Fixed Windows with Partly Fixed & partly openable casement ( as per drawings attached ) made by using 1.5 mm sections of M/s ALOM EXTRUSIONS LTD or equivalent, with E.p.d.m rubber gaskets for Glass fixation, with special quality SS 304 grade Friction Stay Hinges, attractive casement sleek handles, special quality fur (Felt) for the frame sections, best quality Pure Polyester grade Powder Coating 55 - 60 microns on the aluminum sections, with 5 mm Clear Float Glass , with best quality SS Fischer fasteners for wall frame fixing, and all other necessary hardware fitting and fixtures. All the aluminum sections will be covered with special quality protection tapes to prevent any scratches. All components should be sealed for water proofing with silicon weather sealant. For, 7 Nos. X 40'S 1 Shutter Openable rest fixed W5(0.6 mtr. X 1 mtr.) | Sq.Ft. | 40.7 | 423 | Approved
The Soul, Rajarhat | MARKETING | Marketing Office | Window and Glazing Works | WO/HR01/MKT01/25 | NAVKAAR ALUFORM SERVICES PRIVATE LIMITED | 1 Nos. X 40'S 1 Shutter Openable W6(0.9 mtr. X 1.5 mtr.) | Providing and fixing of 40 Series Aluminum Casement & Fixed Windows with Partly Fixed & partly openable casement ( as per drawings attached ) made by using 1.5 mm sections of M/s ALOM EXTRUSIONS LTD or equivalent, with E.p.d.m rubber gaskets for Glass fixation, with special quality SS 304 grade Friction Stay Hinges, attractive casement sleek handles, special quality fur (Felt) for the frame sections, best quality Pure Polyester grade Powder Coating 55 - 60 microns on the aluminum sections, with 5 mm Clear Float Glass , with best quality SS Fischer fasteners for wall frame fixing, and all other necessary hardware fitting and fixtures. All the aluminum sections will be covered with special quality protection tapes to prevent any scratches. All components should be sealed for water proofing with silicon weather sealant. For, 1 Nos. X 40'S 1 Shutter Openable W6(0.9 mtr. X 1.5 mtr.) | Sq.Ft. | 13.6 | 387 | Approved
The Soul, Rajarhat | MARKETING | Marketing Office | Window and Glazing Works | WO/HR01/MKT01/25 | NAVKAAR ALUFORM SERVICES PRIVATE LIMITED | 3 Nos. X 1 Shutter Openable Window & 1 Shutter Door WK(0.8 mtr. X 2.5 mtr.) & (0.8 mtr. X 1.5 mtr.) | Providing and fixing of 40 Series Aluminum Casement & openable Windows and doors with casement ( as per drawings attached ) made by using 1.5 mm sections of M/s ALOM EXTRUSIONS LTD or equivalent, with E.p.d.m rubber gaskets for Glass fixation, with special quality SS 304 grade Friction Stay Hinges, attractive casement sleek handles, special quality fur (Felt) for the frame sections, best quality Pure Polyester grade Powder Coating 55 - 60 microns on the aluminum sections, with 5 mm Clear Float Glass , with best quality SS Fischer fasteners for wall frame fixing, and all other necessary hardware fitting and fixtures. All the aluminum sections will be covered with special quality protection tapes to prevent any scratches. All components should be sealed for water proofing with silicon weather sealant. For, 3 Nos. X 1 Shutter Openable Window & 1 Shutter Door WK(0.8 mtr. X 2.5 mtr.) & (0.8 mtr. X 1.5 mtr.) | Sq.Ft. | 11.7 | 352 | Approved
The Soul, Rajarhat | MARKETING | Marketing Office | Window and Glazing Works | WO/HR01/MKT01/25 | NAVKAAR ALUFORM SERVICES PRIVATE LIMITED | 16 Nos. X 25'S 3 Track 3 Shutter Sliding Door DW(2.1 mtr. X 2.5 mtr.) | Providing and fixing of 25 Series Aluminum Sliding Door made with three track arrangement with three shutters of equal division make by using 25 series section of M/s ALOM EXTRUSIONS LTD or equivalent, with E.p.d.m rubber gaskets for Glass fixation, with special quality ball bearing rollers ( Devson Make) for doors, push type concealed locking arrangements- 6" Starlock, special quality fur (Felt) for the frame sections, best quality Pure Polyester grade Powder Coating 55 - 60 microns on the aluminum sections, with 6 mm clear float Glass, and all other necessary hardware fitting and fixtures. All the aluminum sections will be covered with special quality protection tapes to prevent any scratches. All components should be sealed for water proofing with silicon weather sealant. For, 16 Nos. X 25'S 3 Track 3 Shutter Sliding Door DW(2.1 mtr. X 2.5 mtr.) | Sq.Ft. | 166.2 | 295 | Approved
The Soul, Rajarhat | BASEMENT WITH PODIUM | Civil | Basement with Podium | WO/HR01/BP01/4 | Green Alpha Assets Pvt. Ltd. | Shoring/Ballah piling work for the protection of excavation to basement | All charges for doing shoring/Ballah piling work for the protection of excavation to basement. The contractor shall furnish the detail design and drawing and the scheme for the excavation for approval and shall be responsible for the stability and the safety of the adjacent structures/roads etc. Payment shall be made on the contact area only and not for the Sheet driven into the soil. | Sq.Mtr. | 436 | 3032 | Approved
The Soul, Rajarhat | BASEMENT WITH PODIUM | Civil | Basement with Podium | WO/HR01/BP01/4 | Green Alpha Assets Pvt. Ltd. | Depth up to 1.5m | All charges for doing excavation in required profile in all type of soils in dry and wet condition for raft or any other foundation of the proposed structure as per drawings or direction of PMC/Owner including dismantling of foundation (if any) made with brick, PCC, RCC, dressing of side, bottom, ramming of bottom, dewatering, shoring, strutting, diverting underground sewer line, water line, electrical line (if any) barricading the area providing caution board maintaining required slopes including all labour, materials, machinery, tools & tackles for all lead & lift to the entire satisfaction of PMC/Owner. Contractor will be paid for a working space of 600 mm or as indicated in IS : 1200 , which ever is less . The excavation drawing will be submitted by the contractor before starting the excavation for client's approval. For, Depth up to 1.5m | Cum. | 10546 | 152 | Approved
The Soul, Rajarhat | BASEMENT WITH PODIUM | Civil | Basement with Podium | WO/HR01/BP01/4 | Green Alpha Assets Pvt. Ltd. | Depth 1.5m to 3.0m | All charges for doing excavation in required profile in all type of soils in dry and wet condition for raft or any other foundation of the proposed structure as per drawings or direction of PMC/Owner including dismantling of foundation (if any) made with brick, PCC, RCC, dressing of side, bottom, ramming of bottom, dewatering, shoring, strutting, diverting underground sewer line, water line, electrical line (if any) barricading the area providing caution board maintaining required slopes including all labour, materials, machinery, tools & tackles for all lead & lift to the entire satisfaction of PMC/Owner. Contractor will be paid for a working space of 600 mm or as indicated in IS : 1200 , which ever is less . The excavation drawing will be submitted by the contractor before starting the excavation for client's approval. For, Depth 1.5m to 3.0 m. | Cum. | 9812 | 164 | Approved
The Soul, Rajarhat | BASEMENT WITH PODIUM | Civil | Basement with Podium | WO/HR01/BP01/4 | Green Alpha Assets Pvt. Ltd. | Depth 3.0 m to 4.5 m | All charges for doing excavation in required profile in all type of soils in dry and wet condition for raft or any other foundation of the proposed structure as per drawings or direction of PMC/Owner including dismantling of foundation (if any) made with brick, PCC, RCC, dressing of side, bottom, ramming of bottom, dewatering, shoring, strutting, diverting underground sewer line, water line, electrical line (if any) barricading the area providing caution board maintaining required slopes including all labour, materials, machinery, tools & tackles for all lead & lift to the entire satisfaction of PMC/Owner. Contractor will be paid for a working space of 600 mm or as indicated in IS : 1200 , which ever is less . The excavation drawing will be submitted by the contractor before starting the excavation for client's approval. For, Depth 3.0 m to 4.5 m. | Cum. | 1523 | 177 | Approved
The Soul, Rajarhat | BASEMENT WITH PODIUM | Civil | Basement with Podium | WO/HR01/BP01/4 | Green Alpha Assets Pvt. Ltd. | Depth 4.5 m to 6.0 m. | All charges for doing excavation in required profile in all type of soils in dry and wet condition for raft or any other foundation of the proposed structure as per drawings or direction of PMC/Owner including dismantling of foundation (if any) made with brick, PCC, RCC, dressing of side, bottom, ramming of bottom, dewatering, shoring, strutting, diverting underground sewer line, water line, electrical line (if any) barricading the area providing caution board maintaining required slopes including all labour, materials, machinery, tools & tackles for all lead & lift to the entire satisfaction of PMC/Owner. Contractor will be paid for a working space of 600 mm or as indicated in IS : 1200 , which ever is less . The excavation drawing will be submitted by the contractor before starting the excavation for client's approval. For, Depth 4.5 m to 6.0 m. | Cum. | 0 | 190 | Approved
The Soul, Rajarhat | BASEMENT WITH PODIUM | Civil | Basement with Podium | WO/HR01/BP01/4 | Green Alpha Assets Pvt. Ltd. | Disposal of excavated earth outside of the site premises | All charges disposal of excavated earth outside of the site premises as specified by statutory authorities under contractor's own arrangement including all statutory sanction and royalties if any shall be paid by the contractor. | Cum. | 2508 | 50 | Approved
The Soul, Rajarhat | BASEMENT WITH PODIUM | Civil | Basement with Podium | WO/HR01/BP01/4 | Green Alpha Assets Pvt. Ltd. | Backfilling of excavated pit, trench | All charges for doing backfilling of excavated pit, trench etc. with inside/excavated earth in layer not exceeding 150mm in depth including watering, ramming, compacting, consolidating in deposited layer to achieve 95% Proctor Density and transportation of soil, all labour, materials, machinery, tools & tackles etc. for all lead & lift to the entire satisfaction of PMC/Owner. | Cum. | 3384 | 95 | Approved
The Soul, Rajarhat | BASEMENT WITH PODIUM | Civil | Basement with Podium | WO/HR01/BP01/4 | Green Alpha Assets Pvt. Ltd. | 1:3:6 /1:4:8 plain cement concrete (PCC) | All charges for laying 1:3:6/1:4:8 plain cement concrete (PCC) of required thickness below footings, rafts or any other location as specified in the drawing till Plinth level using 20 mm nominal size well-graded approved quality aggregate including vibrating / compacting, scaffolding as required establishing dewatering system by pumping / bailing out water, cleaning, preparing surfaces, junctions etc. including shuttering, curing complete to the entire satisfaction of PMC/Owner. Source of concrete will be RMC supplied by the Client. | Cum. | 133 | 877 | Approved
The Soul, Rajarhat | BASEMENT WITH PODIUM | Civil | Basement with Podium | WO/HR01/BP01/4 | Green Alpha Assets Pvt. Ltd. | Providing and laying single brick flat soling | All charges for providing and laying single brick flat soling of picked, jhama bricks below foundation floor, tie beam etc. or any other location till Plinth level including ramming dressing and bringing to proper level and filling joints with sand including all materials, labour, tools and plants etc. complete as per specification, drawing and direction below foundation. | Sq.Mtr. | 0 | 410 | Approved
The Soul, Rajarhat | BASEMENT WITH PODIUM | Civil | Basement with Podium | WO/HR01/BP01/4 | Green Alpha Assets Pvt. Ltd. | Providing, fabricating, erecting and fixing in position plained timber, plywood centering and shutte | All charges for providing, fabricating, erecting and fixing in position plained timber, plywood centering and shuttering true to line and level, including steel propping, staging, shuttering removal, applying shuttering oil, including required bracing, chamfering corners (of exposed edges) of beams, columns, walls etc. complete to the entire satisfaction of PMC/Owner. Rate shall also include removal and dismantling the aforesaid assembly after specified period complete at all depths and leads for all items, all profile and till Plinth level. | Sq.Mtr. | 13615 | 423 | Approved
The Soul, Rajarhat | BASEMENT WITH PODIUM | Civil | Basement with Podium | WO/HR01/BP01/4 | Green Alpha Assets Pvt. Ltd. | M30 grade reinforced cement concrete upto plinth level | All charges for laying M30 grade reinforced cement concrete (excluding cost of shuttering & reinforcement) for all leads and for all items e.g. columns, beams, slabs, lintels, staircase, retaining wall, machine foundation, pockets etc. of all profile coming till Plinth level using 20 mm nominal size & down graded good quality aggregate as per design mix approved by PMC/Consultant including vibrating/compacting, curing, scaffolding as required establishing dewatering system by pumping / bailing out water, cleaning, preparing surfaces, junctions etc. including curing complete to the entire satisfaction of PMC/Owner. Cement concrete should have an ultimate crushing strength of not less than 300 Kg/sq.cm on 15cm X 15cm X 15cm cube at 28 days and source of concrete will be RMC. Special conditions:- Rates are quoted for all levels & heights. For material/cube testing, the contractor shall maintain QC lab, cube testing machine, sieves, slump cones, graduated cylinder, weight scales etc. in good working condition cost of which shall be included in the rate. Source of concrete will be RMC supplied by the Client. The rates shall include the cost of plasticiser / super plasticiser of an approved brand to get the required workability/strength. The column beam junctions shall be with the grade of concrete as in column up to a distance of depth of beam in all directions & rate shall be inclusive of this. For, up to Plinth Level. | Cum. | 6156 | 572 | Approved
The Soul, Rajarhat | BASEMENT WITH PODIUM | Civil | Basement with Podium | WO/HR01/BP01/4 | Green Alpha Assets Pvt. Ltd. | M25 grade reinforced cement concrete For, up to Plinth Level. | All charges for laying M25 grade reinforced cement concrete (excluding cost of shuttering & reinforcement) for all leads and for all items e.g. columns, beams, slabs, lintels, staircase, retaining wall, machine foundation, pockets etc. of all profile coming till Plinth level using 20 mm nominal size & down graded good quality aggregate as per design mix approved by PMC/Consultant including vibrating/compacting, curing, scaffolding as required establishing dewatering system by pumping / bailing out water, cleaning, preparing surfaces, junctions etc. including curing complete to the entire satisfaction of PMC/Owner. Cement concrete should have an ultimate crushing strength of not less than 250 Kg/sq.cm on 15cm X15cm X 15cm cube at 28 days and source of concrete will be RMC. Special conditions:- Rates are quoted for all levels & heights. For material/cube testing, the contractor shall maintain QC lab, cube testing machine, sieves, slump cones, graduated cylinder, weight scales etc. in good working condition cost of which shall be included in the rate. Source of concrete will be RMC supplied by the Client. The rates shall include the cost of plasticiser / super plasticiser of an approved brand to get the required workability/strength. The column beam junctions shall be with the grade of concrete as in column up to a distance of depth of beam in all directions & rate shall be inclusive of this. For, up to Plinth Level. | Cum. | 0 | 572 | Approved
The Soul, Rajarhat | BASEMENT WITH PODIUM | Civil | Basement with Podium | WO/HR01/BP01/4 | Green Alpha Assets Pvt. Ltd. | charges for fixing steel reinforcement (Tor Steel as per IS-1786, Fe 500) for RCC work | All charges for fixing steel reinforcement (Tor Steel as per IS-1786, Fe 500) for RCC work including transporting, decoiling, straightening, removing loose rust, cutting, bending and placing for all profile and for all lead & lift till Plinth level and binding with 18 gauge annealed wire to the entire satisfaction of PMC/Owner. Payment of steel shall be made as per drawing and approved bar bending schedule with permissible laps and paid on the basis of the sectional weights of bar as per relevant I.S. Code. The rate shall include cost of binding wire, chairs, spacers, pins, cover blocks which will not be measured separately for payment. Reinforcement Steel Shall be supplied by Client. For, up to Plinth Level. | MT | 550 | 5893 | Approved
The Soul, Rajarhat | BASEMENT WITH PODIUM | Civil | Basement with Podium | WO/HR01/BP01/4 | Green Alpha Assets Pvt. Ltd. | waterproofing treatment | All charges for providing waterproofing treatment as per the following details to the basement and the retaining wall with a ten year guarantee on stamp paper as per the approved format, the same shall be signed by the company whose chemicals are being used. The chemicals used shall be approved by the consultant. The PCC below the basement shall be coated with two coats of modified polymer based compound before concreting is done. The concrete shall be provided with superplasticizer and G.I. Nozzles of 15mm dia. shall be placed at 1.5m c/c in the slab and 1.0m c/c in the retaining wall Along the construction joint. The same shall be grouted with NSPG after 28days. The basement and the retaining wall shall be made water tight to the satisfaction of the consultant. The External surface of the retaining wall shall be painted with two Coats polymer modified cementitious paint. Cement shall be supplied by the Client. | Sq.Mtr. | 0 | 410 | Approved
The Soul, Rajarhat | BASEMENT WITH PODIUM | Civil | Basement with Podium | WO/HR01/BP01/4 | Green Alpha Assets Pvt. Ltd. | miscellaneous structural works | All charges for doing miscellaneous structural works, including supplying, preparation of fabrication drawings based on Consultants drawings, obtaining approval, fabrication, erections as per IS 800 etc complete for miscellaneous structural steel stairs, ladders, platforms, monorails, gratings, chequered plates, hand rails etc. coming upto Plinth level including surface preparation, cleaning, welding and applying one coat of zinc chromate primer to the entire satisfaction of PMC/Owner. | MT | 0 | 82128 | Approved
The Soul, Rajarhat | BASEMENT WITH PODIUM | Civil | Basement with Podium | WO/HR01/BP01/4 | Green Alpha Assets Pvt. Ltd. | structural inserts as per I.S. 2062 | All charges for making structural inserts as per I.S. 2062, including supplying, fabricating, and installing in concrete coming till Plinth level with anchors in the form of rods or flats including necessary welding and applying one coat of zinc chromate primer to the entire satisfaction of PMC/Owner. | MT | 0 | 82128 | Approved
The Soul, Rajarhat | BASEMENT WITH PODIUM | Civil | Basement with Podium | WO/HR01/BP01/4 | Green Alpha Assets Pvt. Ltd. | backfilling of excavated pit, trench etc. by good quality of filling sand | All charges for doing backfilling of excavated pit, trench etc. by good quality of filling sand free (from silt, clay, mica, soil) in layer not exceeding 150mm in depth including watering, ramming, compaction and transportation of sand, all labour, materials, machinery, tools & tackles etc. for all lead & lift to the entire satisfaction of PMC/Owner. | Cum. | 0 | 1034 | Approved
The Soul, Rajarhat | BASEMENT WITH PODIUM | Civil | Basement with Podium | WO/HR01/BP01/4 | Green Alpha Assets Pvt. Ltd. | providing, mixing and applying two coats of ready to use two component acrylic polymer | All charges for providing, mixing and applying two coats of ready to use two component acrylic polymer modified cement based flexible water proofing slurry of approved make to a thickness of 2mm on the surface of side wall after the chemical injunction providing, supplying, mixing and laying final coat of plaster of 25mm thick cement sand mortar 1:3 mixed with approved water proofing compound @ specified by the manufacturer including curing etc. complete till Plinth level and as per manufacturer's specification. The contractor shall give 10 years guarantee on stamp paper which shall be countersigned by the company whose product is being used. | Sq.Mtr. | 0 | 379 | Approved
The Soul, Rajarhat | BASEMENT WITH PODIUM | Civil | Basement with Podium | WO/HR01/BP01/4 | Green Alpha Assets Pvt. Ltd. | making pockets of various size and depth for machine foundations | All charges for making pockets of various size and depth for machine foundations and other purpose for all level and location till Plinth level. | Nos. | 0 | 253 | Approved
The Soul, Rajarhat | BASEMENT WITH PODIUM | Civil | Basement with Podium | WO/HR01/BP01/4 | Green Alpha Assets Pvt. Ltd. | supplying, fabricating, fixing of MS bolt of specified size along with nuts, washers | All charges for supplying, fabricating, fixing of MS bolt of specified size along with nuts, washers & its other accessories for any purpose to the entire satisfaction of PMC/Owner. The rate shall include necessary welding work, making of templates and all other works required for perfect positioning of bolt. The rate quoted shall be in Kg and shall be applicable for all level. | MT | 0 | 101118 | Approved
The Soul, Rajarhat | BASEMENT WITH PODIUM | Civil | Basement with Podium | WO/HR01/BP01/4 | Green Alpha Assets Pvt. Ltd. | fixing reinforcement bars including drilling & chemical injection | All charges for fixing reinforcement bars including drilling & chemical injection in the concrete surface till Plinth level as per the manufacturer's specification either Fischer or Hilti product. At least 10% of the reinforcement shall be tested by Pull Out test as per the instruction of Structural Consultant. The rate shall be inclusive of all labour, material, scaffolding, gangway etc. involved for rebar grouting however cost of reinforcement steel will be paid as per item. Cement shall be supplied by the Client. For, 8mm dia | Nos. | 36 | 95 | Approved
The Soul, Rajarhat | BASEMENT WITH PODIUM | Civil | Basement with Podium | WO/HR01/BP01/4 | Green Alpha Assets Pvt. Ltd. | fixing reinforcement bars including drilling & chemical injection 10mm | All charges for fixing reinforcement bars including drilling & chemical injection in the concrete surface till Plinth level as per the manufacturer's specification either Fischer or Hilti product. At least 10% of the reinforcement shall be tested by Pull Out test as per the instruction of Structural Consultant. The rate shall be inclusive of all labour, material, scaffolding, gangway etc. involved for rebar grouting however cost of reinforcement steel will be paid as per item. Cement shall be supplied by the Client. For, 10mm dia | Nos. | 70 | 114 | Approved
The Soul, Rajarhat | BASEMENT WITH PODIUM | Civil | Basement with Podium | WO/HR01/BP01/4 | Green Alpha Assets Pvt. Ltd. | fixing reinforcement bars including drilling & chemical injection 12mm dia | All charges for fixing reinforcement bars including drilling & chemical injection in the concrete surface till Plinth level as per the manufacturer's specification either Fischer or Hilti product. At least 10% of the reinforcement shall be tested by Pull Out test as per the instruction of Structural Consultant. The rate shall be inclusive of all labour, material, scaffolding, gangway etc. involved for rebar grouting however cost of reinforcement steel will be paid as per item. Cement shall be supplied by the Client. For, 12mm dia | Nos. | 0 | 152 | Approved
The Soul, Rajarhat | BASEMENT WITH PODIUM | Civil | Basement with Podium | WO/HR01/BP01/4 | Green Alpha Assets Pvt. Ltd. | fixing reinforcement bars including drilling & chemical injection 16mm dia | All charges for fixing reinforcement bars including drilling & chemical injection in the concrete surface till Plinth level as per the manufacturer's specification either Fischer or Hilti product. At least 10% of the reinforcement shall be tested by Pull Out test as per the instruction of Structural Consultant. The rate shall be inclusive of all labour, material, scaffolding, gangway etc. involved for rebar grouting however cost of reinforcement steel will be paid as per item. Cement shall be supplied by the Client. For, 16mm dia | Nos. | 6 | 202 | Approved
The Soul, Rajarhat | BASEMENT WITH PODIUM | Civil | Basement with Podium | WO/HR01/BP01/4 | Green Alpha Assets Pvt. Ltd. | fixing reinforcement bars including drilling & chemical injection 20mm dia | All charges for fixing reinforcement bars including drilling & chemical injection in the concrete surface till Plinth level as per the manufacturer's specification either Fischer or Hilti product. At least 10% of the reinforcement shall be tested by Pull Out test as per the instruction of Structural Consultant. The rate shall be inclusive of all labour, material, scaffolding, gangway etc. involved for rebar grouting however cost of reinforcement steel will be paid as per item. Cement shall be supplied by the Client. For, 20mm dia | Nos. | 25 | 455 | Approved
The Soul, Rajarhat | BASEMENT WITH PODIUM | Civil | Basement with Podium | WO/HR01/BP01/4 | Green Alpha Assets Pvt. Ltd. | fixing reinforcement bars including drilling & chemical injection 25mm dia | All charges for fixing reinforcement bars including drilling & chemical injection in the concrete surface till Plinth level as per the manufacturer's specification either Fischer or Hilti product. At least 10% of the reinforcement shall be tested by Pull Out test as per the instruction of Structural Consultant. The rate shall be inclusive of all labour, material, scaffolding, gangway etc. involved for rebar grouting however cost of reinforcement steel will be paid as per item. Cement shall be supplied by the Client. For, 25mm dia | Nos. | 0 | 531 | Approved
The Soul, Rajarhat | BASEMENT WITH PODIUM | Civil | Basement with Podium | WO/HR01/BP01/4 | Green Alpha Assets Pvt. Ltd. | doing treatment of construction joint till Plinth level; joint is 3 days old | All charges for doing treatment of construction joint till Plinth level before the fresh concreting is done by properly cleaning the joint, cutting it vertical and applying bonding agent as per manufacturers specifications and detail given below (provision of construction joint shall be as per the approval of PMC/Owner): If the joint is 3 days old latex based bonding agent to be applied. | RMT | 0 | 126 | Approved
The Soul, Rajarhat | BASEMENT WITH PODIUM | Civil | Basement with Podium | WO/HR01/BP01/4 | Green Alpha Assets Pvt. Ltd. | doing treatment of construction joint; If the joint is more then 3 days old | All charges for doing treatment of construction joint till Plinth level before the fresh concreting is done by properly cleaning the joint, cutting it vertical and applying bonding agent as per manufacturers specifications and detail given below (provision of construction joint shall be as per the approval of PMC/Owner): If the joint is more then 3 days old polymer based bonding agent to be applied. | RMT | 181 | 190 | Approved
The Soul, Rajarhat | BASEMENT WITH PODIUM | Civil | Basement with Podium | WO/HR01/BP01/4 | Green Alpha Assets Pvt. Ltd. | doing treatment of construction joint till Plinth level:joint is more than the 15 days old | All charges for doing treatment of construction joint till Plinth level before the fresh concreting is done by properly cleaning the joint, cutting it vertical and applying bonding agent as per manufacturers specifications and detail given below (provision of construction joint shall be as per the approval of PMC/Owner): If the joint is more than the 15 days old Epoxy based bonding agent to be applied. | RMT | 641 | 316 | Approved
The Soul, Rajarhat | BASEMENT WITH PODIUM | Civil | Basement with Podium | WO/HR01/BP01/4 | Green Alpha Assets Pvt. Ltd. | doing grouting of pockets, foundations etc | All charges for doing grouting of pockets, foundations etc. with approved grouting compound at all levels coming up to Plinth level including cleaning, vibrating, compacting, curing, scaffolding, tools & tackles, plant machinery as per drawing and/or direction of PMC/owner. Cement shall be supplied by Client. | Cum. | 0 | 50540 | Approved
The Soul, Rajarhat | BASEMENT WITH PODIUM | Civil | Basement with Podium | WO/HR01/BP01/4 | Green Alpha Assets Pvt. Ltd. | Anti-termite treatment works with approved quality | Providing and laying Anti-termite treatment works with approved quality pest control treatment as per manufacturers specification etc. complete for foundation below basement, raft foundation, below base flooring concrete and all round the building using DURMET or DUSBAN and or any approved chemicals in ratio 1:9 using 6 liters per sq-m area with sprayers and guarantee for 10 years period .measurement will be taken only ground floor plinth area. At the time of final bill total chemical used shall be properly accounted with authenticated vouchers. along with the pour card. otherwise only used quantity will be paid for. The work shall be executed in stage as per directions and shall be in conformance with IS 6313 | Sq.Mtr. | 0 | 90 | Approved
The Soul, Rajarhat | BASEMENT WITH PODIUM | Civil | Basement with Podium | WO/HR01/BP01/4 | Green Alpha Assets Pvt. Ltd. | 250 micron polythene sheet below PCC | Supplying and Laying of 250 micron polythene sheet below PCC of Basement Raft as per drawing and direction of Engineer-in-Charge. | Sq.Mtr. | 31 | 31 | Approved
The Soul, Rajarhat | BASEMENT WITH PODIUM | Civil | Basement with Podium | WO/HR01/BP01/4 | Green Alpha Assets Pvt. Ltd. | Two coats of cement slurry | Applying of Two coats of cement slurry on exposed reinforcement (Left as Dowel for podium Super-Structure) as per standard code and direction of Engineer-in-Charge. | Sq.Mtr. | 0 | 26 | Approved
The Soul, Rajarhat | COMMON INFRASTRUCTURE | Land Development |  | WO/HR01/CIH01/10 | Annapurna Enterprise | Labour & Machinery charges | Labour & Machinery charges for compacting rubbish at specified thickness and dressing the same with hydraulic excavator / Back hole loader and to compacted the rolling with 8 to 10 tones weight capacity road roller for achieve the minimum. | Cft. | 74548 | 3.32 | Approved
The Soul, Rajarhat | COMMON INFRASTRUCTURE | Land Development |  | WO/HR01/CIH01/11 | Annapurna Enterprise | Labour & Machinery charges | Labour & Machinery charges for compacting rubbish at specified thickness and dressing the same with hydraulic excavator / Back hole loader and to compacted the rolling with 8 to 10 tones weight capacity road roller for achieve the minimum. | Cft. | 42270 | 3.24 | Approved
The Soul, Rajarhat | COMMON INFRASTRUCTURE | Land Development |  | WO/HR01/CIH01/11 | Annapurna Enterprise | Labour & Machinery charges for compacting good | Labour & Machinery charges for compacting good earth bed at specified thickness and dressing the same with hydraulic excavator / Back hole loader and to compacted the rolling with 8 to 10 tones weight capacity road roller for achieve the minimum. | Cft. | 67098 | 1.8 | Approved
The Soul, Rajarhat | MARKETING | Marketing Office | Furniture & Fixtures | WO/HR01/MKT01/26 | Design Era Pvt Ltd | Children bedroom 1. Bed: | 1. Bed: Providing and fixing loose furniture containing Bed as per detail: Made in 17mmosl & osv with Edge banding (Length 2025, Breadth 975, height 300), as per desired finish, as per drawings. | Nos | 1 | 28965 | Amended & Approved
The Soul, Rajarhat | MARKETING | Marketing Office | Furniture & Fixtures | WO/HR01/MKT01/26 | Design Era Pvt Ltd | Children bedroom 2. Wardrobe: | 2. Wardrobe: Providing and fixing wardrobe as per detail: Made in 17mmosl & osv with Edge banding (Length 1400, Breadth 600, height 2700), as per desired finish, as per drawings. | Nos | 1 | 100880 | Amended & Approved
The Soul, Rajarhat | MARKETING | Marketing Office | Furniture & Fixtures | WO/HR01/MKT01/26 | Design Era Pvt Ltd | Children bedroom 3. Shelf: | 3. Shelf: Providing and fixing Shelf as per detail: Made in 17mmosl & osv with Edge banding (Length 1000, Breadth 150, height 50), as per desired finish, as per drawings. | Nos | 3 | 4551 | Approved
The Soul, Rajarhat | MARKETING | Marketing Office | Furniture & Fixtures | WO/HR01/MKT01/26 | Design Era Pvt Ltd | Children bedroom 4. Bed back Storage: | 4. Bed back Storage: Providing and fixing storage as per detail: Made in 17mmosl & osv with Edge banding (Length 975, Breadth 300, height 750), as per desired finish, as per drawings. | Nos | 1 | 22767 | Approved
The Soul, Rajarhat | MARKETING | Marketing Office | Furniture & Fixtures | WO/HR01/MKT01/26 | Design Era Pvt Ltd | Children bedroom 5. Bed overhead back Storage: | 5. Bed overhead back Storage: Providing and fixing storage as per detail: Made in 17mmosl & osv with Edge banding (Length 975, Breadth 300, height 900), as per desired finish, as per drawings. | Nos | 1 | 23418 | Approved
The Soul, Rajarhat | MARKETING | Marketing Office | Furniture & Fixtures | WO/HR01/MKT01/26 | Design Era Pvt Ltd | Children bedroom 6. Study unit: | 6. Study unit: Providing and fixing study unit and pedestral unit as per detail: Made in 17mmosl & osv with Edge banding (Length 1200, Breadth 500, height 750), as per desired finish, as per drawings. | Nos | 1 | 16551 | Approved
The Soul, Rajarhat | MARKETING | Marketing Office | Furniture & Fixtures | WO/HR01/MKT01/26 | Design Era Pvt Ltd | Bedroom 1 1. Bed: | 1. Bed: Providing and fixing loose furniture containing Bed as per detail: Made in 17mmosl & osv with Edge banding (Length 2000, Breadth 1650, height 725), as per desired finish, as per drawings. | Nos | 1 | 60642 | Approved
The Soul, Rajarhat | MARKETING | Marketing Office | Furniture & Fixtures | WO/HR01/MKT01/26 | Design Era Pvt Ltd | Bedroom 1 2. Wardrobe | 2. Wardrobe: Providing and fixing Wardrobe as per detail: Made in 17mmosl & osv with Edge banding (Length 2000, Breadth 510, height 2710), as per desired finish, as per drawings. | Nos | 1 | 147218 | Approved
The Soul, Rajarhat | MARKETING | Marketing Office | Furniture & Fixtures | WO/HR01/MKT01/26 | Design Era Pvt Ltd | Bedroom 1 3. Side unit 1 | 3. Side unit 1: Providing and fixing Shelf as per detail: Made in 17mmosl & osv with Edge banding (Length 450, Breadth 450, height 450), as per desired finish, as per drawings. | Nos | 1 | 7159 | Approved
The Soul, Rajarhat | MARKETING | Marketing Office | Furniture & Fixtures | WO/HR01/MKT01/26 | Design Era Pvt Ltd | Bedroom 1 4. Side unit 2 | 4. Side unit 2: Providing and fixing Shelf as per detail: Made in 17mmosl & osv with Edge banding (Length 1280, Breadth 450, height 450), as per desired finish, as per drawings. | Nos | 1 | 13897 | Approved
The Soul, Rajarhat | MARKETING | Marketing Office | Furniture & Fixtures | WO/HR01/MKT01/26 | Design Era Pvt Ltd | Bedroom 1 5. Study unit & tv console unit | 5. Study unit & tv console unit: Providing and fixing study unit and pedestral unit as per detail: Made in 17mmosl & osv with Edge banding (Length 2100, Breadth 250, height 750), as per desired finish, as per drawings. | Nos | 1 | 22320 | Approved
The Soul, Rajarhat | MARKETING | Marketing Office | Furniture & Fixtures | WO/HR01/MKT01/26 | Design Era Pvt Ltd | Bedroom 2 1. Bed: | 1. Bed: Providing and fixing loose furniture containing Bed as per detail: Made in 17mmosl & osv with Edge banding (Length 2000, Breadth 1650, height 725), as per desired finish, as per drawings. | Nos | 1 | 60642 | Approved
The Soul, Rajarhat | MARKETING | Marketing Office | Furniture & Fixtures | WO/HR01/MKT01/26 | Design Era Pvt Ltd | Bedroom 2 2.a. Wardrobe: | 2.a. Wardrobe: Providing and fixing Wardrobe as per detail: Made in 17mmosl & osv with Edge banding (Length 2420, Breadth 510, height 2700), as per desired finish, as per drawings. | Nos | 1 | 220906 | Approved
The Soul, Rajarhat | MARKETING | Marketing Office | Furniture & Fixtures | WO/HR01/MKT01/26 | Design Era Pvt Ltd | Bedroom 2 2.b. Wardrobe: | 2.b. Wardrobe: Providing and fixing Wardrobe as per detail: Made in 17mmosl & osv with Edge banding (Length 900, Breadth 600, height 2710), as per desired finish, as per drawings. | Nos | 0 | 68526 | Approved
The Soul, Rajarhat | MARKETING | Marketing Office | Furniture & Fixtures | WO/HR01/MKT01/26 | Design Era Pvt Ltd | Bedroom 2 3. Side unit 1: | 3. Side unit 1: Providing and fixing Shelf as per detail: Made in 17mmosl & osv with Edge banding (Length 450, Breadth 450, height 450), as per desired finish, as per drawings. | Nos | 1 | 7159 | Approved
The Soul, Rajarhat | MARKETING | Marketing Office | Furniture & Fixtures | WO/HR01/MKT01/26 | Design Era Pvt Ltd | Bedroom 2 4. Side unit 2: | 4. Side unit 2: Providing and fixing Shelf as per detail: Made in 17mmosl & osv with Edge banding (Length 750, Breadth 450, height 450), as per desired finish, as per drawings. | Nos | 1 | 12375 | Approved
The Soul, Rajarhat | MARKETING | Marketing Office | Furniture & Fixtures | WO/HR01/MKT01/26 | Design Era Pvt Ltd | Bedroom 2 5. Study unit & tv console unit: | 5. Study unit & tv console unit: Providing and fixing study unit and pedestral unit as per detail: Made in 17mmosl & osv with Edge banding (Length 2100, Breadth 400, height 750), as per desired finish, as per drawings. | Nos | 1 | 24375 | Approved
The Soul, Rajarhat | MARKETING | Marketing Office | Furniture & Fixtures | WO/HR01/MKT01/26 | Design Era Pvt Ltd | Bedroom 3 1. Bed: | 1. Bed: Providing and fixing loose furniture containing Bed as per detail: Made in 17mmosl & osv with Edge banding (Length 1500, Breadth 1820, height 850), as per desired finish, as per drawings. | Nos | 1 | 64013 | Approved
The Soul, Rajarhat | MARKETING | Marketing Office | Furniture & Fixtures | WO/HR01/MKT01/26 | Design Era Pvt Ltd | Bedroom 3 2.Wardrobe: | 2.Wardrobe: Providing and fixing Wardrobe as per detail: Made in 17mmosl & osv with Edge banding (Length 1200, Breadth 550, height 2710), as per desired finish, as per drawings. | Nos | 1 | 90396 | Approved
The Soul, Rajarhat | MARKETING | Marketing Office | Furniture & Fixtures | WO/HR01/MKT01/26 | Design Era Pvt Ltd | Bedroom 3 3. Side unit 1: | 3. Side unit 1: Providing and fixing Shelf as per detail: Made in 17mmosl & osv with Edge banding (Length 450, Breadth 450, height 450), as per desired finish, as per drawings. | Nos | 1 | 7159 | Approved
The Soul, Rajarhat | MARKETING | Marketing Office | Furniture & Fixtures | WO/HR01/MKT01/26 | Design Era Pvt Ltd | Bedroom 3 4. Side unit 2: | 4. Side unit 2: Providing and fixing Shelf as per detail: Made in 17mmosl & osv with Edge banding (Length 950, Breadth 450, height 450), as per desired finish, as per drawings. | Nos | 1 | 11625 | Approved
The Soul, Rajarhat | MARKETING | Marketing Office | Furniture & Fixtures | WO/HR01/MKT01/26 | Design Era Pvt Ltd | Bedroom 3 5. Tv console unit: | 5. Tv console unit: Providing and fixing study unit and pedestral unit as per detail: Made in 17mmosl & osv with Edge banding (Length 1620, Breadth 350, height 200), as per desired finish, as per drawings. | Nos | 1 | 10707 | Approved
The Soul, Rajarhat | MARKETING | Marketing Office | Furniture & Fixtures | WO/HR01/MKT01/26 | Design Era Pvt Ltd | Living Room-wall panelling | 1. Providing and fixing wall panelling as per details(Length 1, height 1) as per desired finish, as per drawings. | Nos | 1 | 123750 | Approved
The Soul, Rajarhat | MARKETING | Marketing Office | Furniture & Fixtures | WO/HR01/MKT01/26 | Design Era Pvt Ltd | Living Room-2. Tv console unit: | 2. Tv console unit: Providing and fixing study unit and pedestral unit as per detail: Made in 17mmosl & osv with Edge banding (Length 1800, Breadth 350, height 300), as per desired finish, as per drawings. | Nos | 1 | 18750 | Approved
The Soul, Rajarhat | MARKETING | Marketing Office | Furniture & Fixtures |  |  | Kitchen | Providing and fixing Kitchen Accessories as per desired finish, as per drawings. | Nos |  |  | Approved
The Soul, Rajarhat | MARKETING | Marketing Office | Interior Works | WO/HR01/MKT01/27 | Pan Intercraft Pvt. Ltd. | Dry wall partition at sample flat | Supply & Fixing of dry wall partition at sample flat of Hudrait Marketing Office. Structure made with 75 mm floor stud at every 600 mm C/C vertically and 1200 mm horizontally finished both sides with 12 mm shera cement board with proper taping and jointing at all joints, with all complete along with all tools and tackles as per approved drawing and direction of EIC. | Sq.Ft. | 1770 | 210 | Approved
The Soul, Rajarhat | MARKETING | Marketing Office | Furniture & Fixtures | WO/HR01/MKT01/26 | Design Era Pvt Ltd | furniture at kitchen | Providing and fixing kitchen amenities as per desired finish, as per drawings. | Nos | 1 | 187500 | Approved
The Soul, Rajarhat | MARKETING | Marketing Office | Furniture & Fixtures | WO/HR01/MKT01/26 | Design Era Pvt Ltd | Kitchen Accessories | Providing and fixing Kitchen Accessories as per desired finish, as per drawings. | Lump Sum | 1 | 50000 | Approved
The Soul, Rajarhat | MARKETING | Marketing Office | Flooring |  |  | OWF Laying at marketing office | Laying of OWF - Composite outdoor decking wenge at marketing office of Hudrait Project with all tools and tackles and all complete as per drawing and direction of Engineer-in-charge. | Sq.Mtr. |  |  | Draft
The Soul, Rajarhat | MARKETING | Marketing Office | Flooring |  |  | Laying of OWF | Laying of OWF - Composite outdoor decking wenge at marketing office of Hudrait Project with all tools and tackles and all complete as per drawing and direction of Engineer-in-charge. | Sq.Mtr. |  |  | Approved
The Soul, Rajarhat | MARKETING | Marketing Office | Interior Works | WO/HR01/MKT01/28 | Subir Saha | Laying of OWF | Laying of OWF - Composite outdoor decking wenge at marketing office of Hudrait Project with all tools and tackles and all complete as per drawing and direction of Engineer-in-charge. (Composite outdoor decking, Aluminium channel, Clip for composite deck to be supplied by the client) | Sq.Mtr. | 45.12 | 484.38 | Approved
The Soul, Rajarhat | OVERHEADS | Internet Leased Line |  |  |  | ILL CONNECTION 4 MBPS | ILL CONNECTION 4 MBPS | Nos. |  |  | Approved
The Soul, Rajarhat | COMMON INFRASTRUCTURE | Boundary Wall |  | WO/HR01/CIH01/15 | Green Alpha Assets Pvt. Ltd. | Construction of Boundary wall for Phase - II | Construction of boundary wall for Phase - II, including labour, necessary tools & tackles as per approved drawing & directions of Engineer in Charge. Cement & Steel to be supplied by the client. Details Scope of work: I. Excavation, ii. Earth Filling, iii. BFS, iv. PCC-1:3:6, v. All RCC - M25, vi. Shuttering and de-shuttering for Foundation, RCC Wall, RCC Column and Band, etc., vii. Reinforcement - Cutting, bending and fixing with 18 gauge annealed wires, viii. 250 mm thick Brickwork with 1st class brick, using cement mortar 1:6, ix. 125 mm thick Brickwork with 1st class brick, using cement mortar 1:4, x. 12-15 mm thick Plastering work (1:6) cement sand ratio, at outside wall up to 300mm below FGL, xi. 12-15 mm thick Plastering work (1:6) cement sand ratio, at Band beam outside & inside, top & bottom. | RMT | 260 | 21000 | Approved
The Soul, Rajarhat | MARKETING | Marketing Office | HVAC system | WO/HR01/MKT01/29 | SUBURBAN INDUSTRIAL WORKS PRIVATE LIMITED | Inline Type Ex.Fan(Cap-800CFM,SP-10mm) | Supply & Fixing of Inline Type Ex.Fan(Cap-800CFM,SP-10mm) MODEL- DIF- 315B as per drawing and direction of Engineer-in-charge at first floor. | Nos. | 1 | 9500 | Approved
The Soul, Rajarhat | COMMON INFRASTRUCTURE | Consultancy Charges |  |  |  | Sokkia Total station | Charges for servicing and calibration for Sokkia Total station (per instrument) | Nos |  |  | Approved
The Soul, Rajarhat | MARKETING | Marketing Office | HVAC system | WO/HR01/MKT01/29 | SUBURBAN INDUSTRIAL WORKS PRIVATE LIMITED | Flexible Conn Between Fan & Ducting | Supply & Fixing of Flexible Conn Between Fan & Ducting(300x300x150lg.) as per drawing and direction of Engineer-in-charge at first floor. | Nos. | 1 | 500 | Approved
The Soul, Rajarhat | MARKETING | Marketing Office | HVAC system | WO/HR01/MKT01/29 | SUBURBAN INDUSTRIAL WORKS PRIVATE LIMITED | Ducting (24G G.I) | Supply & Fixing of Ducting (24G G.I) as per drawing and direction of Engineer-in-charge at first floor. | Sq.Mtr. | 5.91 | 1100 | Approved
The Soul, Rajarhat | MARKETING | Marketing Office | HVAC system | WO/HR01/MKT01/29 | SUBURBAN INDUSTRIAL WORKS PRIVATE LIMITED | Exhaust Air Grill (150x150) | Supply & Fixing of Exhaust Air Grill (150x150) as per drawing and direction of Engineer-in-charge at first floor. | Nos. | 6 | 800 | Approved
The Soul, Rajarhat | MARKETING | Marketing Office | HVAC system | WO/HR01/MKT01/29 | SUBURBAN INDUSTRIAL WORKS PRIVATE LIMITED | Inline Type Ex.Fan(Cap-250CFM,SP-5mm) MODEL- DIF- 200A | Supply & Fixing of Inline Type Ex.Fan(Cap-250CFM,SP-5mm) MODEL- DIF- 200A as per drawing and direction of Engineer-in-charge at ground floor. | Nos. | 1 | 5850 | Approved
The Soul, Rajarhat | MARKETING | Marketing Office | HVAC system | WO/HR01/MKT01/29 | SUBURBAN INDUSTRIAL WORKS PRIVATE LIMITED | Flexible Conn Between Fan & Ducting(300x150x150lg.) | Supply & Fixing of Flexible Conn Between Fan & Ducting(300x150x150lg.) as per drawing and direction of Engineer-in-charge at ground floor. | Nos. | 1 | 500 | Approved
The Soul, Rajarhat | MARKETING | Marketing Office | HVAC system | WO/HR01/MKT01/29 | SUBURBAN INDUSTRIAL WORKS PRIVATE LIMITED | Ducting (24G G.I) | Supply & Fixing of Ducting (24G G.I) as per drawing and direction of Engineer-in-charge at ground floor. | Sq.Mtr. | 11.03 | 1100 | Approved
The Soul, Rajarhat | MARKETING | Marketing Office | HVAC system | WO/HR01/MKT01/29 | SUBURBAN INDUSTRIAL WORKS PRIVATE LIMITED | Exhaust Air Grill (250x100) | Supply & Fixing of Exhaust Air Grill (250x100) as per drawing and direction of Engineer-in-charge at ground floor. | Nos. | 1 | 800 | Approved
The Soul, Rajarhat | COMMON INFRASTRUCTURE | Consultancy Charges |  |  |  | Consultancy charges for building - Without parking, basement & services area | Architectural & Landscaping Consultancy services, services for residential building at Hudrait Site - "The Soul". (Without parking, basement & services area). | Sq.Ft. |  |  | Approved
The Soul, Rajarhat | COMMON INFRASTRUCTURE | Consultancy Charges |  |  |  | Consultancy charges for building - Only parking, basement & services area | Architectural & Landscaping Consultancy services for residential building at Hudrait Site - "The Soul". (Only parking, basement & services area). | Sq.Ft. |  |  | Approved
The Soul, Rajarhat | PRE-CONSTRUCTION PHASE | Site Office | Plumbing Work | WO/HR01/PCE01/6 | Plumbing Enterprise | Water Line work | Labour charges for installation of 40 mm dia. upvc pipe line, pump connection and connection at water tank including excavation work, total finishing work and all completes of fittings & fixing, supply of Jute, Clamp and completion of testing and commissioning at labour hutment and site office as per drawing and direction of Engineer-in-Charge. Pipe and Fittings shall be supplied by Client. | RMT | 350 | 175 | Approved
The Soul, Rajarhat | PRE-CONSTRUCTION PHASE | Electrical | DG Cost | WO/HR01/PCE01/7 | Rai and Sons Pvt. Ltd. | Overhauling of 63KVA Kriloskar D.G. Set | Overhauling of 63KVA Kriloskar D.G. Set which includes the following works as mentioned below: 1. Repairing of Cylinder head valve seat cutting matching, lapping & fitting - 1 job 2. Cleaning & Machining of block, matching and fitting of sleeve - 1 job 3. Repairing of Turbocharger by replacement of new kit - 1 set 4. Piston Ring Set - 4 sets 5. Overhauling Gasket Kit - 1 Nos. 6. Calibration of Fuel Pump - 1 job 7. Calibration of Nozzle - 1 job 8. Overhauling charges - 1 job 9. Transportation charges 10. Loading and unloading charges This work should accompany with all necessary tools & tackles with all complete as per drawing and direction of Engineer-in-charge. | Set | 1 | 95000 | Approved
The Soul, Rajarhat | OVERHEADS | Networking-Interiors |  | WO/HR01/OHES/2 | ZED SECURITY SERVICES | CMOS 720P, 3.6 mm Lens, 10-20 mtr IR Distance, IR Dome Camera IP - 66 | Supply & Installation of CMOS 720P, 3.6 mm Lens, 10-20 mtr IR Distance, IR Dome Camera IP - 66 - as per drawing and direction of Engineer in charge. (Make : Hikvision) | Nos. | 3 | 1350 | Approved
The Soul, Rajarhat | OVERHEADS | Networking-Interiors |  | WO/HR01/OHES/2 | ZED SECURITY SERVICES | CMOS 720P, 3.6 mm Lens, 10-20 mtr IR Distance, IR Bullet Camera IP - 66 | Supply & Installation of CMOS 720P, 3.6 mm Lens, 10-20 mtr IR Distance, IR Bullet Camera IP - 66 as per drawing and direction of Engineer in charge. (Make : Hikvision) | Nos. | 6 | 1400 | Approved
The Soul, Rajarhat | OVERHEADS | Networking-Interiors |  | WO/HR01/OHES/2 | ZED SECURITY SERVICES | IR Bullet,30mtr(1.3 megapixel IP66 , Turbo HD output upto 720p resolution | Supply & Installation of IR Bullet,30mtr(1.3 megapixel IP66 , Turbo HD output upto 720p resolution with 2.8-12mm verifocal lence upto 50mm IR Distance Metal Body ) - as per drawing and direction of Engineer in charge.(Make : Hikvision) | Nos. | 13 | 3550 | Approved
The Soul, Rajarhat | OVERHEADS | Networking-Interiors |  | WO/HR01/OHES/2 | ZED SECURITY SERVICES | SMPS Power Supply | Supply & Installation of SMPS Power Supply as per drawing and direction of Engineer in charge. | Nos. | 22 | 300 | Approved
The Soul, Rajarhat | OVERHEADS | Networking-Interiors |  | WO/HR01/OHES/2 | ZED SECURITY SERVICES | 16 CH DVR channel metal body DVR with 2 sata port with HDMI VGA output | Supply & Installation of 16 CH DVR channel metal body DVR with 2 sata port with HDMI VGA output upto 1080 resolution as per drawing and direction of Engineer in charge.(Make : Hikvision) | Nos. | 2 | 11750 | Approved
The Soul, Rajarhat | OVERHEADS | Networking-Interiors |  | WO/HR01/OHES/2 | ZED SECURITY SERVICES | 4TB Surveillance Hard Disk | Supply & Installation of 4TB Surveillance Hard Disk as per direction of Engineer-in-charge - Make: Seagate/ Toshiba | Nos. | 2 | 9750 | Approved
The Soul, Rajarhat | OVERHEADS | Networking-Interiors |  | WO/HR01/OHES/2 | ZED SECURITY SERVICES | 6 U Rack with pdu and fan | Supply & Installation of 6 U Rack with pdu and fan as per drawing and direction of Engineer-in-charge. (Make: Netrack) | Nos. | 1 | 6100 | Approved
The Soul, Rajarhat | OVERHEADS | Networking-Interiors |  | WO/HR01/OHES/2 | ZED SECURITY SERVICES | 1 KVA UPS on line (with battery) | Supply & Installation of 1 KVA UPS on line (with battery) as per direction of Engineer-in-charge. Make: Microtech | Nos. | 1 | 6500 | Approved
The Soul, Rajarhat | OVERHEADS | Networking-Interiors |  | WO/HR01/OHES/2 | ZED SECURITY SERVICES | Weather Proof Metal Junction Box | Supply & Installation of Weather Proof Metal Junction Box as per drawing and direction of Engineer-in-charge. | Nos. | 15 | 350 | Approved
The Soul, Rajarhat | OVERHEADS | Networking-Interiors |  | WO/HR01/OHES/2 | ZED SECURITY SERVICES | BNC Jack | Supply & Installation of BNC Jack as per direction of Engineer-in-charge. | Nos. | 44 | 40 | Approved
The Soul, Rajarhat | OVERHEADS | Networking-Interiors |  | WO/HR01/OHES/2 | ZED SECURITY SERVICES | DC Jack | Supply & Installation of DC Jack as per direction of Engineer-in-charge. | Nos. | 22 | 40 | Approved
The Soul, Rajarhat | OVERHEADS | Networking-Interiors |  | WO/HR01/OHES/2 | ZED SECURITY SERVICES | Installation charges for Video cable RG6 | Installation charges for Video cable RG6 (standard),Copper - at actual as per direction of Engineer-in-charge. Make: Finolex RG-6 will be supplied by client. | Mtrs. | 4311 | 8 | Approved
The Soul, Rajarhat | OVERHEADS | Networking-Interiors |  | WO/HR01/OHES/2 | ZED SECURITY SERVICES | Installation charges for 2 Core power cable | Installation charges for 2 Core power cable (1 sq.mm X 2 core shielded cable make - finolex, rr, polyc equivalent) - at actual - as per direction of Engineer-in-charge. Make: Polycab. Power cable will be supplied by client. | Mtrs. | 1275 | 8 | Approved
The Soul, Rajarhat | OVERHEADS | Networking-Interiors |  | WO/HR01/OHES/2 | ZED SECURITY SERVICES | PVC Conduit Pipe | Supply & Laying PVC Conduit Pipe - at actual - ISI, as per drawing and direction of Engineer-in-charge. | Mtrs. | 1666 | 34 | Approved
The Soul, Rajarhat | MARKETING | Marketing Office | CCTV-Intercom | WO/HR01/MKT01/30 | ZED SECURITY SERVICES | 4 P&T 16 line intercom system | Supply & Installation of 4 P&T 16 line intercom system specially designed for housing complex, analog extension for block as per drawing and direction of Engineer-in-charge. Make: Crystal | Nos. | 1 | 16500 | Approved
The Soul, Rajarhat | MARKETING | Marketing Office | CCTV-Intercom | WO/HR01/MKT01/30 | ZED SECURITY SERVICES | 20 Pair Krone Box | Supply & Installation of 20 Pair Krone Box with Accessories, as per drawing and direction of Engineer-in-charge. | Nos. | 1 | 815 | Approved
The Soul, Rajarhat | MARKETING | Marketing Office | CCTV-Intercom | WO/HR01/MKT01/30 | ZED SECURITY SERVICES | Analogue telephone handsets | Supply & Installation of Analogue telephone handsets (Beetel or equivalent make) as per drawing and direction of Engineer-in-charge. | Nos. | 16 | 410 | Approved
The Soul, Rajarhat | MARKETING | Marketing Office | CCTV-Intercom | WO/HR01/MKT01/30 | ZED SECURITY SERVICES | ACCESSORIES SET | Supply & Installation of ACCESSORIES SET (all other like fiber optic, pigtail, fiber optic patch cord, LAN switch lid, media converter, PVC box etc.) as per drawing and direction of Engineer-in-charge. | Lot | 1 | 2800 | Approved
The Soul, Rajarhat | MARKETING | Marketing Office | Landscape | WO/HR01/MKT01/31 | AQUA PLANNER INDIA | ABS Square Main Drain cover | Supply, Installation, Testing & Commissioning of ABS Square Main Drain cover 300 x 300 mm. as per drawing and direction of Engineer in charge. Make: Aquanomics | Nos. | 2 | 4500 | Approved
The Soul, Rajarhat | MARKETING | Marketing Office | Landscape | WO/HR01/MKT01/31 | AQUA PLANNER INDIA | ABS Floor Inlet 50 mm | Supply, Installation, Testing & Commissioning of ABS Floor Inlet 50 mm. as per drawing and direction of Engineer in charge. Make: Aquanomics | Nos. | 1 | 1560 | Approved
The Soul, Rajarhat | MARKETING | Marketing Office | Landscape | WO/HR01/MKT01/31 | AQUA PLANNER INDIA | ABS Vacuum Point - 50mm. | Supply, Installation, Testing & Commissioning of ABS Vacuum Point - 50mm. as per drawing and direction of Engineer in charge. Make: Aquanomics | Nos. | 1 | 1300 | Approved
The Soul, Rajarhat | MARKETING | Marketing Office | Landscape | WO/HR01/MKT01/31 | AQUA PLANNER INDIA | Ball Valve dia 50 mm | Supply, Installation, Testing & Commissioning of Ball Valve dia 50 mm (for Filling-1) as per drawing and direction of Engineer in charge. Make: Cepex | Nos. | 1 | 2750 | Approved
The Soul, Rajarhat | MARKETING | Marketing Office | Landscape | WO/HR01/MKT01/31 | AQUA PLANNER INDIA | CURVED model brush-450 mm | Supply, Installation, Testing & Commissioning of CURVED model brush-450 mm clip type as per drawing and direction of Engineer in charge. Make: Aquanomics | Nos. | 1 | 1720 | Approved
The Soul, Rajarhat | MARKETING | Marketing Office | Landscape | WO/HR01/MKT01/31 | AQUA PLANNER INDIA | 2 - Section Telescopic Pole- 2.4 to 4.8 mtr | Supply, Installation, Testing & Commissioning of 2 - Section Telescopic Pole- 2.4 to 4.8 mtr- clip type as per drawing and direction of Engineer in charge. Make: Aquanomics | Nos. | 1 | 5280 | Approved
The Soul, Rajarhat | MARKETING | Marketing Office | Landscape | WO/HR01/MKT01/31 | AQUA PLANNER INDIA | Deep bag Leaf Net- clip | Supply, Installation, Testing & Commissioning of Deep bag Leaf Net- clip type as per drawing and direction of Engineer in charge. Make: Aquanomics | Nos. | 1 | 2460 | Approved
The Soul, Rajarhat | MARKETING | Marketing Office | Landscape | WO/HR01/MKT01/31 | AQUA PLANNER INDIA | Pipes and fittings | Supply, Installation, Testing & Commissioning of pipes and fittings(10 kg./sq.cm. upvc agriculture, grey colour pipe) for Water Fall as per drawing and direction of Engineer in charge. Make: Supreme / Finolex | Lot | 1 | 25000 | Approved
The Soul, Rajarhat | MARKETING | Marketing Office | Landscape | WO/HR01/MKT01/31 | AQUA PLANNER INDIA | Submersible Pump 7.5 HP | Supply, Installation, Testing & Commissioning of Submersible Pump 7.5 HP, 3 Phase borewell as per drawing and direction of Engineer in charge. Make: Aquarius | Nos. | 1 | 38247 | Approved
The Soul, Rajarhat | MARKETING | Marketing Office | Landscape | WO/HR01/MKT01/31 | AQUA PLANNER INDIA | 18 Watt 12V U/W LED Colour changing light | Supply, Installation, Testing & Commissioning of 18 Watt 12V U/W LED Colour changing light as per drawing and direction of Engineer in charge. Make: Aquarius | Nos. | 24 | 4500 | Approved
The Soul, Rajarhat | MARKETING | Marketing Office | Landscape | WO/HR01/MKT01/31 | AQUA PLANNER INDIA | Electrical Driver with Remote control | Supply, Installation, Testing & Commissioning of Electrical Driver with Remote control for Light Operation as per instruction of Engineer in charge. Make: Aquarius | Set | 2 | 4500 | Approved
The Soul, Rajarhat | MARKETING | Marketing Office | Landscape | WO/HR01/MKT01/31 | AQUA PLANNER INDIA | 1.5" Gateway valve with Gunmetal body | Supply, Installation, Testing & Commissioning of 1.5" Gateway valve with Gunmetal body as per instruction of Engineer in charge. Make: Laxmi | Nos. | 1 | 3500 | Approved
The Soul, Rajarhat | MARKETING | Marketing Office | Landscape | WO/HR01/MKT01/31 | AQUA PLANNER INDIA | Electrical Copper Cable | Supply, Installation, Testing & Commissioning of Electrical Copper Cable (1.0 sqmm- 4 core/ 4.0 sqmm - 3 core) as per instruction of Engineer in charge. Make: Finolex/ Polycab | Lot | 1 | 7500 | Approved
The Soul, Rajarhat | MARKETING | Marketing Office | Landscape | WO/HR01/MKT01/31 | AQUA PLANNER INDIA | uPVC White colour pipe | Supply, Installation, Testing & Commissioning of uPVC White colour (SH:40) pipe, fittings & perforated pipe as per drawing and direction of Engineer in charge. Make: Supreme / Finolex | Lot | 1 | 20000 | Approved
The Soul, Rajarhat | MARKETING | Marketing Office | Landscape | WO/HR01/MKT01/31 | AQUA PLANNER INDIA | Electrical Outdoor Panel for Pump Operation | Supply, Installation, Testing & Commissioning of Electrical Outdoor Panel for Pump Operation as per instruction of Engineer in Charge. | Nos. | 1 | 15000 | Approved
The Soul, Rajarhat | PRE-CONSTRUCTION PHASE | Site Office | Plumbing Work | WO/HR01/PCE01/8 | Annapurna Enterprise | Well making for latrine | Well making for latrine in laterite soil 4' dia X 15' Depth for labour hutment and porta cabin, with tools and tackles and all complete as per drawing and direction of Engineer in charge. | Nos. | 2 | 4356 | Approved
The Soul, Rajarhat | PRE-CONSTRUCTION PHASE | Site Office | Plumbing Work | WO/HR01/PCE01/8 | Annapurna Enterprise | Soak Pit making | Soak pit making charges (waste water pit) with all necessary work complete along with all tools and tackles. | Nos. | 3 | 4752 | Approved
The Soul, Rajarhat | PRE-CONSTRUCTION PHASE | Site Office | Plumbing Work | WO/HR01/PCE01/8 | Annapurna Enterprise | Brickwork for well top cover making | Brickwork for well top cover making 5' X 5' X 2' with all materials and tools and tackles and all complete under the direction of Engineer in charge. | Nos. | 2 | 1426 | Approved
The Soul, Rajarhat | PRE-CONSTRUCTION PHASE | Site Office | Plumbing Work | WO/HR01/PCE01/8 | Annapurna Enterprise | Well top cover RCC Slab making | Well top cover RCC Slab 5' dia X 3" thick making with all tools and tackles and complete in all respect. | Nos. | 2 | 1267 | Approved
The Soul, Rajarhat | PRE-CONSTRUCTION PHASE | Site Office | Plumbing Work | WO/HR01/PCE01/8 | Annapurna Enterprise | Soak pit cover making | Soak pit cover making with all tools and tackles and all complete as per the direction of Engineer in charge | Nos. | 3 | 792 | Approved
The Soul, Rajarhat | PRE-CONSTRUCTION PHASE | Site Office | Plumbing Work | WO/HR01/PCE01/8 | Annapurna Enterprise | Roof shed making | Roof shed making with bamboo and GI Corrugated sheet at toilets and latrines with all complete along with all tools and tackles as per direction of Engineer in charge. | Nos. | 1 | 5545 | Approved
The Soul, Rajarhat | PRE-CONSTRUCTION PHASE | Site Office | Plumbing Work | WO/HR01/PCE01/8 | Annapurna Enterprise | Providing and fixing of Indian latrine pan | Providing and fixing of Indian latrine pan and PCC work with neat cement finish and all complete with tools and tackles as per the direction of Engineer in charge | Nos. | 1 | 2774 | Approved
The Soul, Rajarhat | PRE-CONSTRUCTION PHASE | Site Office | Plumbing Work | WO/HR01/PCE01/8 | Annapurna Enterprise | Pipe connection making | Pipe connection making to Soak Pit from Latrine Well and all complete along with all tools and tackles as per the direction of Engineer in charge. | Nos. | 3 | 317 | Approved
The Soul, Rajarhat | MARKETING | Marketing Office | Water Treatment Plant | WO/HR01/MKT01/32 | OSIRIS ENVIRON SOLUTIONS PRIVATE LIMITED | Water Treatment Plant of 2000 LPH | Design, Supply, Installation & Commissioning of Water Treatment Plant of 2000 LPH capacity including scope of limiting the following parameters within Permissible Limit: 1. Iron 2. Hardness 3. Arsenic | Nos. | 1 | 225000 | Approved
The Soul, Rajarhat | MARKETING | Marketing Office | HVAC system | WO/HR01/MKT01/21 | AIRCON SERVICES | Flexi collars | Supply and installation of Flexi Collars due to change in false ceiling levels at Marketing office as per drawing and direction of Engineer in charge. | Nos. | 12 | 1175 | Approved
The Soul, Rajarhat | PRE-CONSTRUCTION PHASE | Site Office | HVAC Work | WO/HR01/PCE01/9 | AIRCON SERVICES | Installation & Service charges for AC | Installation & Service charges for Diakin make Split Air-conditioners | Nos. | 3 | 1500 | Approved
The Soul, Rajarhat | PRE-CONSTRUCTION PHASE | Site Office | HVAC Work | WO/HR01/PCE01/9 | AIRCON SERVICES | Supply & installation of Refrigeration Copper Pipe | Supply & installation of Refrigeration Copper Pipe with insulation for Hi-wall split AC including all tools and tackles and all complete as per the drawing and direction of Engineer in charge | Rft | 50 | 190 | Approved
The Soul, Rajarhat | PRE-CONSTRUCTION PHASE | Site Office | HVAC Work | WO/HR01/PCE01/9 | AIRCON SERVICES | Supply & installation of Electrical cable 4 core | Supply & installation of Electrical cable 4 core wire including all tools and tackles and all complete as per the drawing and direction of Engineer in charge. | Rft | 69 | 45 | Approved
The Soul, Rajarhat | PRE-CONSTRUCTION PHASE | Site Office | HVAC Work | WO/HR01/PCE01/9 | AIRCON SERVICES | Supply & installation of Drain pipe PVC soft with fittings | Supply & installation of Drain pipe PVC soft with fittings including all tools and tackles and all complete as per the drawing and direction of Engineer in charge | Rft | 35 | 25 | Approved
The Soul, Rajarhat | PRE-CONSTRUCTION PHASE | Site Office | HVAC Work | WO/HR01/PCE01/9 | AIRCON SERVICES | Supply & fixing of Fastener | Supply & fixing of Fastener at appropriate places as per the direction of Engineer in charge | Nos. | 12 | 25 | Approved
The Soul, Rajarhat | PRE-CONSTRUCTION PHASE | Site Office | HVAC Work | WO/HR01/PCE01/9 | AIRCON SERVICES | Supply & filling of Refrigerant gas | Supply & filling of Refrigerant gas of approved quality as per the direction of Engineer in charge | Kgs | 1.9 | 1300 | Approved
The Soul, Rajarhat | COMMON INFRASTRUCTURE | Consultancy Charges |  |  |  | Replacement of Display for TS | Replacement of Digital Display of Total Station - CX-105 (Sl. No.- GS1565) for "The Soul" project. | Nos. |  |  | Approved
The Soul, Rajarhat | OVERHEADS | Pest Control |  |  |  | Mosquito Control Treatment | I. Larvae Control Treatment Spraying Chemical (Sumilarv) 3 times in Month. II. Adult Mosquito Control Treatment a. Spraying Chemical (Malathion/Fenthion) 15 times in Month. b. Smoke Fogging (Cyphenothrin 5% EC/Deltamethrin 1.25% ULV) 15 times in Month. At Marketing Office, Project office area, Labour Hutment area and Project office to Labour Hutment area as per drawing and direction of Engineer in Charge. | Months |  |  | Approved
The Soul, Rajarhat | OVERHEADS | Pest Control |  | WO/HR01/OHES/4 | Secura Infra Services Pvt. Ltd. | Mosquito Control Treatment | I. Larvae Control Treatment Spraying Chemical (Sumilarv) 2 times in Month. II. Adult Mosquito Control Treatment a. Spraying Chemical (Malathion/Fenthion) 9 times in Month. b. Smoke Fogging (Cyphenothrin 5% EC/Deltamethrin 1.25% ULV) 9 times in Month. At Marketing Office, Project office area, Labour Hutment area and Project office to Labour Hutment area as per drawing and direction of Engineer in Charge. | Months | 36 | 5500 | Approved
The Soul, Rajarhat | MARKETING | Marketing Office | Railing | WO/HR01/MKT01/33 | PROTECH ENGINEERS | MS PLATFORM (at roof) | Supply, Fabrication & Erection of MS PLATFORM (at roof) including RAILING & TOP STAIR RAILING, considering 8mm chequered plate and MS PIPE 40X40X 3.2/MS PIPE 50X25/FLAT 40X 10 etc. & Railing at Mumpty Roof Stair with MS Pipe, Flat, Anchor fastener with 2 coats of red oxide primer, including all tools and tackles and all complete as per approved drawing and direction of Engineer in charge. | Kg | 2185 | 89 | Approved
The Soul, Rajarhat | MARKETING | Marketing Office | Railing | WO/HR01/MKT01/33 | PROTECH ENGINEERS | Garret Roof Shed | Providing and Fixing of Garret Roof Shed as per approved drawing and direction of Engineer-in-Charge including all labour, tools and tackles and materials. Using: 1. Polycarbonate Sheet - As per approved colour. 2. MS 50 NB Pipe - Applying 2 coats of red oxide primer. | Sq.Ft. | 104 | 210 | Approved
The Soul, Rajarhat | MARKETING | Marketing Office | Railing | WO/HR01/MKT01/33 | PROTECH ENGINEERS | MS GATE with 16 swg sheet | Supply, Fabrication & fixing of MS GATE with 16 swg sheet at both faces, inside supported by FLAT 25X8 frame work along with MS frame by MS Angle 50x50x3.5 (SIZE of door: 2100mmx750mm) with 2 coats of red oxide primer including all tools and tackles as per drawing and direction of Engineer in charge. | Nos. | 1 | 10000 | Approved
The Soul, Rajarhat | MARKETING | Marketing Office | Railing | WO/HR01/MKT01/33 | PROTECH ENGINEERS | DG Shed (15Mx3.6M) | Providing and Fixing of DG Shed (15Mx3.6M) as per approved drawing and direction of Engineer-in-Charge including all labour, tools and tackles and materials. Using: 1. 0.5mm Corrugated white transparent sheet 2. MS 50 NB Pipe - Applying 2 coats of red oxide primer | Sq.Ft. | 581.3 | 175 | Approved
The Soul, Rajarhat | MARKETING | Marketing Office | Railing | WO/HR01/MKT01/33 | PROTECH ENGINEERS | MS POLE AT SITE AREA FOR LIGHT & CCTV CAMERA | Providing and Fixing of MS POLE AT SITE AREA FOR LIGHT & CCTV CAMERA: Considering 50NB MS PIPE LENGTH 3000mm one(1) or two(2) no MS Plate 2 side for CCTV & on top 2 side angle for light fixing purpose, with 2 coats of red oxide primer along with all tools and tackles as per approved drawing and direction of Engineer in charge. | Nos. | 12 | 2200 | Approved
The Soul, Rajarhat | MARKETING | Marketing Office | Railing | WO/HR01/MKT01/33 | PROTECH ENGINEERS | TOE GAURD AT 1ST FLOOR Conference room | Supply and fixing of TOE GAURD AT 1ST FLOOR Conference room of Marketing office : (Considering 50NB MS PIPE & FOUR (4) no 150mm length pipe with machine finish) including all tools and tackles as per approved drawing and direction of Engineer in charge. | Set | 1 | 7000 | Approved
The Soul, Rajarhat | MARKETING | Marketing Office | Railing | WO/HR01/MKT01/33 | PROTECH ENGINEERS | MS fixed LOUVER (SIZE: 600mmX900 mm) | Supply and fixing of MS fixed LOUVER (SIZE: 600mmX900 mm) at mumpty room with 2 coats of red oxide primer along with all tools and tackles and all complete as per approved drawing and direction of Engineer in charge. | Nos. | 1 | 4000 | Approved
The Soul, Rajarhat | OVERHEADS | Software |  | WO/HR01/OHES/5 | Trisita Engineering LLP | AutoCAD Architecture Single User Annual Subscription | AutoCAD Architecture Single User Annual Subscription | Nos. | 1 | 60000 | Approved
The Soul, Rajarhat | OVERHEADS | Software |  | WO/HR01/OHES/6 | Trisita Engineering LLP | AUTOCAD SNGL USER ELD ANNUAL SUBSCRIPTION | AUTOCAD SNGL USER ELD ANNUAL SUBSCRIPTION | Nos. | 3 | 61000 | Approved
The Soul, Rajarhat | PRE-CONSTRUCTION PHASE | Borewell Installation |  | WO/HR01/PCE01/10 | N.C.Mondal & Tubewell | 200 X 150 mm depth 90 mtrs Tube well, pump capacity 25000/12000 LPH Being The Labour Charges | Labour Charges for 200 X 150 mm depth 90 mtrs Tube well, pump capacity 25000/12000 LPH: i) Pilot Boring & Sand Testing. ii) Fitting pipe strainer & bottom plug. iii) Development with air compressor. iv) Transportation tools. v) Installation pump motor set vi) Gravel 3/16 size, cowdung, Lead wool & bleaching. vii) Compressor Charges - Two Days | Nos. | 1 | 82000 | Approved
The Soul, Rajarhat | OVERHEADS | Software |  | WO/HR01/OHES/7 | Nimbus Computer Pvt Ltd | Bit Defender Gravity Zone | Bit Defender Gravity Zone | Pairs | 9 | 290 | Approved
The Soul, Rajarhat | COMMON INFRASTRUCTURE | Boundary Wall |  | WO/HR01/CIH01/20 | Green Alpha Assets Pvt. Ltd. | Single Column for Phase - I | Rectification work of boundary wall - Single Column for Phase - I, including labour, necessary tools & tackles as per approved drawing & directions of Engineer in Charge. Cement & Steel to be supplied by the client. Details Scope of work: i. Excavation upto 1.5m, ii. Earth Filling, iii. PCC - 1:3:6, iv. Single layer BFS, v. Shuttering and de-shuttering work, vi. RCC - M20, vii. Reinforcement - Cutting, bending and fixing with 18 gauge annealed wires, viii. 250 mm thick Brickwork with Fly Ash Brick, using cement mortar 1:6, ix. Dismantling existing brickwork, x. 10d/15d Rebar Grouting - 8mm (10d); 10mm (15d); 16mm (10d) xi. Concrete Surface Hacking & Cleaning | Nos. | 92 | 21516 | Approved
The Soul, Rajarhat | COMMON INFRASTRUCTURE | Boundary Wall |  | WO/HR01/CIH01/20 | Green Alpha Assets Pvt. Ltd. | Double Column for Phase - I | Rectification work of boundary wall - Double Column for Phase - I, including labour, necessary tools & tackles as per approved drawing & directions of Engineer in Charge. Cement & Steel to be supplied by the client. Details Scope of work: i. Excavation upto 1.5m, ii. Earth Filling, iii. PCC - 1:3:6, iv. Single layer BFS, v. Shuttering and de-shuttering work, vi. RCC - M20, vii. Reinforcement - Cutting, bending and fixing with 18 gauge annealed wires, viii. 250 mm thick Brickwork with Fly Ash Brick, using cement mortar 1:6, ix. Dismantling existing brickwork, x. 10d/15d Rebar Grouting - 8mm (10d); 10mm (15d); 16mm (10d) xi. Concrete Surface Hacking & Cleaning | Nos. | 31 | 28192 | Approved
The Soul, Rajarhat | COMMON INFRASTRUCTURE | Boundary Wall |  | WO/HR01/CIH01/20 | Green Alpha Assets Pvt. Ltd. | Weep Holes | Supply & Providing gravel in 100mm dia weep holes in existing Brick wall after core cutting. The cost includes all materials like Geo-textile, Gravels, etc. and all labour. | Nos. | 492 | 642 | Approved
The Soul, Rajarhat | PRE-CONSTRUCTION PHASE | Site Office | Civil and Finishing Work of Site Office | WO/HR01/PCE01/11 | B. S. Furniture | Table (66"x30"x30") | Table of 19mm thk. ply, laminate both side of size (66"x30"x30") with one number drawer of size (24"x12"x4") with necessary electrical switch board at convenient location with casing, capping, wiring, 2 nos three pin plugs, 2 nos switches, Lock, Handel etc. including transportation, Labour & material all complete. (Key board drawer not required) | Nos. | 1 | 8500 | Approved
The Soul, Rajarhat | PRE-CONSTRUCTION PHASE | Site Office | Civil and Finishing Work of Site Office | WO/HR01/PCE01/11 | B. S. Furniture | File cabinet (36"x18"x30") | Floor Mounted File cabinet of 19mm thk. Ply, laminate both side of size (36"x18"x30") with 2 Nos drawer & one no both side openable door including lock, handle, transportation, labour & material all complete. | Nos. | 1 | 10500 | Approved
The Soul, Rajarhat | PRE-CONSTRUCTION PHASE | Site Office | Civil and Finishing Work of Site Office | WO/HR01/PCE01/11 | B. S. Furniture | Table (66"x22"x30") | Table of 19mm thk. ply, laminate both side of size (66"x22"x30") with one number drawer of size (24"x12"x4") with necessary electrical switch board at convenient location with casing, capping, wiring, 2 nos three pin plugs, 2 nos switches, Lock, Handel etc. including transportation, Labour & material all complete. (Key board drawer not required) | Nos. | 1 | 7500 | Approved
The Soul, Rajarhat | PRE-CONSTRUCTION PHASE | Site Office | Civil and Finishing Work of Site Office | WO/HR01/PCE01/11 | B. S. Furniture | File cabinet (30"x15"x30") | Floor Mounted File cabinet of 19mm thk. Ply, laminate both side of size (30"x15"x30") with 2 Nos drawer & one no both side openable door including lock, handle, transportation, labour & material all complete. | Nos. | 1 | 8000 | Approved
The Soul, Rajarhat | PRE-CONSTRUCTION PHASE | Site Office | Civil and Finishing Work of Site Office | WO/HR01/PCE01/11 | B. S. Furniture | Table (36"x22"x30") | Table of 19mm thk. ply, laminate both side of size (36"x22"x30") with one number drawer of size (12"x8"x4") with necessary electrical switch board at convenient location with casing, capping, wiring, 2 nos three pin plugs, 2 nos switches, Lock, Handel etc. including transportation, Labour & material all complete. (Key board drawer not required) | Nos. | 1 | 6500 | Approved
The Soul, Rajarhat | PRE-CONSTRUCTION PHASE | Site Office | Civil and Finishing Work of Site Office | WO/HR01/PCE01/11 | B. S. Furniture | File cabinet (36"x18"x14") | Wall Mounted File cabinet of 19mm thk. Ply, laminate both side of size (36"x18"x14") with both side openable door including lock, handle, transportation, labour & material all complete. | Nos. | 1 | 7000 | Approved
The Soul, Rajarhat | PRE-CONSTRUCTION PHASE | Site Office | Civil and Finishing Work of Site Office | WO/HR01/PCE01/11 | B. S. Furniture | File cabinet (54"x18"x14") | Wall Mounted File cabinet of 19mm thk. Ply, laminate both side of size (54"x18"x14") with both side openable door including lock, handle, transportation, labour & material all complete. | Nos. | 1 | 7000 | Approved
The Soul, Rajarhat | PRE-CONSTRUCTION PHASE | Site Office | Civil and Finishing Work of Site Office | WO/HR01/PCE01/11 | B. S. Furniture | Porta Cabin Partition | Porta Cabin Partition of size (118"x95") by 3"x2" Kapoor wood frame by 12mm thk. Ply both side pasting including labour material all complete (Door not required) | Nos. | 1 | 24000 | Approved
The Soul, Rajarhat | PRE-CONSTRUCTION PHASE | Site Office | Civil and Finishing Work of Site Office | WO/HR01/PCE01/11 | B. S. Furniture | Misc.1 | Charges for loading - unloading, hire charges for machinery as per direction of Engineer-in-Charge. | Nos. | 1 | 391 | Approved
The Soul, Rajarhat | PRE-CONSTRUCTION PHASE | Site Office | Civil and Finishing Work of Site Office | WO/HR01/PCE01/11 | B. S. Furniture | Misc.2 | Charges for loading - unloading, hire charges for machinery as per direction of Engineer-in-Charge. | Nos. | 1 | 483 | Approved
The Soul, Rajarhat | PRE-CONSTRUCTION PHASE | Site Office | Civil and Finishing Work of Site Office | WO/HR01/PCE01/11 | B. S. Furniture | Misc.3 | Charges for loading - unloading, hire charges for machinery as per direction of Engineer-in-Charge. | Nos. | 1 | 345 | Approved
The Soul, Rajarhat | PRE-CONSTRUCTION PHASE | Site Office | Civil and Finishing Work of Site Office | WO/HR01/PCE01/11 | B. S. Furniture | Misc.4 | Charges for loading - unloading, hire charges for machinery as per direction of Engineer-in-Charge. | Nos. | 1 | 368 | Approved
The Soul, Rajarhat | PRE-CONSTRUCTION PHASE | Site Office | Civil and Finishing Work of Site Office | WO/HR01/PCE01/11 | B. S. Furniture | Misc.5 | Charges for loading - unloading, hire charges for machinery as per direction of Engineer-in-Charge. | Nos. | 1 | 300 | Approved
The Soul, Rajarhat | PRE-CONSTRUCTION PHASE | Site Office | Civil and Finishing Work of Site Office | WO/HR01/PCE01/11 | B. S. Furniture | Misc.6 | Charges for loading - unloading, hire charges for machinery as per direction of Engineer-in-Charge. | Nos. | 1 | 322 | Approved
The Soul, Rajarhat | PRE-CONSTRUCTION PHASE | Site Office | Civil and Finishing Work of Site Office | WO/HR01/PCE01/11 | B. S. Furniture | Misc.7 | Charges for loading - unloading, hire charges for machinery as per direction of Engineer-in-Charge. | Nos. | 1 | 322 | Approved
The Soul, Rajarhat | PRE-CONSTRUCTION PHASE | Site Office | Civil and Finishing Work of Site Office | WO/HR01/PCE01/11 | B. S. Furniture | Misc.8 | Charges for loading - unloading, hire charges for machinery as per direction of Engineer-in-Charge. | Nos. | 1 | 1105 | Approved
The Soul, Rajarhat | MARKETING | Marketing Office | Interior Works | WO/HR01/MKT01/35 | MBM Projects & Services | AT-LAKAR paint | Providing & applying two coat of solvent based AT-LAKAR by brush or roller, cleaning of brick wall surface to remove dust, oil, grease including removal of laitance. Cleaning of the area so as to make the area fit for coating of AT-LAKAR and all complete along with all tools and tackles required to successfully complete the work and as per approved drawing and direction of Engineer in charge. | Sq.Ft. | 4455 | 18 | Approved
The Soul, Rajarhat | MARKETING | Marketing Office | Sub & Super Structure | WO/HR01/MKT01/36 | Green Alpha Assets Pvt. Ltd. | Earthwork 1.5mtr | Earth work in excavation in all sorts of soil including upto 1.5m deep, spreading or stacking the spoils within a lead of 50m as necessary, including trimming , levelling, dressing ,ramming the bottom, bailing out water, with men & machineries as directed by Engineer in charge. | Cum. | 76.1 | 231 | Approved
The Soul, Rajarhat | MARKETING | Marketing Office | Sub & Super Structure | WO/HR01/MKT01/36 | Green Alpha Assets Pvt. Ltd. | Earth dressing | Labour charges for earth dressing at any level with all tools & tackles. | Sq.Mtr. | 470.6 | 83 | Approved
The Soul, Rajarhat | MARKETING | Marketing Office | Sub & Super Structure | WO/HR01/MKT01/36 | Green Alpha Assets Pvt. Ltd. | Rubbish removal | Removal of rubbish, earth, concrete boulder etc. from the working site and disposal of the same beyond the compound, in conformity with the Municipal / Corporation Rules for such disposal, loading into truck and cleaning the site in all respect as per direction of Engineer in charge | Cum. | 162.1 | 324 | Approved
The Soul, Rajarhat | MARKETING | Marketing Office | Sub & Super Structure | WO/HR01/MKT01/36 | Green Alpha Assets Pvt. Ltd. | Earth filling wih good earth | Earth work in filling with good earth obtained from excavation in layers not exceeding 250mm including watering, ramming, etc, complete in all respect as per direction of Engineer in charge, (payment to be made on the basis of measurement of finished quantity of work). | Cum. | 51.6 | 167 | Approved
The Soul, Rajarhat | MARKETING | Marketing Office | Sub & Super Structure | WO/HR01/MKT01/36 | Green Alpha Assets Pvt. Ltd. | Earthfilling from Basement area in Phase - I, | Earth work in filling with good earth obtained from excavation from Basement area in Phase - I, in layers not exceeding 250mm including watering, ramming, etc, complete in all respect as per direction of Engineer in charge, (payment to be made on the basis of measurement of finished quantity of work). | Cum. | 69 | 301 | Approved
The Soul, Rajarhat | MARKETING | Marketing Office | Sub & Super Structure | WO/HR01/MKT01/36 | Green Alpha Assets Pvt. Ltd. | BFS | Single brick flat soling (75mm thickness) with soling bricks including preparation of bed as necessary with joints properly filled in & packed with powdered earth or silver sand complete as per drawing , specification and direction of Engineer-in-Charge. | Sq.Mtr. | 376.1 | 415 | Approved
The Soul, Rajarhat | MARKETING | Marketing Office | Sub & Super Structure | WO/HR01/MKT01/36 | Green Alpha Assets Pvt. Ltd. | PCC (1:3:6) | Providing, laying & finishing Plain Cement Concrete (1:3:6) with 25mm & down screened and washed well graded stone chips excluding shuttering at all levels, consolidation complete in all respect as per drawing, specification and direction of Engineer-in-Charge. Cement would be supplied by the client | Cum. | 23.75 | 5259 | Approved
The Soul, Rajarhat | MARKETING | Marketing Office | Sub & Super Structure | WO/HR01/MKT01/36 | Green Alpha Assets Pvt. Ltd. | Reinforcement | Labour charges for fixing Reinforcement for reinforced cement concrete work in all sorts of structures including distribution bars, stirrups, binding wire etc. Initial straightening and removal of loose rust ( if necessary) cutting to requisite length, hooking & bending to correct shape , placing in proper position & binding with 16 gauge black annealed wire / welding as per relevant I.S. code in every intersection complete as per drawing , specification Engineer-in-Charge including bailing out water (if required). (Steel will be supplied by client) | MT | 2.58 | 7863 | Approved
The Soul, Rajarhat | MARKETING | Marketing Office | Sub & Super Structure | WO/HR01/MKT01/36 | Green Alpha Assets Pvt. Ltd. | RCC - M25 SMC | Charges for Concrete of grade M-25 (Site Mix Concrete) with well grade stone chips of maximum size 20mm containing designed quantity of cement (design mix to be submitted and approved by structural consultant) per cum, using approved super plasticizer / retarder designing concrete mix as per IS; 10262 & IS:456_2000. Cement would be supplied by the client - At all Level | Cum. | 26.45 | 5539 | Approved
The Soul, Rajarhat | MARKETING | Marketing Office | Sub & Super Structure | WO/HR01/MKT01/36 | Green Alpha Assets Pvt. Ltd. | RCC - M15 SMC | Charges for Concrete of grade M-15 (Site Mix Concrete) with well grade stone chips of maximum size 20mm containing designed quantity of cement (design mix to be submitted and approved by structural consultant) per cum, using approved super plasticizer / retarder designing concrete mix as per IS; 10262 & IS:456_2000. Cement would be supplied by the client - At all Level | Cum. | 24.35 | 5548 | Approved
The Soul, Rajarhat | MARKETING | Marketing Office | Sub & Super Structure | WO/HR01/MKT01/36 | Green Alpha Assets Pvt. Ltd. | Shuttering | Hire & labour charges for shuttering with centering & necessary staging up to necessary height using approved stout props, 12mm thick quality ply board shuttering, with required bracing for curved or straight including fitting, fixing & striking out after completion of works (including bailing out water, if required) complete as per drawing, specification and direction of Engineer-in-Charge. | Sq.Mtr. | 101.7 | 618 | Approved
The Soul, Rajarhat | MARKETING | Marketing Office | Sub & Super Structure | WO/HR01/MKT01/36 | Green Alpha Assets Pvt. Ltd. | Screed Concrete at Roof | Providing and laying (M15) 1:2:4 Screed Concrete at Roof lvl over the water proofing coating, of average thickness 65mm, including all lead and lift of the material at terrace level including curing in all respect as per drawing , specification, under supervision of Water Proofing agency and direction of Engineer-in-Charge. The quoted rate also include the cost of levelling of top surface as per ridge line and lvl as mentioned in drawing. Cement would be supplied by the client | Sq.Mtr. | 0 | 182 | Approved
The Soul, Rajarhat | MARKETING | Marketing Office | Sub & Super Structure | WO/HR01/MKT01/36 | Green Alpha Assets Pvt. Ltd. | 125mm thk brick work | Providing and erecting of 125mm thk brick work with 1st class bricks for walls of specified thickness in Sand cement mortar (4 :1) including the cost of all material, labour, tools, tackles, necessary chipping, hacking, applying cement slurry, providing HB net at every 3rd layer, necessary scaffolding, curing etc. complete as per drawing, direction of Engineer-in-Charge and technical specification. Cement would be supplied by the client | Sq.Mtr. | 13.45 | 805 | Approved
The Soul, Rajarhat | MARKETING | Marketing Office | Sub & Super Structure | WO/HR01/MKT01/36 | Green Alpha Assets Pvt. Ltd. | 250mm thk brick work with 1st class bricks | Providing and erecting of 250mm thk brick work with 1st class bricks for walls of specified thickness in Sand cement mortar (6 :1) including the cost of all material, labour, tools, tackles, necessary chipping, hacking, applying cement slurry scaffolding, curing etc. complete as per direction of Engineer-in-Charge. Cement would be supplied by the client | Cum. | 30 | 6595 | Approved
The Soul, Rajarhat | MARKETING | Marketing Office | Sub & Super Structure | WO/HR01/MKT01/36 | Green Alpha Assets Pvt. Ltd. | 12 mm thick internal cement plaster | Applying 12 mm thick internal cement plaster with sand and cement mortar including rounding off or chamfering corners as directed and raking out joints or roughening of concrete surface, including threading nosing and drip course where necessary including double scaffolding, curing, complete as per direction of Engineer in charge. Cement would be supplied by the client | Sq.Mtr. | 114.9 | 204 | Approved
The Soul, Rajarhat | MARKETING | Marketing Office | Sub & Super Structure | WO/HR01/MKT01/36 | Green Alpha Assets Pvt. Ltd. | External plaster of 20 mm. thick | Providing and applying external plaster of 20 mm. thick with sand cement mortar (6 : 1) including rounding off or chamfering corners as directed and raking out joints or roughening of concrete surface, including fixing of 300 mm wide wire mesh in the junction of R.C.C. & Brickwork & threading nosing and drip course where necessary including steel scaffolding, curing, complete as per direction of Engineer-in-Charge. Cement would be supplied by the client | Sq.Mtr. | 230.25 | 259 | Approved
The Soul, Rajarhat | MARKETING | Marketing Office | Sub & Super Structure | WO/HR01/MKT01/36 | Green Alpha Assets Pvt. Ltd. | IPS flooring | Providing & laying of IPS flooring(1:2:4) average 40mm thk including necessary shuttering, finishing all complete at any level as per drawing & direction of Engineer in charge. Cement would be supplied by the client | Sq.Mtr. | 104.9 | 398 | Approved
The Soul, Rajarhat | MARKETING | Marketing Office | Sub & Super Structure | WO/HR01/MKT01/36 | Green Alpha Assets Pvt. Ltd. | Net Cement Punning | All charges for providing & laying of 4mm thk neat cement punning work including all tools tackles all complete as per direction of Engineer-in-Charge. Cement would be supplied by the client | Sq.Mtr. | 0 | 69 | Approved
The Soul, Rajarhat | MARKETING | Marketing Office | Sub & Super Structure | WO/HR01/MKT01/36 | Green Alpha Assets Pvt. Ltd. | Halloring work with neat cement punning work | Halloring work charges at the junction of roof slab & parapet wall, shall be chamfered with 25mm X 25mm fillet of mortar (Cement: sand – 1:4) admixed with Dr. Fixit Super Latex. This work will also accompany with providing & laying of 4mm thk neat cement punning work including all tools tackles and all complete as per drawing and direction of Engineer-in-Charge. Cement would be supplied by the client | RMT | 15.12 | 116 | Approved
The Soul, Rajarhat | MARKETING | Marketing Office | Sub & Super Structure | WO/HR01/MKT01/36 | Green Alpha Assets Pvt. Ltd. | Material shifting above 30m | Charges for material shifting likes Bricks, sand, aggregates, steel, etc. above 30m as per direction of Engineer-in-Charge. | Cum. | 0 | 185 | Approved
The Soul, Rajarhat | MARKETING | Marketing Office | Sub & Super Structure | WO/HR01/MKT01/36 | Green Alpha Assets Pvt. Ltd. | Hoarding staging | Hire & labour charges for hoarding staging work, as per drawing, specification and direction of Engineer-in-Charge. | Cum. | 84.6 | 153 | Approved
The Soul, Rajarhat | MARKETING | Marketing Office | Sub & Super Structure | WO/HR01/MKT01/36 | Green Alpha Assets Pvt. Ltd. | Rebar 12mm dia (15d grouting) | Providing and Fixing Charges of Rebar Anchoring Work with Fischer - 360-S Chemical - 12 mm Dia Steel ,Setting Depth - 180 mm, Dia of Hole - 16 mm, every hole clean by blower pump, chemical inject by chemical dispenser as per approved drawing direction of Engineer-in-Charge. (Steel will be supplied by client) | Nos. | 10 | 187 | Approved
The Soul, Rajarhat | MARKETING | Marketing Office | Interior Works | WO/HR01/MKT01/37 | BADRUDDOZA | Laying charges of tiles | Laying charges of tiles on North & South side of campus of size 600x600 & 300x300 over a base cement mortar of thickness 30-40mm in 1:4 laid to proper line and level with proper curing as per direction and joints filled with Kerakoll Fugalite Eco grout matched with tiles shade, cutting, all complete as per direction of the Engineer In Charge/ Architect. (Restile & Cement to be provided by the client) | Sq.Ft. | 0 | 25 | Approved
The Soul, Rajarhat | MARKETING | Marketing Office | Interior Works | WO/HR01/MKT01/37 | BADRUDDOZA | Laying charges of Granite on Water feather, Planter, Front steps floor & wal | Laying charges of Granite on Water feather, Planter, Front steps floor & wall of different size over a base cement mortar of thickness 30-40mm in 1:4 laid to proper line and level with proper curing as per direction and joints filled with Kerakoll Fugalite Eco grout matched with shade, cutting, all complete as per direction of the Engineer In Charge/ Architect. (Granite & Cement to be provided by the client) | Sq.Ft. | 300 | 40 | Approved
The Soul, Rajarhat | MARKETING | Marketing Office | Interior Works | WO/HR01/MKT01/37 | BADRUDDOZA | Laying charges of Granite on Water feather Sloped Portion with groove of 10x25 mm on Design wall | Laying charges of Granite on Water feather Sloped Portion with groove of 10x25 mm on Design wall of different size over a base cement mortar of thickness 30-40mm in 1:4 laid to proper line and level with proper curing as per direction and joints filled with Kerakoll Fugalite Eco grout matched with shade, cutting, all complete as per direction of the Engineer In Charge/ Architect. (Granite & Cement to be provided by the client) | Sq.Ft. | 0 | 262 | Approved
The Soul, Rajarhat | MARKETING | Marketing Office | Interior Works | WO/HR01/MKT01/37 | BADRUDDOZA | Laying charges of Granite Front steps skirting | Laying charges of Granite Front steps skirting of different size over a cement mortar of thickness 20-30mm in 1:4 laid to proper line and level with proper curing as per direction and joints filled with Kerakoll Fugalite Eco grout matched with shade, cutting, all complete as per direction of the Engineer In Charge/ Architect. (Granite & Cement to be provided by the client) | Rft | 170 | 38 | Approved
The Soul, Rajarhat | MARKETING | Marketing Office | Interior Works | WO/HR01/MKT01/37 | BADRUDDOZA | Moulding of Granite | Labour charges for Moulding of Granite for all levels as per drawing and direction of Engineer-In-Charge. | Rft | 546 | 30 | Approved
The Soul, Rajarhat | MARKETING | Marketing Office | Interior Works | WO/HR01/MKT01/37 | BADRUDDOZA | Loading/Unloading charges | Charges for loading-unloading, transportation, hire charges for machinery as per direction of Engineer in charge. | Sq.Ft. | 0 | 1 | Approved
The Soul, Rajarhat | MARKETING | Marketing Office | Interior Works | WO/HR01/MKT01/37 | BADRUDDOZA | loading unloading charges | Charges for loading-unloading, transportation, hire charges for machinery as per direction of Engineer in charge. | Sq.Ft. | 300 | 2 | Approved
The Soul, Rajarhat | MARKETING | Marketing Office | Interior Works | WO/HR01/MKT01/37 | BADRUDDOZA | loading unloading charges2 | Charges for loading-unloading, transportation, hire charges for machinery as per direction of Engineer in charge. | Sq.Ft. | 0 | 13 | Approved
The Soul, Rajarhat | MARKETING | Marketing Office | Interior Works | WO/HR01/MKT01/37 | BADRUDDOZA | loading unloading charges3 | Charges for loading-unloading, transportation, hire charges for machinery as per direction of Engineer in charge. | Rft | 170 | 2 | Approved
The Soul, Rajarhat | MARKETING | Marketing Office | Interior Works | WO/HR01/MKT01/37 | BADRUDDOZA | loading unloading charges4 | Charges for loading-unloading, transportation, hire charges for machinery as per direction of Engineer in charge. | Rft | 546 | 1 | Approved
The Soul, Rajarhat | COMMON INFRASTRUCTURE | Boundary Wall |  | WO/HR01/CIH01/15 | Green Alpha Assets Pvt. Ltd. | Construction of boundary wall as per revised drawing for Phase - II | Construction of boundary wall as per revised drawing for Phase - II, including labour, necessary tools & tackles as per approved drawing & directions of Engineer in Charge. Cement & Steel to be supplied by the client. Details Scope of work: I. Excavation upto 1.5 mtr. depth,ii. Earth Filling,iii. BFS,iv. PCC-1:3:6, v. All RCC - M25, vi. Shuttering and de-shuttering for Foundation, RCC Wall, RCC Column and Band, etc., vii. Reinforcement - Cutting, bending and fixing with 18 gauge annealed wires, viii. 250 mm thick Brickwork with 1st class brick, using cement mortar 1:6, ix. 125 mm thick Brickwork with 1st class brick, using cement mortar 1:4, x. 12-15 mm thick Plastering work (1:6) cement sand ratio, at outside wall up to 300mm below FGL, xi. 12-15 mm thick Plastering work (1:6) cement sand ratio, at Band beam outside & inside, top & bottom | RMT | 565 | 11800 | Approved
The Soul, Rajarhat | COMMON INFRASTRUCTURE | Boundary Wall |  | WO/HR01/CIH01/15 | Green Alpha Assets Pvt. Ltd. | Earthwork in excavation | Earthwork in excavation (Additional earth work for 53 Rm. which has already been done at site as per old drawing). | Cum. | 260 | 195 | Approved
The Soul, Rajarhat | COMMON INFRASTRUCTURE | Boundary Wall |  | WO/HR01/CIH01/15 | Green Alpha Assets Pvt. Ltd. | Earthwork in filling | Earthwork in filling (Additional earth filling for 53 Rm. which has already been done at site as per old drawing). | Cum. | 200 | 115 | Approved
The Soul, Rajarhat | MARKETING | Marketing Office | Sub & Super Structure | WO/HR01/MKT01/39 | Annapurna Enterprise | Supplying of silver sand | Supplying of silver sand at specified low land area at specified thickness as per drawing and instruction of Engineer in charge. | Cft. | 5378 | 24 | Approved
The Soul, Rajarhat | MARKETING | Marketing Office | Sub & Super Structure | WO/HR01/MKT01/40 | ASPEN REALCON PRIVATE LIMITED | Supplying of silver sand | Supplying of silver sand at specified low land area at specified thickness as per drawing and instruction of Engineer in charge. | Cft. | 12100 | 24 | Approved
The Soul, Rajarhat | OVERHEADS | AMC Computer and Peripherials |  | WO/HR01/OHES/8 | Nimbus Computer Pvt Ltd | FIREWALL UTM for 3 years | FIREWALL UTM for 3 years | Nos. | 1 | 64000 | Approved
The Soul, Rajarhat | MARKETING | Marketing Office | Sub & Super Structure | WO/HR01/MKT01/13 | RAJ TRIMURTI INFRAPROJECT PVT. LTD. | 250mm thk brick work with 1st class bricks | Providing and erecting of 250mm thk brick work with 1st class bricks for walls of specified thickness in Cement Sand mortar (1:6) including the cost of all material, labour, tools, tackles ,necessary chipping, hacking, applying cement slurry scaffolding, curing etc. complete as per drawing and direction of Engineer-in-Charge. (Cement to be supplied by Client). | Cum. | 43.13 | 6383 | Approved
The Soul, Rajarhat | MARKETING | Marketing Office | Sub & Super Structure | WO/HR01/MKT01/13 | RAJ TRIMURTI INFRAPROJECT PVT. LTD. | 75mm thk brick work | Providing and erecting of 75mm thk brick work with 1st class bricks for walls of specified thickness in Sand cement mortar (4 :1) including the cost of all material, labour, tools, tackles, necessary chipping, hacking, applying cement slurry, providing HB net at every 3rd layer, necessary scaffolding, curing etc. complete as per drawing, direction of Engineer-in-Charge and technical specification ( Only Cement supplied free of cost at site). | Sq.Mtr. | 10.98 | 592 | Approved
The Soul, Rajarhat | MARKETING | Marketing Office | Sub & Super Structure | WO/HR01/MKT01/13 | RAJ TRIMURTI INFRAPROJECT PVT. LTD. | Scaffolding Work | Charges of Scaffolding Work for Outside Plaster, Lintel Chajja and any other outside work as per the direction of Project Manager. | Cum. | 773.64 | 90 | Approved
The Soul, Rajarhat | MARKETING | Marketing Office | Sub & Super Structure | WO/HR01/MKT01/13 | RAJ TRIMURTI INFRAPROJECT PVT. LTD. | Grove at plaster | Labour charges for making grove at Plaster of desired size as per drawing and direction of Engineer in charge. | RMT | 101.6 | 75 | Approved
The Soul, Rajarhat | MARKETING | Marketing Office | Sub & Super Structure | WO/HR01/MKT01/13 | RAJ TRIMURTI INFRAPROJECT PVT. LTD. | Chicken Wire Mesh | Charges for providing and fixing Chicken Wire Mesh at RCC and brickwork joint before applying outside plaster and as per the direction of Engineer in Charge, at any floor and level. | RMT | 90 | 41 | Approved
The Soul, Rajarhat | MARKETING | Marketing Office | Sub & Super Structure | WO/HR01/MKT01/13 | RAJ TRIMURTI INFRAPROJECT PVT. LTD. | Fire Bricks Block Masonry work | Providing & laying Fire Bricks Block Masonry work, using 230 mm stretcher X 115 mm header X 75 mm thickness blocks as per Manufacturer specification at external surface of the building, having compressive strength 200kg/sq cm in cement-sand mortar (1:5), Placing one bricks in stretcher in 1st layer & two bricks in header in 2nd layer, curing at least for 7 days, etc. all complete in all respect as per GFC drawing and specifications and direction of Engineer-in-charge. Rate is also inclusive of leaving opening, cut out, sleeves and other embedded items and in all profile (straight & curved) in both plan and elevation. (Fire Bricks will be supplied by client. All other materials including transshipment, storing & protecting to be done by the contractor) | Cum. | 61.71 | 3917 | Approved
The Soul, Rajarhat | MARKETING | Marketing Office | Sub & Super Structure | WO/HR01/MKT01/13 | RAJ TRIMURTI INFRAPROJECT PVT. LTD. | Providing & applying stucco on dry AAC block masonry wall | Providing & applying stucco on dry AAC block masonry wall with a stretch coat, applied directly to the blockwork at external face as per specification & direction of Engineer-in-charge. | Sq.Mtr. | 83.7 | 200 | Approved
The Soul, Rajarhat | MARKETING | Marketing Office | Sub & Super Structure | WO/HR01/MKT01/13 | RAJ TRIMURTI INFRAPROJECT PVT. LTD. | 125mm thk brick work | Providing and erecting of 125mm thk brick work with 1st class bricks for walls of specified thickness in Sand cement mortar (4 :1) including the cost of all material, labour, tools, tackles, necessary chipping, hacking, applying cement slurry, providing HB net at every 3rd layer, necessary scaffolding, curing etc. complete as per drawing, direction of Engineer-in-Charge and technical specification. Cement would be supplied by the client | Sq.Mtr. | 31.2 | 982 | Approved
The Soul, Rajarhat | PRE-CONSTRUCTION PHASE | Site Office | Plumbing Work | WO/HR01/PCE01/13 | Plumbing Enterprise | Catch Basin of internal dimension of 450 x 450mm up to 600 depth | Labour charges for construction of Catch Basin of internal dimension of 450 x 450mm up to 600 depth in 250mm thick brick masonry in 1:5 cement mortar, 150mm thick foundation in 1:3:6 cement concrete, 20mm thick waterproof cement plastering in 1:4 to both internal and external surface finished with floating coat of neat cement, D.I. rectangular type manhole cover and frame fixed over 100mm thick RCC coping in 1:2:4 cement concrete with 10mm dia. reinforcement at 100mm center to center both ways, curing, complete to specifications, including all material and directions of the Engineer-in-charge. (Manhole Cover, Cement & Reinforcement to be supplied by the client) | Nos. | 12 | 3269 | Approved
The Soul, Rajarhat | PRE-CONSTRUCTION PHASE | Site Office | Plumbing Work | WO/HR01/PCE01/13 | Plumbing Enterprise | Catch Basin of internal dimension of 600 x 600mm up to 1200 depth | Labour charges for construction of Catch Basin of internal dimension of 600 x 600mm up to 1200 depth in 250mm thick brick masonry in 1:5 cement mortar, 150mm thick foundation in 1:3:6 cement concrete, 20mm thick waterproof cement plastering in 1:4 to both internal and external surface finished with floating coat of neat cement, D.I. rectangular type manhole cover and frame fixed over 100mm thick RCC coping in 1:2:4 cement concrete with 10mm dia. reinforcement at 100mm center to center both ways, curing, complete to specifications, including all material and directions of the Engineer-in-charge. (Manhole Cover, Cement & Reinforcement to be supplied by the client) | Nos. | 20 | 5500 | Approved
The Soul, Rajarhat | PRE-CONSTRUCTION PHASE | Site Office | Plumbing Work | WO/HR01/PCE01/13 | Plumbing Enterprise | PVC 100mm O.D. | Providing & Fixing charges for fixing PVC pipes (SWR quality) to correct grade, length and alignment including jointing with solvent cement, testing, fixing to G.I brackets/clamps (if required) complete from Porta cabin to soak pit connection, necessary excavation, P.C.C. (1:3:6) all round the pipe, shuttering, centering, curing, backfilling, etc. complete. as per specifications, including all materials and directions of the Engineer-in-charge. 100mm O.D. (Cement to be supplied by the client) | RMT | 12 | 367 | Approved
The Soul, Rajarhat | PRE-CONSTRUCTION PHASE | Site Office | Plumbing Work | WO/HR01/PCE01/13 | Plumbing Enterprise | PVC 150mm O.D. | Labour charges for fixing PVC pipes (SWR quality) to correct grade, length and alignment including jointing with solvent cement, testing, fixing to G.I brackets/clamps (if required) complete of catch basin connection, necessary excavation, P.C.C. (1:3:6) all round the pipe, shuttering, centering, curing, backfilling, etc. complete. as per specifications, including all materials fittings and directions of the Engineer-in-charge. 150mm O.D. (Pipes & Cement to be supplied by the client) | RMT | 196.9 | 422 | Approved
The Soul, Rajarhat | PRE-CONSTRUCTION PHASE | Site Office | Plumbing Work | WO/HR01/PCE01/13 | Plumbing Enterprise | PVC 200mm O.D. | Labour charges for fixing PVC pipes (SWR quality) to correct grade, length and alignment including jointing with solvent cement, testing, fixing to G.I brackets/clamps (if required) complete of catch basin connection, necessary excavation, P.C.C. (1:3:6) around the pipe, shuttering, cantering, curing, backfilling, etc. complete. as per specifications, including all materials fittings and directions of the Engineer-in-charge. 200mm O.D. (Pipes & Cement to be supplied by the client) | RMT | 232.375 | 478 | Approved
The Soul, Rajarhat | PRE-CONSTRUCTION PHASE | Site Office | Plumbing Work | WO/HR01/PCE01/13 | Plumbing Enterprise | Trenches of size 250x250 | Labour charges for construction of Trenches of size 250x250 up to required depth at main entry portion with 75mm thk P.C.C. (1:3:6) over Single layer B.F.S., including necessary brick work, earth work, cantering, curing, backfilling etc. complete as per specifications, including all material and direction of the Engineer-in-charge. (Cement to be supplied by the client) | RMT | 16.9 | 2000 | Approved
The Soul, Rajarhat | PRE-CONSTRUCTION PHASE | Site Office | Plumbing Work | WO/HR01/PCE01/13 | Plumbing Enterprise | uPVC pipes 100mm O.D. | Labour charges for fixing uPVC pipes (SWR quality) to correct grade, length and alignment including jointing with solvent cement, testing, fixing to G.I brackets/clamps (if required) complete from Store Room of Marketing office to LT consumer meter room connection, necessary excavation, Cutting of Brick work, P.C.C. (1:3:6) alround the pipe, shuttering, centering, curing, backfilling, etc. complete. as per specifications, including all meterials fittings and directions of the Engineer-in-charge. 100mm O.D. (uPVC pipes, Cement to be supplied by the client) | RMT | 24 | 367 | Approved
The Soul, Rajarhat | PRE-CONSTRUCTION PHASE | Site Office | Plumbing Work | WO/HR01/PCE01/13 | Plumbing Enterprise | uPVC pipes 80mm O.D. | Labour charges for fixing uPVC pipes (SWR quality) to correct grade, length and alignment including jointing with solvent cement, testing, fixing to G.I brackets/clamps (if required) complete from Store Room of Marketing office to LT consumer meter room connection, necessary excavation, Cutting of Brick work, P.C.C. (1:3:6) all round the pipe, shuttering, centering, curing, backfilling, etc. complete. as per specifications, including all materials fittings and directions of the Engineer-in-charge. 80mm O.D. (uPVC pipes, Cement to be supplied by the client) | RMT | 12 | 356 | Approved
The Soul, Rajarhat | MARKETING | Marketing Office | Landscape | WO/HR01/MKT01/31 | AQUA PLANNER INDIA | Bobbin Wound Sand Filter Dia 450mm with clamp lid | Supply, Installation, Testing & Commissioning of Bobbin Wound Sand Filter dia 450mm with clamp lid. Flow rate 8 cum/hr, along with all tools and tackles and all complete, as per drawing and direction of Engineer in charge. Make: Aquanomics | Nos. | 1 | 28250 | Approved
The Soul, Rajarhat | MARKETING | Marketing Office | Landscape | WO/HR01/MKT01/31 | AQUA PLANNER INDIA | 6 way Multi port valve 1.5" connection | Supply, Installation, Testing & Commissioning of 6 way Multi port valve 1.5" connection, along with all tools and tackles and all complete, as per drawing and direction of Engineer in charge. Make: Aquanomics | Nos. | 1 | 9750 | Approved
The Soul, Rajarhat | MARKETING | Marketing Office | Landscape | WO/HR01/MKT01/31 | AQUA PLANNER INDIA | PVC Union 1.5" | Supply, Installation, Testing & Commissioning of PVC Union 1.5", along with all tools and tackles and all complete, as per drawing and direction of Engineer in charge. Make: Aquanomics | Nos. | 3 | 2417 | Approved
The Soul, Rajarhat | MARKETING | Marketing Office | Landscape | WO/HR01/MKT01/31 | AQUA PLANNER INDIA | of Splash Monoblock pump 0.5 HP - S phase, for filter | Supply, Installation, Testing & Commissioning of Splash Monoblock pump 0.5 HP - S phase, for filter, along with all tools and tackles and all complete, as per drawing and direction of Engineer in charge. Make: Protem | Nos. | 1 | 36875 | Approved
The Soul, Rajarhat | MARKETING | Marketing Office | Landscape | WO/HR01/MKT01/31 | AQUA PLANNER INDIA | Ball Valve dia 63 mm (for M/D-1, Vacuum-1, Inlet-1) | Supply, Installation, Testing & Commissioning of Ball Valve dia 63 mm (for M/D-1, Vacuum-1, Inlet-1), along with all tools and tackles and all complete, as per drawing and direction of Engineer in charge. Make: Cepex | Nos. | 3 | 2625 | Approved
The Soul, Rajarhat | MARKETING | Marketing Office | Landscape | WO/HR01/MKT01/31 | AQUA PLANNER INDIA | Non Return Valve dia 63 mm (for Inlet-2) | Supply, Installation, Testing & Commissioning of Non Return Valve dia 63 mm (for Inlet-2), along with all tools and tackles and all complete, as per drawing and direction of Engineer in charge. Make: Cepex | Nos. | 2 | 1750 | Approved
The Soul, Rajarhat | MARKETING | Marketing Office | Landscape | WO/HR01/MKT01/31 | AQUA PLANNER INDIA | Non Return Valve dia 75 mm (for Fountain-1). | Supply, Installation, Testing & Commissioning of Non Return Valve dia 75 mm (for Fountain-1), along with all tools and tackles and all complete, as per drawing and direction of Engineer in charge. Make: Cepex | Nos. | 1 | 5625 | Approved
The Soul, Rajarhat | MARKETING | Marketing Office | Landscape | WO/HR01/MKT01/31 | AQUA PLANNER INDIA | ANODISED Aluminium Vacuum Head - Clip type-450mm mm | Supply, Installation, Testing & Commissioning of ANODISED Aluminium Vacuum Head - Clip type-450mm mm, along with all tools and tackles and all complete, as per drawing and direction of Engineer in charge. Make: Aquanomics | Nos. | 1 | 4750 | Approved
The Soul, Rajarhat | MARKETING | Marketing Office | Landscape | WO/HR01/MKT01/31 | AQUA PLANNER INDIA | Double layerd Blue plastic hose with cuffs- 15 mtr | Supply, Installation, Testing & Commissioning of Double layerd Blue plastic hose with cuffs- 15 mtr, along with all tools and tackles and all complete, as per drawing and direction of Engineer in charge. Make: Aquanomics | Nos. | 1 | 7250 | Approved
The Soul, Rajarhat | MARKETING | Marketing Office | Landscape | WO/HR01/MKT01/31 | AQUA PLANNER INDIA | Complete Test Kit | Supply, Installation, Testing & Commissioning of Complete Test Kit, along with all tools and tackles and all complete, as per drawing and direction of Engineer in charge. Make: Aquanomics | Nos. | 2 | 687.5 | Approved
The Soul, Rajarhat | MARKETING | Marketing Office | Landscape | WO/HR01/MKT01/31 | AQUA PLANNER INDIA | Electrical Panel for Pump operation | Supply, Installation, Testing & Commissioning of Electrical Panel for Pump operation, along with all tools and tackles and all complete, as per drawing and direction of Engineer in charge. | Set | 1 | 2625 | Approved
The Soul, Rajarhat | MARKETING | Marketing Office | Landscape | WO/HR01/MKT01/31 | AQUA PLANNER INDIA | Electrical wire and casing for Pump Operation. | Supply & Installation of Electrical wire and casing for Pump Operation, along with all tools and tackles and all complete, as per drawing and direction of Engineer in charge. Make: Finolex/Polycab | Lot | 1 | 3125 | Approved
The Soul, Rajarhat | MARKETING | Marketing Office | Landscape | WO/HR01/MKT01/31 | AQUA PLANNER INDIA | Chemical for Commissioning | Supply, Installation, Testing & Commissioning of Chemical for Commissioning as per direction of Engineer in charge. | Lot | 1 | 5250 | Approved
The Soul, Rajarhat | MARKETING | Marketing Office | Landscape | WO/HR01/MKT01/31 | AQUA PLANNER INDIA | Filter media (Sand) | Supply, Installation, Testing & Commissioning of Filter media (Sand) as per drawing and direction of Engineer in charge. | Kg | 80 | 18.75 | Approved
The Soul, Rajarhat | OVERHEADS | Internet Leased Line |  | WO/HR01/OHES/9 | Wavetree Network Pvt. Ltd. | 5Mbps Leased Line | 5Mbps Leased Line | Nos. | 1 | 30000 | Approved
The Soul, Rajarhat | OVERHEADS | Internet Leased Line |  | WO/HR01/OHES/10 | Wavetree Network Pvt. Ltd. | 5Mbps Leased Line | 5Mbps Leased Line | Nos. | 1 | 30000 | Approved
The Soul, Rajarhat | COMMON INFRASTRUCTURE | Civil | Main Gate and Security Room | WO/HR01/CIH01/21 | Green Alpha Assets Pvt. Ltd. | Earthwork 1.5mtr | Earth work in excavation in all sorts of soil including upto 1.5m deep, spreading or stacking the spoils within a lead of 50m as necessary, including trimming , levelling, dressing ,ramming the bottom, bailing out water, with men & machineries as directed by Engineer in charge. | Cum. | 48 | 195 | Amended & Approved
The Soul, Rajarhat | COMMON INFRASTRUCTURE | Civil | Main Gate and Security Room | WO/HR01/CIH01/21 | Green Alpha Assets Pvt. Ltd. | BFS | Single brick flat soling (75mm thickness) with soling bricks including preparation of bed as necessary with joints properly filled in & packed with powdered earth or silver sand complete as per drawing , specification and direction of Engineer-in-Charge. | Sq.Mtr. | 90 | 420 | Approved
The Soul, Rajarhat | COMMON INFRASTRUCTURE | Civil | Main Gate and Security Room | WO/HR01/CIH01/21 | Green Alpha Assets Pvt. Ltd. | Plain Cement Concrete (1:3:6) | Providing, laying & finishing Plain Cement Concrete (1:3:6) with 25mm & down screened and washed well graded stone chips excluding shuttering at all levels, consolidation complete in all respect as per drawing, specification and direction of Engineer-in-Charge. Cement would be supplied by the client | Cum. | 12 | 5245 | Approved
The Soul, Rajarhat | COMMON INFRASTRUCTURE | Civil | Main Gate and Security Room | WO/HR01/CIH01/21 | Green Alpha Assets Pvt. Ltd. | Earth work in filling with good earth obtained from excavation | Earth work in filling with good earth obtained from excavation, in layers not exceeding 250mm including watering, ramming, etc, complete in all respect as per direction of Engineer in charge, (payment to be made on the basis of measurement of finished quantity of work). | Cum. | 33 | 115 | Approved
The Soul, Rajarhat | COMMON INFRASTRUCTURE | Civil | Main Gate and Security Room | WO/HR01/CIH01/21 | Green Alpha Assets Pvt. Ltd. | RCC - M25 SMC | Charges for Concrete of grade M-25 (Site Mix Concrete) with well grade stone chips of maximum size 20mm containing designed quantity of cement (design mix to be submitted and approved by structural consultant) per cum, using approved super plasticizer / retarder designing concrete mix as per IS; 10262 & IS:456_2000. Cement would be supplied by the client - At all Level | Cum. | 31 | 5000 | Approved
The Soul, Rajarhat | COMMON INFRASTRUCTURE | Civil | Main Gate and Security Room | WO/HR01/CIH01/21 | Green Alpha Assets Pvt. Ltd. | Shuttering | Hire & labour charges for shuttering with centering & necessary staging up to necessary height using approved stout props, 12mm thick quality ply board shuttering, with required bracing for curved or straight including fitting, fixing & striking out after completion of works (including bailing out water, if required) complete as per drawing, specification and direction of Engineer-in-Charge. | Sq.Mtr. | 225 | 450 | Approved
The Soul, Rajarhat | COMMON INFRASTRUCTURE | Civil | Main Gate and Security Room | WO/HR01/CIH01/21 | Green Alpha Assets Pvt. Ltd. | 200mm thk brick work with Fly ash bricks | Providing and erecting of 200mm thk brick work with Fly ash bricks for walls of specified thickness in Sand cement mortar (6 :1) including the cost of all material, labour, tools, tackles, necessary chipping, hacking, applying cement slurry scaffolding, curing etc. complete as per direction of Engineer-in-Charge and technical specification. (Cement to be supplied by client) | Cum. | 13 | 6257 | Approved
The Soul, Rajarhat | COMMON INFRASTRUCTURE | Civil | Main Gate and Security Room | WO/HR01/CIH01/21 | Green Alpha Assets Pvt. Ltd. | 100mm thk brick work with Fly ash bricks | Providing and erecting of 100mm thk brick work with Fly ash bricks for walls of specified thickness in Sand cement mortar (6 :1) including the cost of all material, labour, tools, tackles, necessary chipping, hacking, applying cement slurry scaffolding, curing etc. complete as per direction of Engineer-in-Charge and technical specification. (Cement to be supplied by client) | Sq.Mtr. | 19 | 853 | Approved
The Soul, Rajarhat | COMMON INFRASTRUCTURE | Civil | Main Gate and Security Room | WO/HR01/CIH01/21 | Green Alpha Assets Pvt. Ltd. | 250mm thk brick work with 1st class bricks | Providing and erecting of 250mm thk brick work with 1st class traditional bricks for walls of specified thickness in Sand cement mortar (6 :1) including the cost of all material, labour, tools, tackles, necessary chipping, hacking, applying cement slurry scaffolding, curing etc. complete as per direction of Engineer-in-Charge. Cement would be supplied by the client | Cum. | 3 | 6595 | Approved
The Soul, Rajarhat | COMMON INFRASTRUCTURE | Civil | Main Gate and Security Room | WO/HR01/CIH01/21 | Green Alpha Assets Pvt. Ltd. | 125mm thk brick work with 1st class bricks | Providing and erecting of 125mm thk brick work with 1st class traditional bricks for walls of specified thickness in Sand cement mortar (4 :1) including the cost of all material, labour, tools, tackles, necessary chipping, hacking, applying cement slurry, providing HB net at every 3rd layer, necessary scaffolding, curing etc. complete as per drawing, direction of Engineer-in-Charge and technical specification. Cement will be supplied by the client | Sq.Mtr. | 72 | 955 | Approved
The Soul, Rajarhat | COMMON INFRASTRUCTURE | Civil | Main Gate and Security Room | WO/HR01/CIH01/21 | Green Alpha Assets Pvt. Ltd. | 10 mm thick cement plaster at ceiling | Providing and applying 10 mm thick cement plaster of mix in 1:4 (1 cement : 4 course sand) to ceiling chajjas, facia, louvers, beams, columns, walls, etc including making grooves or fixing of 150 mm wide P.V.C. chicken mesh at the junctions of R.C.C and brickwork with necessary scaffolds, curing complete as per direction of Engineer in charge. Cement will be supplied by client. | Sq.Mtr. | 67 | 223 | Approved
The Soul, Rajarhat | COMMON INFRASTRUCTURE | Civil | Main Gate and Security Room | WO/HR01/CIH01/21 | Green Alpha Assets Pvt. Ltd. | 12-15 mm thick internal cement plaster | Applying 12-15 mm thick internal cement plaster with sand and cement mortar (6:1) including making grooves or fixing of 150 mm wide P.V.C. chicken mesh at the junctions of R.C.C and brickwork, rounding off or chamfering corners as directed and raking out joints or roughening of concrete surface, including threading nosing and drip course where necessary including double scaffolding, curing, complete as per direction of Engineer in charge. Cement will be supplied by the client | Sq.Mtr. | 59 | 223 | Approved
The Soul, Rajarhat | COMMON INFRASTRUCTURE | Civil | Main Gate and Security Room | WO/HR01/CIH01/21 | Green Alpha Assets Pvt. Ltd. | External plaster of 20 mm. thick | Providing and applying external plaster of 20 mm. thick with sand cement mortar (6 : 1) including making grooves or fixing of 300 mm wide P.V.C. chicken mesh at the junctions of R.C.C and brickwork, rounding off or chamfering corners as directed and raking out joints or roughening of concrete surface & threading nosing and drip course where necessary including steel scaffolding, curing, complete as per direction of Engineer-in-Charge. Cement will be supplied by the client | Sq.Mtr. | 107 | 259 | Approved
The Soul, Rajarhat | COMMON INFRASTRUCTURE | Civil | Main Gate and Security Room | WO/HR01/CIH01/21 | Green Alpha Assets Pvt. Ltd. | Silver sand | Filling of foundation or plinth by silver sand in layers not exceeding 250mm and consolidating the same by through saturation with water & ramming, etc. complete in all respect including the cost of supply of sand and as per direction of Engineer in charge. (Payment to be made on measurement of finished quantity). | Cum. | 4 | 1034 | Approved
The Soul, Rajarhat | COMMON INFRASTRUCTURE | Civil | Main Gate and Security Room | WO/HR01/CIH01/21 | Green Alpha Assets Pvt. Ltd. | Earth work filling wih good earth | Earth work in filling with good earth in layers not exceeding 250mm including watering, ramming, etc, complete in all respect as per direction of Engineer in charge, (Payment to be made on the basis of measurement of finished quantity of work) | Cum. | 9 | 115 | Approved
The Soul, Rajarhat | COMMON INFRASTRUCTURE | Civil | Main Gate and Security Room | WO/HR01/CIH01/21 | Green Alpha Assets Pvt. Ltd. | Reinforcement | Labour charges for fixing Reinforcement for reinforced cement concrete work in all sorts of structures including distribution bars, stirrups, binding wire etc. Initial straightening and removal of loose rust ( if necessary) cutting to requisite length, hooking & bending to correct shape , placing in proper position & binding with 16 gauge black annealed wire / welding as per relevant I.S. code in every intersection complete as per drawing , specification Engineer-in-Charge including bailing out water (if required). (Steel will be supplied by client) | MT | 3.681 | 6850 | Approved
The Soul, Rajarhat | COMMON INFRASTRUCTURE | Civil | Main Gate and Security Room | WO/HR01/CIH01/21 | Green Alpha Assets Pvt. Ltd. | pre cast RCC (1:2:4) slab | Providing & fixing of pre cast RCC (1:2:4) slab for kitchen counter including labours, tools and tackles, and all complete as per drawing and direction of Engineer in charge. | Cum. | 0.16 | 5350 | Approved
The Soul, Rajarhat | COMMON INFRASTRUCTURE | Civil | Main Gate and Security Room | WO/HR01/CIH01/21 | Green Alpha Assets Pvt. Ltd. | Providing and laying (M15) 1:2:4 Screed Concrete at Roof | Providing and laying (M15) 1:2:4 Screed Concrete at Roof lvl over the water proofing coating, of average thickness 50mm, including all lead and lift of the material at terrace level including curing in all respect as per drawing , specification, under supervision of Water Proofing agency and direction of Engineer-in-Charge. The quoted rate also include the cost of levelling of top surface as per ridge line and lvl as mentioned in drawing. Cement will be supplied by the client | Sq.Mtr. | 47 | 400 | Approved
The Soul, Rajarhat | COMMON INFRASTRUCTURE | Civil | Main Gate and Security Room | WO/HR01/CIH01/21 | Green Alpha Assets Pvt. Ltd. | Dismantling charges of RCC structure | Dismantling charges of RCC structure along with cleaning the debris, disposal of loose concrete, separating deformed steel from concrete as per direction of Engineer-in-Charge. | Cum. | 2.35 | 2200 | Approved
The Soul, Rajarhat | COMMON INFRASTRUCTURE | Civil | Main Gate and Security Room | WO/HR01/CIH01/21 | Green Alpha Assets Pvt. Ltd. | Charges for Dismantling of Brickwork | Charges for Dismantling of Brickwork Manually or Mechanically including making and dismantling of scaffolding , removal and disposal of debris inside the site premises as per direction of Engineer In Charge. | Cum. | 9 | 1200 | Approved
The Soul, Rajarhat | MARKETING | Marketing Office | HVAC system | WO/HR01/MKT01/41 | AIRCON SERVICES | Aluminium Louvers of sizes, mentioned at the end and Volume Control Dampers - (VCDs), | Supplying, fixing and installation charges of Aluminium Louvers and Volume Control Dampers - (VCDs), including labours, tools and tackles and all complete as per approved drawing and direction of Engineer in charge. VCDs to be supplied along with Aluminium Louvers of the following sizes and will be considered as a single item - (Aluminium Louvers - 1 No. + VCDs - 1 No.): Aluminium Louvers sizes are as follows: 1. 250mm X 280mm 2. 350mm X 90mm 3. 300mm X 100mm | Nos. | 3 | 4067 | Approved
The Soul, Rajarhat | COMMON INFRASTRUCTURE | Electrical Trench |  | WO/HR01/CIH01/22 | Green Alpha Assets Pvt. Ltd. | Earthwork | Earth work in excavation in all sorts of soil including upto 3m deep, spreading or stacking the spoils within a lead of 50m as necessary, including trimming , levelling, dressing ,ramming the bottom, bailing out water, with men & machineries as directed by Engineer in charge. | Cum. | 105.2 | 195 | Approved
The Soul, Rajarhat | COMMON INFRASTRUCTURE | Electrical Trench |  | WO/HR01/CIH01/22 | Green Alpha Assets Pvt. Ltd. | BFS | Single brick flat soling (75mm thickness) with soling bricks including preparation of bed as necessary with joints properly filled in & packed with powdered earth or silver sand complete as per drawing , specification and direction of Engineer-in-Charge. | Sq.Mtr. | 125.8 | 420 | Approved
The Soul, Rajarhat | COMMON INFRASTRUCTURE | Electrical Trench |  | WO/HR01/CIH01/22 | Green Alpha Assets Pvt. Ltd. | 250mm thk brick work with 1st class bricks | Providing and erecting of 250mm thk brick work with 1st class bricks for walls of specified thickness in Sand cement mortar (6 :1) including the cost of all material, labour, tools, tackles, necessary chipping, hacking, applying cement slurry scaffolding, curing etc. complete as per direction of Engineer-in-Charge. Cement will be supplied by the client but subject to reconciliation. | Cum. | 18.1 | 6595 | Approved
The Soul, Rajarhat | COMMON INFRASTRUCTURE | Electrical Trench |  | WO/HR01/CIH01/22 | Green Alpha Assets Pvt. Ltd. | Plain Cement Concrete (1:3:6) | Providing, laying & finishing Plain Cement Concrete (1:3:6) with 25mm & down screened and washed well graded stone chips excluding shuttering at all levels, consolidation complete in all respect as per drawing, specification and direction of Engineer-in-Charge. Cement will be supplied by the client but subject to reconciliation. | Cum. | 10.2 | 5245 | Approved
The Soul, Rajarhat | COMMON INFRASTRUCTURE | Electrical Trench |  | WO/HR01/CIH01/22 | Green Alpha Assets Pvt. Ltd. | Earth work in filling with good earth | Earth work in filling with good earth obtained from excavation, in layers not exceeding 250mm including watering, ramming, etc, complete in all respect as per direction of Engineer in charge, (payment to be made on the basis of measurement of finished quantity of work). | Cum. | 77.7 | 115 | Approved
The Soul, Rajarhat | COMMON INFRASTRUCTURE | Electrical Trench |  | WO/HR01/CIH01/22 | Green Alpha Assets Pvt. Ltd. | RCC - M25 SMC | Charges for Concrete of grade M-25 (Site Mix Concrete) with well grade stone chips of maximum size 20mm containing designed quantity of cement (design mix to be submitted and approved by structural consultant) per cum, using approved super plasticizer / retarder designing concrete mix as per IS; 10262 & IS:456_2000. Cement will be supplied by the client but subject to reconciliation - At all Level | Cum. | 23.3 | 5000 | Approved
The Soul, Rajarhat | COMMON INFRASTRUCTURE | Electrical Trench |  | WO/HR01/CIH01/22 | Green Alpha Assets Pvt. Ltd. | Pre cast RCC (1:2:4) slab for trench cover | Providing & fixing of pre cast RCC (1:2:4) slab for trench cover including labours, tools and tackles, and all complete as per drawing and direction of Engineer in charge. | Cum. | 10.2 | 5350 | Approved
The Soul, Rajarhat | COMMON INFRASTRUCTURE | Electrical Trench |  | WO/HR01/CIH01/22 | Green Alpha Assets Pvt. Ltd. | shuttering | Hire & labour charges for shuttering with centering & necessary staging up to necessary height using approved stout props, 12mm thick quality ply board shuttering, with required bracing for curved or straight including fitting, fixing & striking out after completion of works (including bailing out water, if required) complete as per drawing, specification and direction of Engineer-in-Charge. | Sq.Mtr. | 147 | 450 | Approved
The Soul, Rajarhat | COMMON INFRASTRUCTURE | Electrical Trench |  | WO/HR01/CIH01/22 | Green Alpha Assets Pvt. Ltd. | 200mm thk brick work with Fly ash bricks | Providing and erecting of 200mm thk brick work with Fly ash bricks for walls of specified thickness in Sand cement mortar (6 :1) including the cost of all material, labour, tools, tackles, necessary chipping, hacking, applying cement slurry scaffolding, curing etc. complete as per direction of Engineer-in-Charge and technical specification. (Cement will be supplied by client but subject to reconciliation.) | Cum. | 15 | 6257 | Approved
The Soul, Rajarhat | COMMON INFRASTRUCTURE | Electrical Trench |  | WO/HR01/CIH01/22 | Green Alpha Assets Pvt. Ltd. | silver sand | Providing & filling of foundation or plinth by silver sand in layers not exceeding 250mm and consolidating the same by through saturation with water & ramming, etc. complete in all respect including the cost of supply of sand and as per direction of Engineer in charge. (Payment to be made on measurement of finished quantity). | Cum. | 31 | 1034 | Approved
The Soul, Rajarhat | COMMON INFRASTRUCTURE | Electrical Trench |  | WO/HR01/CIH01/22 | Green Alpha Assets Pvt. Ltd. | 10 mm thick cement plaster at ceiling | Providing and applying 10 mm thick cement plaster of mix in 1:4 (1 cement : 4 course sand) to ceiling chajjas, facia, louvers, beams, columns, walls, etc including making grooves or fixing of 150 mm wide P.V.C. chicken mesh at the junctions of R.C.C and brickwork with necessary scaffolds, curing complete as per direction of Engineer in charge. Cement will be supplied by client but subject to reconciliation. | Sq.Mtr. | 32.1 | 223 | Approved
The Soul, Rajarhat | COMMON INFRASTRUCTURE | Electrical Trench |  | WO/HR01/CIH01/22 | Green Alpha Assets Pvt. Ltd. | 12-15 mm thick internal cement plaster | Applying 12-15 mm thick internal cement plaster with sand and cement mortar (6:1) including making grooves or fixing of 150 mm wide P.V.C. chicken mesh at the junctions of R.C.C and brickwork, rounding off or chamfering corners as directed and raking out joints or roughening of concrete surface, including threading nosing and drip course where necessary including double scaffolding, curing, complete as per direction of Engineer in charge. Cement will be supplied by the client but subject to reconciliation. | Sq.Mtr. | 206.6 | 223 | Approved
The Soul, Rajarhat | COMMON INFRASTRUCTURE | Electrical Trench |  | WO/HR01/CIH01/22 | Green Alpha Assets Pvt. Ltd. | Net Cement punning | Providing and laying of Net Cement punning for cable trench (1.5 mm thick) as per drawing and direction of Engineer-in-Charge(Cement will be supplied by client but subject to reconciliation). | Sq.Mtr. | 102.4 | 50 | Approved
The Soul, Rajarhat | COMMON INFRASTRUCTURE | Electrical Trench |  | WO/HR01/CIH01/22 | Green Alpha Assets Pvt. Ltd. | External plaster of 20 mm. thick | Providing and applying external plaster of 20 mm. thick with sand cement mortar (6 : 1) including making grooves or fixing of 300 mm wide P.V.C. chicken mesh at the junctions of R.C.C and brickwork, rounding off or chamfering corners as directed and raking out joints or roughening of concrete surface & threading nosing and drip course where necessary including steel scaffolding, curing, complete as per direction of Engineer-in-Charge. Cement will be supplied by the client but subject to reconciliation. | Sq.Mtr. | 200 | 259 | Approved
The Soul, Rajarhat | COMMON INFRASTRUCTURE | Electrical Trench |  | WO/HR01/CIH01/22 | Green Alpha Assets Pvt. Ltd. | Providing and laying (M15) 1:2:4 Screed Concrete at Roof | Providing and laying (M15) 1:2:4 Screed Concrete with halor making at Roof lvl over the water proofing coating, of average thickness 100mm, including all lead and lift of the material at terrace level including curing in all respect as per drawing , specification, under supervision of Water Proofing agency and direction of Engineer-in-Charge. The quoted rate also include the cost of levelling of top surface as per ridge line and lvl as mentioned in drawing. Cement will be supplied by the client but subject to reconciliation. | Sq.Mtr. | 33.2 | 400 | Approved
The Soul, Rajarhat | COMMON INFRASTRUCTURE | Electrical Trench |  | WO/HR01/CIH01/22 | Green Alpha Assets Pvt. Ltd. | 40 mm thick IPS finish (1:2:4) | Preparing surface of meter room with 40 mm thick IPS finish (1:2:4) including chipping, cleaning of debris upto maintaining proper finish level and spreading Sikha Chapdur (consumption rate @ 4.5kg/sqm.) as per drawing and direction of Engineer in charge. (Cement and Sikha Chapdur will be supplied by client but subject to reconciliation.) | Sq.Mtr. | 32.1 | 400 | Approved
The Soul, Rajarhat | OVERHEADS | General |  | WO/HR01/OHES/11 | Integrated Security Service | Office Boy | Providing Office Boy at Site @12 hr/day and 26 days/Month duty basis. | Months | 12 | 14343 | Approved
The Soul, Rajarhat | COMMON INFRASTRUCTURE | Electrical Trench |  | WO/HR01/CIH01/22 | Green Alpha Assets Pvt. Ltd. | Applying two coat white wash paint | Providing & applying two coat white wash paint with wall sand papering, scraping, pudding upto satisfactory finishing at Electrical Rooms as per direction of Engineer in charge. | Sq.Mtr. | 261 | 20 | Approved
The Soul, Rajarhat | COMMON INFRASTRUCTURE | Electrical Trench |  | WO/HR01/CIH01/22 | Green Alpha Assets Pvt. Ltd. | Reinforcement | Labour charges for fixing Reinforcement for reinforced cement concrete work in all sorts of structures including distribution bars, stirrups, binding wire etc. Initial straightening and removal of loose rust ( if necessary) cutting to requisite length, hooking & bending to correct shape , placing in proper position & binding with 16 gauge black annealed wire / welding as per relevant I.S. code in every intersection complete as per drawing , specification Engineer-in-Charge including bailing out water (if required). (Steel will be supplied by client but subject to reconciliation.) | MT | 4.623 | 6850 | Approved
The Soul, Rajarhat | MARKETING | Marketing Office | Anti Termite | WO/HR01/MKT01/15 | Secura Infra Services Pvt. Ltd. | Antitermite treatment to the top surface of the consolidated earth at external perimeter | Antitermite treatment to the top surface of the consolidated earth at external perimeter of the building shall be treated with chemical emulsion @ 7.5 ltr / sq. mtr. of the surface before the sand bed or sub-grade is laid. Thereafter holes up to 300 mm deep at 150 mm centers both ways may be made with 16mm. diameter mild steel rod on the surface to facilitate saturation of the with the chemical emulsion. A small channel 30 mm X 30 mm. shall be made at all the junctions of the wall and columns with the floor ( before laying the sub-grade) the rod holes made in the channel up to the ground level 150 mm. apart and the iron rod moved backward and forward to break up the earth and chemical emulsion poured along the wall @ 7.5 ltr/ sq. mtr. Of vertical wall or column surface so as to soak the soil right to the bottom. | Sq.Ft. | 1272 | 3.5 | Approved
The Soul, Rajarhat | PRE-CONSTRUCTION PHASE | Electrical | Infrastructure - Electrical & construction power | WO/HR01/PCE01/14 | Goldwin | M.S Door (1200mm x 2750mm) at Meter room | Providing and fixing MS Door (1200mm x 2750mm) at Meter room made by 50x50x6 mm MS angle for framing work, 40X40X6 mm MS angle for shutter work, 30X6 MS flat for support and 1.25mm sheet along will all accessories Hinges, Hasbolt including one coat red oxide paint, transport and fixing for all level as per drawing and direction of EIC. | Kgs | 109 | 82 | Approved
The Soul, Rajarhat | PRE-CONSTRUCTION PHASE | Electrical | Infrastructure - Electrical & construction power | WO/HR01/PCE01/14 | Goldwin | M.S. Rolling shutters (1950mm x 3100mm) | Supplying fitting and fixing in position approved quality M.S. Rolling shutters (1950mm x 3100mm) 20 Gauge conforming to IS:6248 of fully sheeted types as specified with all accessories size guide, 22 gauge hood cover of hexagonal shape, locking arrangement, handles to operate rolling shutter with gear box including cutting necessary holes in walls and grouting with cement concrete and finishing neatly all as per drawings, specification and direction of Engineer in charge. (Only cement concrete material will be supplied by client). Note: Measurement will considered clear opening area only. | SqMtr | 6.05 | 3200 | Approved
The Soul, Rajarhat | COMMON INFRASTRUCTURE | Consultancy Charges |  | WO/HR01/CIH01/24 | Sunil Nayyar Consulting Engineers LLP | Mechanical Ventilation and HVAC Services | Consultancy charges for Mechanical Ventilation and HVAC Services for the Housing project (PS- PRIMARC) at Rajarhat. Total built-up area : 10,80,000 Sq.ft (approx).Details Scope of work is attached in Annexure-I | Lump Sum | 0 |  | Approved
The Soul, Rajarhat | MARKETING | Marketing Office | Window and Glazing Works | WO/HR01/MKT01/25 | NAVKAAR ALUFORM SERVICES PRIVATE LIMITED | Aluminum Sliding Window | Providing and fixing of Aluminum Sliding Window with three track arrangement with three shutter of equal division make using of M/s NAVKAAR ALUFORM SERVICES PRIVATE LIMITED. 1 Nos, 3 track 3 shutter sliding window for Security Goompty. (0.97 mtr. X 1.31 mtr.) | SqFt | 13.7 | 330 | Approved
The Soul, Rajarhat | MARKETING | Marketing Office | Window and Glazing Works | WO/HR01/MKT01/25 | NAVKAAR ALUFORM SERVICES PRIVATE LIMITED | Aluminum Sliding Window (0.97 mtr. X 1.51 mtr.) | Providing and fixing of Aluminum Sliding Window with three track arrangement with three shutter of equal division make using of M/s NAVKAAR ALUFORM SERVICES PRIVATE LIMITED. 1 Nos, 3 track 3 shutter sliding window for Security Goompty. (0.97 mtr. X 1.51 mtr.) | Sq.Ft. | 15.8 | 330 | Approved
The Soul, Rajarhat | MARKETING | Marketing Office | Window and Glazing Works | WO/HR01/MKT01/25 | NAVKAAR ALUFORM SERVICES PRIVATE LIMITED | Aluminum openable door (0.75 mtr. X 1.95 mtr.) | Providing and fixing of Aluminum openable door with one shutter make using of M/s NAVKAAR ALUFORM SERVICES PRIVATE LIMITED. 1 Nos, 1 shutter sliding window for Security Goompty. (0.75 mtr. X 1.95 mtr.) | SqFt | 15.8 | 273 | Approved
The Soul, Rajarhat | BASEMENT WITH PODIUM | Civil | Basement with Podium | WO/HR01/BP01/4 | Green Alpha Assets Pvt. Ltd. | M40 grade reinforced cement concrete | All charges for laying M40 grade reinforced cement concrete (excluding cost of shuttering & reinforcement) for all leads and for all items e.g. columns, beams, slabs, lintels, staircase, retaining wall, machine foundation, pockets etc. of all profile coming till Plinth level using 20 mm nominal size & down graded good quality aggregate as per design mix approved by PMC/Consultant including vibrating/compacting, curing, scaffolding as required establishing dewatering system by pumping / bailing out water, cleaning, preparing surfaces, junctions etc. including curing complete to the entire satisfaction of PMC/Owner. Cement concrete should have an ultimate crushing strength of not less than 400 Kg/sq.cm on 15cm X 15cm X 15cm cube at 28 days and source of concrete will be RMC. Special conditions:- Rates are quoted for all levels & heights. For material/cube testing, the contractor shall maintain QC lab, cube testing machine, sieves, slump cones, graduated cylinder, weight scales etc. in good working condition cost of which shall be included in the rate. Source of concrete will be RMC supplied by the Client. The rates shall include the cost of plasticiser / super plasticiser of an approved brand to get the required workability/strength. The column beam junctions shall be with the grade of concrete as in column up to a distance of depth of beam in all directions & rate shall be inclusive of this. For, up to Plinth Level. | Cum. | 3 | 572 | Approved
The Soul, Rajarhat | BASEMENT WITH PODIUM | Civil | Basement with Podium | WO/HR01/BP01/4 | Green Alpha Assets Pvt. Ltd. | AC Sleeves and Fire Sleeves | Fixing of AC Sleeves and Fire Sleeves as per drawing and as per direction of Engineer-in-Charge. AC Sleeves and Fire Sleeves would be supplied by the employer free of cost, but subjected to reconciliation. | Nos | 0 | 145 | Approved
The Soul, Rajarhat | BASEMENT WITH PODIUM | Civil |  |  |  | Screed Concrete | Providing and laying 1:2:4 Screed Concrete at Roof level over the water proofing coating, of average thickness 65mm, including all lead and lift of the material at terrace level including curing in all respect as per drawing , specification, under supervision of Water Proofing agency and direction of Engineer-in-Charge. The quoted rate also include the cost of levelling of top surface as per ridge line and level as mentioned in drawing. Cement would be supplied by the employer free of cost, but subjected to reconciliation. | Sq.Mtr. |  |  | Approved
The Soul, Rajarhat | BASEMENT WITH PODIUM | Civil | Basement with Podium | WO/HR01/BP01/4 | Green Alpha Assets Pvt. Ltd. | Dewatering | Pumping out water from pond or tanks (payment if permitted will be made on the of basis of initial water level and final water level on consideration being made for any water that may have been added through percolation or other wise (log book to be maintained). | Hp-Hrs. | 11204 | 25 | Approved
The Soul, Rajarhat | BASEMENT WITH PODIUM | Civil | Basement with Podium | WO/HR01/BP01/4 | Green Alpha Assets Pvt. Ltd. | Neat cement finish | Providing and laying of Neat cement finish over plastered surface (cement not more than 2.75 kg/sqm.) as per drawing and direction of Engineer-in-Charge. Cement would be supplied by the employer free of cost, but subjected to reconciliation. | Sq.Mtr. | 0 | 20 | Approved
The Soul, Rajarhat | BASEMENT WITH PODIUM | Civil | Basement with Podium | WO/HR01/BP01/4 | Green Alpha Assets Pvt. Ltd. | Door frame | Providing and Labour charges for fixing of Door frame including supply & fixing by Ms hold fast /Anchor fastener adjacent to Brick surface including concrete grouting with at any Level as per drawing and direction of Engineer-in-charge. Door frame to be supplied by employer, but subjected to reconciliation. | Nos | 0 | 400 | Approved
The Soul, Rajarhat | BASEMENT WITH PODIUM | Civil | Basement with Podium | WO/HR01/BP01/4 | Green Alpha Assets Pvt. Ltd. | 125 mm thick brick | Providing and erecting 125 mm thick brick work with 1st class Conventional bricks for walls of specified thickness in sand cement mortar (4 :1) including the cost of all material, labour, tools, tackles, scaffolding, curing etc. complete as per direction of Engineer-in-Charge and technical specification. Cement would be supplied by the employer free of cost, but subjected to reconciliation. | Sq.Mtr. | 0 | 875 | Approved
The Soul, Rajarhat | BASEMENT WITH PODIUM | Civil | Basement with Podium | WO/HR01/BP01/4 | Green Alpha Assets Pvt. Ltd. | P.C.C (1:3:6 or 1:4:8) by site mix | Charges for providing & laying of P.C.C (1:3:6 or 1:4:8) by site mix concrete 25 mm and down sized , screened and washed well graded stone chips excluding shuttering, consolidation complete in all respect as per drawing, specification and direction of EIC. Cement would be supplied by the Employer, but subjected to reconciliation. | Cum. | 0 | 5207 | Approved
The Soul, Rajarhat | BASEMENT WITH PODIUM | Civil | Basement with Podium | WO/HR01/BP01/4 | Green Alpha Assets Pvt. Ltd. | Puddle flange | Labour charges for fixing of Puddle flange in proper line at any level with supply of all tool tackles & machineries as per drawing & direction of EIC. | Nos | 49 | 175 | Approved
The Soul, Rajarhat | BASEMENT WITH PODIUM | Civil | Basement with Podium | WO/HR01/BP01/4 | Green Alpha Assets Pvt. Ltd. | Drum Sheet on Sal Ballah shoring work | Providing and fixing of Bitumen Drum Sheet on Sal Ballah shoring work with a minimum lap of 150 mm (both horizontal and vertical) including nails/ties as required to resist the ingress of sand in to the excavated area as per drawing and direction of Engineer-in-Charge. Payment shall be made on the contact area only. | Sq.Mtr. | 107 | 400 | Approved
The Soul, Rajarhat | BASEMENT WITH PODIUM | Civil | Basement with Podium | WO/HR01/BP01/4 | Green Alpha Assets Pvt. Ltd. | Rung ladder | Labour charges for fixing of Rung ladder in proper line at any level with supply of all tool tackles & machineries as per drawing & direction of EIC. | Nos | 246 | 70 | Approved
The Soul, Rajarhat | BASEMENT WITH PODIUM | Civil | Basement with Podium | WO/HR01/BP01/4 | Green Alpha Assets Pvt. Ltd. | leaning of mud, slush and cleaning the area | Charges for cleaning of mud, slush and cleaning the area up to workable condition for BFS and PCC including labour, tools and tackles from Basement area as per direction of Engineer-in-Charge. | Cum. | 138 | 125 | Approved
The Soul, Rajarhat | BASEMENT WITH PODIUM | Civil |  |  |  | 200 mm thick brick work | Providing and erecting 200 mm thick brick work with 1st class Fly Ash bricks of specified thickness in sand cement mortar (4 :1) including the cost of all material, labour, tools, tackles, scaffolding, curing etc. complete as per direction of Engineer-in-Charge and technical specification. Cement would be supplied by the Employer, but subjected to reconciliation. | Cum. |  |  | Approved
The Soul, Rajarhat | BASEMENT WITH PODIUM | Civil |  |  |  | 250 mm thick brick work with 1st class Conventional bricks | Providing and erecting 250 mm thick brick work with 1st class Conventional bricks for walls of specified thickness in sand cement mortar (4 :1) including the cost of all material, labour, tools, tackles, scaffolding, curing etc. complete as per direction of Engineer-in-Charge and technical specification. Cement would be supplied by the Employer, but subjected to reconciliation. | Cum. |  |  | Approved
The Soul, Rajarhat | BASEMENT WITH PODIUM | Civil | Basement with Podium | WO/HR01/BP01/4 | Green Alpha Assets Pvt. Ltd. | 125 mm thick brick work | Providing and erecting 125 mm thick brick work with 1st class Fly Ash bricks for walls at Ledge Wall, Duct Wall, Gr. Floor and Above Roof of specified thickness in sand cement mortar (4 :1) including the cost of all material, labour, tools, tackles, scaffolding, curing etc. complete as per direction of Engineer-in-Charge and technical specification. Cement would be supplied by the Employer, but subjected to reconciliation. | Sq.Mtr. | 14 | 870 | Approved
The Soul, Rajarhat | PRE-CONSTRUCTION PHASE | Electrical | DG Cost | WO/HR01/PCE01/15 | Suvo Electric | Silent Type 25 KVA, 3 Phase Diesel Generator Set | Hiring of Silent Type 25 KVA, 3 Phase Diesel Generator Set including loading /unloading/Installation charges complete with Diesel Engine, Alternator, inbuilt with logic controller (local) with accoustic enclosure as per IS & BS specification with all accessories complete in all respect. Make- Mahindra/Jakson. | Months | 3 | 7000 | Approved
The Soul, Rajarhat | BASEMENT WITH PODIUM | Civil | Basement with Podium | WO/HR01/BP01/4 | Green Alpha Assets Pvt. Ltd. | 12 mm Internal Plaster | Providing and applying plaster ( to internal walls) with sand and cement mortar including round off or chamfering of concrete surface , curing etc, complete as per direction of EIC - 12 mm thick sand cement mortar ( 6 parts sand : 1 part cement), at any floor and level . Cement would be supplied by the employer free of cost, but subjected to reconciliation. | Sq.Mtr. | 0 | 223 | Approved
The Soul, Rajarhat | BASEMENT WITH PODIUM | Civil | Basement with Podium | WO/HR01/BP01/4 | Green Alpha Assets Pvt. Ltd. | Vacuum Dewater Flooring | Providing and labour charges of avg. 65mm thk. Vacuum Dewater Flooring including following scope of work and loading-unloading, transportation and lifting charges as per drawing and direction of Engineer-in-Charge. • Spreading, curing, chipping and cleaning of laid Concrete • Channel Fixing(concrete mix to be supplied at channel) • Levelling • Screed Vibration(above 50 mm concrete) • Vacuum Dewatering. • Power Trowel • Power Floater • Joint cutting Panel 4Mt X 4 Mt Size 10 mm X 5mm filling it with Sika poly sulphide sealant using backer rod. Mixed with Sika Chapdur (minimum content of Chapdur is 4.5Kg/SqM). RMC will be supplied by us, but subjected to reconciliation. | Sq.Mtr. | 0 | 215 | Approved
The Soul, Rajarhat | BASEMENT WITH PODIUM | Civil | Basement with Podium | WO/HR01/BP01/4 | Green Alpha Assets Pvt. Ltd. | 1:2:4 Screed Concrete | Providing and laying 1:2:4 Screed Concrete at Roof level over the water proofing coating, of average thickness 65mm, including all lead and lift of the material at terrace level including curing in all respect as per drawing , specification, under supervision of Water Proofing agency and direction of Engineer-in-Charge. The quoted rate also include the cost of levelling of top surface as per ridge line and level as mentioned in drawing. Cement would be supplied by the employer free of cost, but subjected to reconciliation. | Sq.Mtr. | 0 | 400 | Approved
The Soul, Rajarhat | BASEMENT WITH PODIUM | Civil | Basement with Podium | WO/HR01/BP01/4 | Green Alpha Assets Pvt. Ltd. | 200 mm thick brick work | Providing and erecting 200 mm thick brick work with 1st class Fly Ash bricks of specified thickness in sand cement mortar (4 :1) including the cost of all material, labour, tools, tackles, scaffolding, curing etc. complete as per direction of Engineer-in-Charge and technical specification. Cement would be supplied by the Employer, but subjected to reconciliation. | Cum. | 0 | 6257 | Approved
The Soul, Rajarhat | BASEMENT WITH PODIUM | Civil |  |  |  | 250 mm thick brick work | Providing and erecting 250 mm thick brick work with 1st class Conventional bricks for walls of specified thickness in sand cement mortar (4 :1) including the cost of all material, labour, tools, tackles, scaffolding, curing etc. complete as per direction of Engineer-in-Charge and technical specification. Cement would be supplied by the Employer, but subjected to reconciliation. | Cum. |  |  | Approved
The Soul, Rajarhat | BASEMENT WITH PODIUM | Civil | Basement with Podium | WO/HR01/BP01/4 | Green Alpha Assets Pvt. Ltd. | 250 mm thick brick work | Providing and erecting 250 mm thick brick work with 1st class Conventional bricks for walls of specified thickness in sand cement mortar (4 :1) including the cost of all material, labour, tools, tackles, scaffolding, curing etc. complete as per direction of Engineer-in-Charge and technical specification. Cement would be supplied by the Employer, but subjected to reconciliation. | Cum. | 98 | 7130 | Approved
The Soul, Rajarhat | MARKETING | Marketing Office | Consultancy Services | WO/HR01/MKT01/42 | Inhere India Consultancy Services | fix LED hoarding | Consultancy services for M.S structure to fix LED hoarding at marketing office. | Lump Sum | 1 | 50000 | Approved
The Soul, Rajarhat | MARKETING | Marketing Office | Railing | WO/HR01/MKT01/43 | PROTECH ENGINEERS | Support Structure for fixing LED Screen | Providing, fabrication and installation of Support Structure for fixing LED Screen at Marketing Office made by MS Section (As per approved drawing) including one coat of red oxide zinc chromate primer of approved brand, transportation, lifting and loading-unloading charges as per drawing and direction of Engineer-in-Charge. Please note that All Tubular members are as per IS 4923, all rolled steel beam channel and angle sections are as per IS 808-1989, All welding shall be as per IS 816-1969 and All structure will under go DP test. | Kg | 11856 | 105 | Approved
The Soul, Rajarhat | MARKETING | Marketing Office | Window and Glazing Works | WO/HR01/MKT01/44 | Smart Cleaning Enterprise | Charges for Facade Cleaning work | Charges for Facade Cleaning work of total out side Glass, all out side lays under the window glazing dust rubbish removing, glass channel sticker removing from outside, plastering work for repairing work, black spot cleaning work at wall at all level including all materials, tools and tackles as per direction of EIC. | Nos | 1 | 13000 | Approved
The Soul, Rajarhat | MARKETING | Marketing Office |  | WO/HR01/MKT01/45 | Hidden Eye Security Service | Deep Cleaning | Charges for Deep Cleaning of entire Marketing Office, Model flat and surroundings for the purpose of Bhumi Puja occasion of project site. The job includes brooming, mopping, dusting of furnitures and interiors including all HK Materials and consumables as per direction and upto the satisfaction of Engineer in charge. | Lump Sum | 1 | 21000 | Approved
The Soul, Rajarhat | MARKETING | Marketing Office |  |  |  | Housekeeping | Providing 2 Nos. Housekeeping at Marketing office for 26 days x 10 hour basis. BOQ Quantity: 2 Nos. HK x 12 Months = 24 | Months |  |  | Approved
The Soul, Rajarhat | PRE-CONSTRUCTION PHASE | Electrical | Infrastructure - Electrical & construction power | WO/HR01/PCE01/16 | Sarkar Power Engineering Pvt. Ltd. | VLE/LBS Switch | Supply & Installation of 12 KV, 630A, 50 Hz, 25KA for 3 sec. Floor mounting cubicle, Indoor type Load Break Switch of Electroteknica make with integral earth switch & 3 nos HT fuses including transportation & unloading as per Annexure attached. | Nos | 1 | 133526 | Approved
The Soul, Rajarhat | PRE-CONSTRUCTION PHASE | Electrical | Infrastructure - Electrical & construction power | WO/HR01/PCE01/16 | Sarkar Power Engineering Pvt. Ltd. | Oil Type Distribution Transformer | Supply & Installation of 2. 315 KVA, 11/0.415 KV, ONAN, 3 Phase, 50 Hz, Dyn 11, Indoor type, Copper wound, Oil type distribution transformer complete with first filling of oil & both end suitable with cable end box including standard fittings and manufactured as per the specification of IS: 2026 of Marsons make including transportation & unloading as per Annexure attached. | Nos | 1 | 446494 | Approved
The Soul, Rajarhat | PRE-CONSTRUCTION PHASE | Electrical | Infrastructure - Electrical & construction power | WO/HR01/PCE01/16 | Sarkar Power Engineering Pvt. Ltd. | HT Cable | Supply & Laying of 3. 6.35/11 KV E grade XLPE cable having stranded compacted circular aluminum conductor, conductor screened with black extruded semi-conducting compound followed by single layer of copper tape, cores laid up, PVC Inner-sheathed, single layer of Galvanized steel strip armoured and overall PVC sheathed cable generally to IS: 7098 part II (1988) 3C x 95 sq. mm. of Crystal / Havells make as per Annexure attached. (From WBSEDCL VCB Room to VLE & VLE to Transformer) | Mtrs. | 45 | 684 | Approved
The Soul, Rajarhat | PRE-CONSTRUCTION PHASE | Electrical | Infrastructure - Electrical & construction power | WO/HR01/PCE01/16 | Sarkar Power Engineering Pvt. Ltd. | HT End Termination | Supply & Making heat shrinkable End Termination kit of 11 KV grade 3Cx95 Sq.mm. XLPE insulated cable complete in all respect as per Annexure attached. | Nos | 4 | 5375 | Approved
The Soul, Rajarhat | PRE-CONSTRUCTION PHASE | Electrical | Infrastructure - Electrical & construction power | WO/HR01/PCE01/16 | Sarkar Power Engineering Pvt. Ltd. | Earthing | Earthing of Transformer Body, Neutral, VLE & Other Equipments with 50 mm dia medium class Galvanised Iron Pipe of 3 mtr. long and 1 no. 50x6 mm hot dip galvanised steel strip with bolt, double nuts, double washers etc. as per IS : 3043 complete as required as per Annexure attached. | Set | 8 | 3334 | Approved
The Soul, Rajarhat | PRE-CONSTRUCTION PHASE | Electrical | Infrastructure - Electrical & construction power | WO/HR01/PCE01/16 | Sarkar Power Engineering Pvt. Ltd. | Earthing | Supply & Installation of 50x6 mm GI flat on wall/floor with GI bar saddles & insulating the same by one layer of PVC tape on entire length for connecting neutral & body of Transformer to earth stations, consumer VLE, Feeder Pillar etc. complete in all respect as per Annexure attached. | Mtrs. | 150 | 255 | Approved
The Soul, Rajarhat | PRE-CONSTRUCTION PHASE | Electrical | Infrastructure - Electrical & construction power | WO/HR01/PCE01/16 | Sarkar Power Engineering Pvt. Ltd. | LT Cable | Supply & Laying of Standard shaped Aluminum conductor, XLPE insulated, Cores laid up , PVC Inner-sheathed, Galvanized flat/round steel strip armoured and overall PVC sheathed 1100 volts grade generally to IS: 7098 part I (1988) 3.5C x 300 sq.mm. of Crystal / Havells make as per Annexure attached. (2 nos from Transformer to Feeder Pillar Panel) | Mtrs. | 40 | 1098 | Approved
The Soul, Rajarhat | PRE-CONSTRUCTION PHASE | Electrical | Infrastructure - Electrical & construction power | WO/HR01/PCE01/16 | Sarkar Power Engineering Pvt. Ltd. | LT Cable Termination | Supply & Making End terminations of 1.1 KV grade 3.5Cx300 sq.mm. including supply of nickel plated heavy duty double compression brass cable glands of Comet make, Dowell's make cimping type aluminium / copper sockets, PVC tapes and all other accessories complete as required as per standard procedure as per Annexure attached. | Set | 20 | 1470 | Approved
The Soul, Rajarhat | PRE-CONSTRUCTION PHASE | Electrical | Infrastructure - Electrical & construction power | WO/HR01/PCE01/16 | Sarkar Power Engineering Pvt. Ltd. | Safety Items | Supply and installation of 11 KV grade Rubber mat (2 mtr.), Danger Board (3 nos), Fire Bucket with stand (2 set), CO2 type Fire Extinguisher (5 Kg), Shock treatment Chart (2 set) etc. complete as required as per Annexure attached. | Set | 1 | 19500 | Approved
The Soul, Rajarhat | PRE-CONSTRUCTION PHASE | Electrical | Infrastructure - Electrical & construction power | WO/HR01/PCE01/16 | Sarkar Power Engineering Pvt. Ltd. | Testing & Commissioing | Liasioning with Govt. Body for getting DOE approval (require original during billing) for power supply arrangement from Licensing Board, deposition of WBSEDC Lincence fees & compliance of other statutory requirements & preparation of drawings including testing of different equipments as required as per Annexure attached. | Lump Sum | 1 | 60000 | Approved
The Soul, Rajarhat | COMMON INFRASTRUCTURE | Land Development |  | WO/HR01/CIH01/27 | Green Alpha Assets Pvt. Ltd. | Filling of Land | Charges for leveling, dressing and compaction of Brick Rubbish by JCB at periphery / Service road area and material stacking area of the project to stop the ingress of water and uninterrupted vehicle movement at construction area as per direction of Engineer-in-Charge. | cft | 189254 | 3.25 | Approved
The Soul, Rajarhat | MARKETING | Electrical | Internal Electrical |  |  | 50 mm dia Earthing Pipe Grounting | 50 mm dia Earthing Pipe Grounding | Nos |  |  | Submitted
The Soul, Rajarhat | MARKETING | Electrical | Internal Electrical |  |  | 50 mm dia Earthing Pipe Grounding | 50 mm dia Earthing Pipe Grounding | Nos |  |  | Approved
The Soul, Rajarhat | MARKETING | Electrical | Internal Electrical |  |  | 100 A Bus Bar Fixing | 100 A Bus Bar Fixing | Nos |  |  | Approved
The Soul, Rajarhat | MARKETING | Electrical | Internal Electrical |  |  | 100 A Main Switch Fixing | 100 A Main Switch Fixing | Nos |  |  | Approved
The Soul, Rajarhat | MARKETING | Electrical | Internal Electrical |  |  | 10 mm GI Earthing Bus Bar Fixing | 10 mm GI Earthing Bus Bar Fixing | Nos |  |  | Approved
The Soul, Rajarhat | MARKETING | Electrical | Internal Electrical |  |  | 10 Sqmm 4 Core Armard Cable AL Laying | 10 Sqmm 4 Core Armard Cable AL Laying | RMT |  |  | Approved
The Soul, Rajarhat | MARKETING | Electrical | Internal Electrical |  |  | 63 A Bus bar supply & fixing | 63 A Bus bar supply & fixing | Nos |  |  | Approved
The Soul, Rajarhat | MARKETING | Electrical | Internal Electrical |  |  | 6 Sqmm Unarmard cable 3 core supply & laying | 6 Sqmm Unarmard cable 3 core supply & laying | RMT |  |  | Approved
The Soul, Rajarhat | MARKETING | Electrical | Internal Electrical |  |  | 4 Sqmm unarmard cable 3 core laying | 4 Sqmm unarmard cable 3 core laying | RMT |  |  | Approved
The Soul, Rajarhat | MARKETING | Electrical | Internal Electrical |  |  | 2.5 Sqmm unarmard 3 core cable laying | 2.5 Sqmm unarmard 3 core cable laying | RMT |  |  | Approved
The Soul, Rajarhat | MARKETING | Electrical | Internal Electrical |  |  | 63 A, 3 pin Industrical socket connection 440 V | 63 A, 3 pin Industrical socket connection 440 V | Nos |  |  | Approved
The Soul, Rajarhat | MARKETING | Electrical | Internal Electrical |  |  | 20 A, 2 pin Industrical socket connection 220 V | 20 A, 2 pin Industrical socket connection 220 V | Nos |  |  | Approved
The Soul, Rajarhat | MARKETING | Electrical | Internal Electrical |  |  | 25 Sqmm, 3.5 core Aluminum Armard cable laying | 25 Sqmm, 3.5 core Aluminum Armard cable laying | RMT |  |  | Approved
The Soul, Rajarhat | MARKETING | Electrical | Internal Electrical |  |  | Pump starter fixing | Pump starter fixing | Nos |  |  | Approved
The Soul, Rajarhat | MARKETING | Electrical | Internal Electrical |  |  | Pump stater to 100 A busbar 4 Sqmm cable unarmard termination | Pump stater to 100 A busbar 4 Sqmm cable unarmard termination | RMT |  |  | Approved
The Soul, Rajarhat | MARKETING | Electrical | Internal Electrical |  |  | 100 A main switch to 100 A bus bar 10 Sqmm unarmard cable termination | 100 A main switch to 100 A bus bar 10 Sqmm unarmard cable termination | RMT |  |  | Approved
The Soul, Rajarhat | MARKETING | Electrical | Internal Electrical |  |  | Pota cabin connection | Pota cabin connection | Nos |  |  | Approved
The Soul, Rajarhat | MARKETING | Electrical | Internal Electrical |  |  | Wall mounting fan fixing | Wall mounting fan fixing | Nos |  |  | Approved
The Soul, Rajarhat | MARKETING | Electrical | Internal Electrical |  |  | Water pump connection | Water pump connection | Nos |  |  | Approved
The Soul, Rajarhat | MARKETING | Electrical | Internal Electrical |  |  | 1.5 Sqm wire Earthing to earthing soting | 1.5 Sqm wire Earthing to earthing soting | RMT |  |  | Approved
The Soul, Rajarhat | MARKETING | Electrical | Internal Electrical |  |  | DG Nutral connection to earthing pit 10 Sqmm wire | DG Nutral connection to earthing pit 10 Sqmm wire | RMT |  |  | Approved
The Soul, Rajarhat | MARKETING | Electrical | Internal Electrical |  |  | 10 Sqmm Al armard cable 4 core and connection laying, DG to DG panel | 10 Sqmm Al armard cable 4 core and connection laying, DG to DG panel | RMT |  |  | Approved
The Soul, Rajarhat | MARKETING | Electrical | Internal Electrical |  |  | 6 Sqmm Al armard cable 4 core laying for boundary wall light | 6 Sqmm Al armard cable 4 core laying for boundary wall light | RMT |  |  | Approved
The Soul, Rajarhat | MARKETING | Electrical | Internal Electrical |  |  | 100 A LED Flood light | 100 A LED Flood light | Nos |  |  | Approved
The Soul, Rajarhat | MARKETING | Electrical | Internal Electrical |  |  | 100 A bus bar open & fixing | 100 A bus bar open & fixing | Nos |  |  | Approved
The Soul, Rajarhat | MARKETING | Electrical | Internal Electrical |  |  | 10 mm Earthing Bus bar open & fixing | 10 mm Earthing Bus bar open & fixing | Nos |  |  | Approved
The Soul, Rajarhat | MARKETING | Electrical | Internal Electrical |  |  | 100 A Main Switch open & Fixing | 100 A Main Switch open & Fixing | Nos |  |  | Approved
The Soul, Rajarhat | MARKETING | Electrical | Internal Electrical |  |  | Pump starter open & fixing | Pump starter open & fixing | Nos |  |  | Approved
The Soul, Rajarhat | MARKETING | Electrical | Internal Electrical |  |  | 1.5 Sqmm unarmard cable 2 core laying | 1.5 Sqmm unarmard cable 2 core laying | RMT |  |  | Approved
The Soul, Rajarhat | MARKETING | Electrical | Internal Electrical |  |  | Lighting JB fixing | Lighting JB fixing | Nos |  |  | Approved
The Soul, Rajarhat | MARKETING | Electrical | Internal Electrical |  |  | 62.5 KVA DG Termination open | 62.5 KVA DG Termination open | Nos |  |  | Approved
The Soul, Rajarhat | MARKETING | Electrical | Internal Electrical |  |  | 62.5 KVA DG Termination open | 62.5 KVA DG Termination open | Nos |  |  | Approved
The Soul, Rajarhat | MARKETING | Electrical | Internal Electrical |  |  | Wall Fan fixing | Wall Fan fixing | Nos |  |  | Approved
The Soul, Rajarhat | MARKETING | Electrical | Internal Electrical |  |  | Tube set fixing | Tube set fixing | Nos |  |  | Approved
The Soul, Rajarhat | MARKETING | Electrical | Internal Electrical |  |  | 4x6 PVC box fixing with 3 switch 1 socket | 4x6 PVC box fixing with 3 switch 1 socket | Nos |  |  | Approved
The Soul, Rajarhat | MARKETING | Electrical | Internal Electrical |  |  | New DG connection | New DG connection | Nos |  |  | Approved
The Soul, Rajarhat | MARKETING | Marketing Office | Int Electrical | WO/HR01/MKT01/47 | A B S Enterprise | 50 mm dia Earthing Pipe Grounding | 50 mm dia Earthing Pipe Grounding | Nos | 4 | 1004.5 | Approved
The Soul, Rajarhat | MARKETING | Marketing Office | Int Electrical | WO/HR01/MKT01/47 | A B S Enterprise | 100 A Bus Bar Fixing | 100 A Bus Bar Fixing | Nos | 1 | 362 | Approved
The Soul, Rajarhat | MARKETING | Marketing Office | Int Electrical | WO/HR01/MKT01/47 | A B S Enterprise | 100 A Main Switch Fixing | 100 A Main Switch Fixing | Nos | 1 | 362 | Approved
The Soul, Rajarhat | MARKETING | Marketing Office | Int Electrical | WO/HR01/MKT01/47 | A B S Enterprise | 10 mm GI Earthing Bus Bar Fixing | 10 mm GI Earthing Bus Bar Fixing | Nos | 1 | 81 | Approved
The Soul, Rajarhat | MARKETING | Marketing Office | Int Electrical | WO/HR01/MKT01/47 | A B S Enterprise | 10 Sqmm 4 Core Armard Cable AL Laying | 10 Sqmm 4 Core Armard Cable AL Laying | RMT | 75 | 20.09 | Approved
The Soul, Rajarhat | MARKETING | Marketing Office | Int Electrical | WO/HR01/MKT01/47 | A B S Enterprise | 63 A Bus bar supply & fixing | 63 A Bus bar supply & fixing | Nos | 1 | 1487 | Approved
The Soul, Rajarhat | MARKETING | Marketing Office | Int Electrical | WO/HR01/MKT01/47 | A B S Enterprise | 6 Sqmm Unarmard cable 3 core supply & laying | 6 Sqmm Unarmard cable 3 core supply & laying | RMT | 117 | 134.2 | Approved
The Soul, Rajarhat | MARKETING | Marketing Office | Int Electrical | WO/HR01/MKT01/47 | A B S Enterprise | 4 Sqmm unarmard cable 3 core laying | 4 Sqmm unarmard cable 3 core laying | RMT | 13 | 9.64 | Approved
The Soul, Rajarhat | MARKETING | Marketing Office | Int Electrical | WO/HR01/MKT01/47 | A B S Enterprise | 2.5 Sqmm unarmard 3 core cable laying | 2.5 Sqmm unarmard 3 core cable laying | RMT | 200 | 8.84 | Approved
The Soul, Rajarhat | MARKETING | Marketing Office | Int Electrical | WO/HR01/MKT01/47 | A B S Enterprise | 63 A, 3 pin Industrical socket connection 440 V | 63 A, 3 pin Industrical socket connection 440 V | Nos | 1 | 282 | Approved
The Soul, Rajarhat | MARKETING | Marketing Office | Int Electrical | WO/HR01/MKT01/47 | A B S Enterprise | 20 A, 2 pin Industrical socket connection 220 V | 20 A, 2 pin Industrical socket connection 220 V | Nos | 2 | 201 | Approved
The Soul, Rajarhat | MARKETING | Marketing Office | Int Electrical | WO/HR01/MKT01/47 | A B S Enterprise | 25 Sqmm, 3.5 core Aluminum Armard cable laying | 25 Sqmm, 3.5 core Aluminum Armard cable laying | RMT | 5 | 36.16 | Approved
The Soul, Rajarhat | MARKETING | Marketing Office | Int Electrical | WO/HR01/MKT01/47 | A B S Enterprise | Pump starter fixing | Pump starter fixing | Nos | 1 | 201 | Approved
The Soul, Rajarhat | MARKETING | Marketing Office | Int Electrical | WO/HR01/MKT01/47 | A B S Enterprise | Pump stater to 100 A busbar 4 Sqmm cable unarmard termination | Pump stater to 100 A busbar 4 Sqmm cable unarmard termination | RMT | 2 | 120.53 | Approved
The Soul, Rajarhat | MARKETING | Marketing Office | Int Electrical | WO/HR01/MKT01/47 | A B S Enterprise | 100 A main switch to 100 A bus bar 10 Sqmm unarmard cable termination | 100 A main switch to 100 A bus bar 10 Sqmm unarmard cable termination | RMT | 8 | 180.8 | Approved
The Soul, Rajarhat | MARKETING | Marketing Office | Int Electrical | WO/HR01/MKT01/47 | A B S Enterprise | Pota cabin connection | Pota cabin connection | Nos | 6 | 281.25 | Approved
The Soul, Rajarhat | MARKETING | Marketing Office | Int Electrical | WO/HR01/MKT01/47 | A B S Enterprise | Wall mounting fan fixing | Wall mounting fan fixing | Nos | 15 | 68.3 | Approved
The Soul, Rajarhat | MARKETING | Marketing Office | Int Electrical | WO/HR01/MKT01/47 | A B S Enterprise | Water pump connection | Water pump connection | Nos | 1 | 201 | Approved
The Soul, Rajarhat | MARKETING | Marketing Office | Int Electrical | WO/HR01/MKT01/47 | A B S Enterprise | 1.5 Sqm wire Earthing to earthing soting | 1.5 Sqm wire Earthing to earthing soting | RMT | 22 | 12.05 | Approved
The Soul, Rajarhat | MARKETING | Marketing Office | Int Electrical | WO/HR01/MKT01/47 | A B S Enterprise | DG Nutral connection to earthing pit 10 Sqmm wire | DG Nutral connection to earthing pit 10 Sqmm wire | RMT | 15 | 16.07 | Approved
The Soul, Rajarhat | MARKETING | Marketing Office | Int Electrical | WO/HR01/MKT01/47 | A B S Enterprise | 10 Sqmm Al armard cable 4 core and connection laying, DG to DG panel | 10 Sqmm Al armard cable 4 core and connection laying, DG to DG panel | RMT | 75 | 20.09 | Approved
The Soul, Rajarhat | MARKETING | Marketing Office | Int Electrical | WO/HR01/MKT01/47 | A B S Enterprise | 6 Sqmm Al armard cable 4 core laying for boundary wall light | 6 Sqmm Al armard cable 4 core laying for boundary wall light | RMT | 660 | 20.09 | Approved
The Soul, Rajarhat | MARKETING | Marketing Office | Int Electrical | WO/HR01/MKT01/47 | A B S Enterprise | 100 A LED Flood light | 100 A LED Flood light | Nos | 17 | 261.16 | Approved
The Soul, Rajarhat | MARKETING | Marketing Office | Int Electrical | WO/HR01/MKT01/47 | A B S Enterprise | 100 A bus bar open & fixing | 100 A bus bar open & fixing | Nos | 1 | 442 | Approved
The Soul, Rajarhat | MARKETING | Marketing Office | Int Electrical | WO/HR01/MKT01/47 | A B S Enterprise | 10 mm Earthing Bus bar open & fixing | 10 mm Earthing Bus bar open & fixing | Nos | 1 | 121 | Approved
The Soul, Rajarhat | MARKETING | Marketing Office | Int Electrical | WO/HR01/MKT01/47 | A B S Enterprise | 100 A Main Switch open & Fixing | 100 A Main Switch open & Fixing | Nos | 1 | 442 | Approved
The Soul, Rajarhat | MARKETING | Marketing Office | Int Electrical | WO/HR01/MKT01/47 | A B S Enterprise | Pump stater open & fixing | Pump stater open & fixing | Nos | 1 | 282 | Approved
The Soul, Rajarhat | MARKETING | Marketing Office | Int Electrical | WO/HR01/MKT01/47 | A B S Enterprise | 1.5 Sqmm unarmard cable 2 core laying | 1.5 Sqmm unarmard cable 2 core laying | RMT | 100 | 12.05 | Approved
The Soul, Rajarhat | MARKETING | Marketing Office | Int Electrical | WO/HR01/MKT01/47 | A B S Enterprise | Lighting JB fixing | Lighting JB fixing | Nos | 3 | 141 | Approved
The Soul, Rajarhat | MARKETING | Marketing Office | Int Electrical | WO/HR01/MKT01/47 | A B S Enterprise | 62.5 KVA DG Termination open | 62.5 KVA DG Termination open | Nos | 1 | 281.25 | Approved
The Soul, Rajarhat | MARKETING | Marketing Office | Int Electrical | WO/HR01/MKT01/47 | A B S Enterprise | 62.5 KVA DG Termination open | 62.5 KVA DG Termination open | Nos | 1 | 281.25 | Approved
The Soul, Rajarhat | MARKETING | Marketing Office | Int Electrical | WO/HR01/MKT01/47 | A B S Enterprise | Wall Fan fixing | Wall Fan fixing | Nos | 1 | 68.3 | Approved
The Soul, Rajarhat | MARKETING | Marketing Office | Int Electrical | WO/HR01/MKT01/47 | A B S Enterprise | Tube set fixing | Tube set fixing | Nos | 1 | 68.3 | Approved
The Soul, Rajarhat | MARKETING | Marketing Office | Int Electrical | WO/HR01/MKT01/47 | A B S Enterprise | 4x6 PVC box fixing with 3 switch 1 socket | 4x6 PVC box fixing with 3 switch 1 socket | Nos | 1 | 201 | Approved
The Soul, Rajarhat | MARKETING | Marketing Office | Int Electrical | WO/HR01/MKT01/47 | A B S Enterprise | New DG connection | New DG connection | Nos | 1 | 402 | Approved
The Soul, Rajarhat | OVERHEADS | Security Expenditure |  |  |  | Providing Security Guard at Site from 1st Jul, 2018 to 31st Dec, 2018 | Providing Security Guard at Site from 1st Jul, 2018 to 31st Dec, 2018 BOQ Quantity :- No of Days from 1st Jul, 2018 to 31st Dec, 2018 = 184 days Total No. of Days including holidays = 191 Days Nos. of Head considered per month = 4 Nos. (Variable) Total BOQ Qty. = 4 x 191 = 764 | Duties |  |  | Approved
The Soul, Rajarhat | OVERHEADS | Security Expense |  | WO/HR01/OHES/12 | NIS MANAGEMNET PRIVATE LIMITED | Providing Security Guard at Site from 1st Jul, 2018 to 31st Dec, 2018 | Providing Security Guard at Site from 1st Jul, 2018 to 31st Dec, 2018 BOQ Quantity :- No of Days from 1st Jul, 2018 to 31st Dec, 2018 = 184 days Total No. of Days including holidays = 191 Days Nos. of Head considered per month = 4 Nos. (Variable) Total BOQ Qty. = 4 x 191 = 764 | Duties | 0 | 580 | Approved
The Soul, Rajarhat | OVERHEADS | Security Expense |  | WO/HR01/OHES/14 | NIS MANAGEMENT LIMITED | Providing Security Guard at Site from 1st Jul, 2018 to 31st Dec, 2018 | Providing Security Guard at Site from 1st Jul, 2018 to 31st Dec, 2018 BOQ Quantity :- No of Days from 1st Jul, 2018 to 31st Dec, 2018 = 184 days Total No. of Days including holidays = 191 Days Nos. of Head considered per month = 4 Nos. (Variable) Total BOQ Qty. = 4 x 191 = 764 | Duties | 818 | 580 | Approved
The Soul, Rajarhat | MARKETING | Annual Maintenance Contract |  | WO/HR01/MKT01/48 | Smart Cleaning Enterprise | Eye-Bolt installation | Supply and installation of Eye-Bolt on the top of the roof for out-side glass cleaning of marketing office with tool tackles & as per direction of Engineer In Charge | Pairs | 37 | 1420 | Approved
The Soul, Rajarhat | MARKETING | Annual Maintenance Contract |  | WO/HR01/MKT01/48 | Smart Cleaning Enterprise | Inside and outside glass cleaning | Charges for cleaning of glass cleaning from inside and outside with approved tool tackles & as per direction of Engineer In Charge. Work shall be carried out as per site requirement. | Months | 6 | 8000 | Approved
The Soul, Rajarhat | PRE-CONSTRUCTION PHASE | Electrical | Infrastructure - Electrical & construction power | WO/HR01/PCE01/17 | A B S Enterprise | Earthing of DG set & other equipments | Earthing of DG set & other equipments by supplying & driving 50 mm dia Heavy duty Galvanised Iron Pipe of 3 mtr. long and 1 no. 25x6 mm hot dip galvanised steel strip with bolt, double nuts, double washers etc. as per IS : 3043 complete as required & as per direction of Engg. in charge. This includes supply of Salt, Charcoal, Betonite powder in adequate qty. to get the earth resistance within acceptable limit. Construction of pit chamber is included in this scope including supply & putting CI cover of required size. Civil materials like Brick, Sand, Cement, Stone chip etc. to be supplied by contractor. | Nos | 4 | 3788 | Approved
The Soul, Rajarhat | PRE-CONSTRUCTION PHASE | Electrical | Infrastructure - Electrical & construction power | WO/HR01/PCE01/17 | A B S Enterprise | Supply & fixing of 25x6 mm G.I. strip including G.I. bar saddles | Supply & fixing of 25x6 mm G.I. strip including G.I. bar saddles or directly buried at ground distance/depth not less than 600mm from each other and as per standard procedure of IS: 3043 | Mtrs. | 68 | 120 | Approved
The Soul, Rajarhat | PRE-CONSTRUCTION PHASE | Electrical | Infrastructure - Electrical & construction power | WO/HR01/PCE01/17 | A B S Enterprise | Fixing of 100A Manual Change over switch & Connection | Fixing of 100A Manual Change over switch & Connection as required for synchronizing of power supply within DG sets & WBSEDCL as per direction of Engg. In charge. | Nos | 3 | 450 | Approved
The Soul, Rajarhat | PRE-CONSTRUCTION PHASE | Electrical | Infrastructure - Electrical & construction power | WO/HR01/PCE01/17 | A B S Enterprise | 6 way VTPN DB fixing & connection. | Fixing of following sizes Distribution Board on surface/recess including cutting the wall and making the good the same with complete connection & dressing the circuits as standard & direction of Engg. In charge. a) 6 way VTPN DB fixing & connection. | Nos | 2 | 900 | Approved
The Soul, Rajarhat | PRE-CONSTRUCTION PHASE | Electrical | Infrastructure - Electrical & construction power | WO/HR01/PCE01/17 | A B S Enterprise | Existing cable re-connection, dressing | Existing cable re-connection, dressing to complete the entire scheme of site illlumination & power as required & upto the satisfacting of Engg. In charge. | Lump Sum | 1 | 1790 | Approved
The Soul, Rajarhat | MARKETING | Consultancy Charges |  |  |  | Dye Penetration (DP) Test | Charges for Dye Penetration (DP) Test on M S Steel Structural Member, supporting the LED Screen. Total 200 points (welding joints) to be tested upto 100 points per day. The duration of the test procedure is 2 days. | Lump Sum |  |  | Draft
The Soul, Rajarhat | MARKETING | Marketing Office | Consultancy Services | WO/HR01/MKT01/49 | OMEGA Consultant Services | Charges for Dye Penetration (DP) Test | Charges for Dye Penetration (DP) Test on M S Steel Structural Member, supporting the LED Screen. Total 200 points (welding joints) to be tested upto 100 points per day. The duration of the test procedure is 2 days. | Lump Sum | 1 | 15000 | Approved
The Soul, Rajarhat | MARKETING | Annual Maintenance Contract |  | WO/HR01/MKT01/50 | NIS MANAGEMENT LIMITED | Providing Security Guard at Site from 1st Jul, 2018 to 31st Dec, 2018 | Providing Security Guard at Marketing Office from 1st Jul, 2018 to 31st Dec, 2018 BOQ Quantity :- No of Days from 1st Jul, 2018 to 31st Dec, 2018 = 184 days Total No. of Days including holidays = 191 Days Nos. of Head considered per month = 1 Nos. Total BOQ Qty. = 1 x 191 = 191 | Duties | 0 | 580 | Approved
The Soul, Rajarhat | MARKETING | Annual Maintenance Contract |  | WO/HR01/MKT01/51 | OCS Group (India) Pvt. Ltd. | Deep Cleaning | Charges for Two times Complete Deep cleaning of Floor & Furnitures of Entire Marketing Office at The Soul as per instruction of Site in charge. There will be an interval of 4-5 days (or as directed by Site in charge) between two deep cleaning. | Nos. | 0 |  | Approved
The Soul, Rajarhat | MARKETING | Marketing Office | Water-Proofing |  |  | Water proofing work at roof area of Meter Room | "Water proofing work at roof area of Meter Room : i. Surface Preparation---Chipping, cleaning of loose mortar from RCC slab surface to remove dust, oil, grease, loose paint or anything else. To make to surface prepared for waterproofing. ii. Making of Hallore : The junction of Roof Slab and parapet wall shall be chamfered with 25mm x 25mm fillet of mortar (cement :sand 1:4) admixed with Chryso Armourcrete .Before chamfering a prime coat to be given with the slurry of Latex. iii. Waterproofing Coating--- Over prepared surface, SSD substrate shall be treated with Chryso Tapelastic in two coats at right angles and taking the coatings over the vertical parapet up to atleast 300mm surface of the parapet. iv. Before the point no 3 application, we have to check whether any crack is there, then it would be grouted expanding agent, fixing nozzle in 1 metre c/c and fixing the nozzles in I metre c/c with admixed with injection quick setting admixture and ultimately injection grouting to be done with Flow Grout -40. v. Protective Plaster : Laying of 12 mm to 15 mm cement sand (1:4) protective plaster over entire Floor and parapet wall. v.Curing Complete *Consumption of WATERGUARD is 9kg power + 5l liquid/10 sqm *Cement will be supplied by client" | Sq.Ft. |  |  | Draft
The Soul, Rajarhat | MARKETING | Marketing Office | Water Proofing Work | WO/HR01/MKT01/52 | REAL TECH SOLUTIONS | Providing and applying plaster (parapet wall of meter room ) | " Protective Plaster : Laying of 12 mm to 15 mm cement sand (1:4) protective plaster over entire Floor and parapet wall including rounding off or chamfering corners as directed and raking out joints or roughening of concrete surface, including threading nosing and drip course where necessary including steel scaffolding, curing complete ass per direction of EIC * Cement will be supplied by client" | Sq.Ft. | 430 | 21.37 | Approved
The Soul, Rajarhat | MARKETING | Marketing Office | Water Proofing Work | WO/HR01/MKT01/52 | REAL TECH SOLUTIONS | Nozzle Grouting | Nozzle Grouting: Drilling holes & fixing of 12 mm dia, 75mm long PVC nozzles on the entire floor /wall/ junction of floor and wall and Injecting of cement milk mixed with Chryso Excem C through the nozzles under our specified pressure by pump and sealing the nozzles with Quick Setting Compound after the injection operation is over including all complete as per direction of EIC. (only cement supplied by client) | Nos | 15 | 150 | Approved
The Soul, Rajarhat | MARKETING | Marketing Office | Water Proofing Work | WO/HR01/MKT01/52 | REAL TECH SOLUTIONS | Bore Packing for backside vertical wall of water feature | "Bore Packing for backside vertical wall of water feature: The gap shall be dampened with water to reduce and limit it's absorption capacity. A primer coat of emulsion prepared with cement, water & Nitobond SBR Latex. Bore packing shall be done with micro concrete conbextra GP2. The paste obtained by mixing GP2 & water which is to be filled in the gap between the pipe entry and the pipe should have a putty like consistency, as per direction of EIC" | Nos | 2 | 400 | Approved
The Soul, Rajarhat | MARKETING | Annual Maintenance Contract |  | WO/HR01/MKT01/53 | Secura Infra Services Pvt. Ltd. | Rate of Wages for Housekeeping (10 hrs.) from 9th Aug, 2018 to 31st Dec, 2018 | Rate of Wages for Housekeeping (10 hrs.) from 9th Aug, 2018 to 31st Dec, 2018 BOQ Quantity :- No of Days from 9th Aug, 2018 to 31st Dec, 2018 = 145 days No of Leave from 1st Jul, 2018 to 31st Dec, 2018 = 7 days Man-days = 152 days No of Manpower = 2 BOQ Quantity (Total Duties) = (152 days x 02) = 304 days | Duties | 0 | 497 | Approved
The Soul, Rajarhat | MARKETING | Annual Maintenance Contract |  | WO/HR01/MKT01/54 | Hidden Eye Security Service | Hiring charges for Housekeeping Machineries | Hiring charges for Housekeeping Machineries (1 No. Scrubbing Machine, 1 No. Vaccum Cleaner, 1 No. Vapor Cleaning Machine) for a period from 9th Jul, 2018 to 8th Aug as per instruction of Site in Charge. | Lump Sum | 1 | 20000 | Approved
The Soul, Rajarhat | MARKETING | Marketing Office | Water Proofing Work | WO/HR01/MKT01/52 | REAL TECH SOLUTIONS | Water proofing work at roof area of Meter Room | "Water proofing work at roof area of Meter Room : i. Surface Preparation---Chipping, cleaning of loose mortar from RCC slab surface to remove dust, oil, grease, loose paint or anything else. To make to surface prepared for waterproofing. ii. Making of Hallore : The junction of Roof Slab and parapet wall shall be chamfered with 25mm x 25mm fillet of mortar (cement :sand 1:4) admixed with Chryso Armourcrete .Before chamfering a prime coat to be given with the slurry of Latex. iii. Waterproofing Coating--- Over prepared surface, SSD substrate shall be treated with CHRYSO Tapelastic in two coats, a) 1st coat CHRYSO Tapelastic painting on entire surface b) Next day 2nd coat CHRYSO Tapelastic painting on entire surface. Taking the coatings over the vertical parapet up to atleast 300mm surface of the parapet. v.Curing Complete *Consumption of CHRYSO Tapelastic is 1.8-2Kg/mm/sqm *Cement will be supplied by client" | Sq.Ft. | 430 | 25 | Approved
The Soul, Rajarhat | MARKETING | Marketing Office |  |  |  | Providing & Fixing of JET Nozzle (200mm dia) | Providing & Fixing of JET Nozzle (200mm dia) modified as per site condition | Nos |  |  | Approved
The Soul, Rajarhat | MARKETING | Marketing Office |  |  |  | Supply & Fixing Fusible link fire damper | Supply & Fixing Fusible link fire damper as per drawing & direction of EIC | Nos |  |  | Approved
The Soul, Rajarhat | MARKETING | Marketing Office | HVAC system | WO/HR01/MKT01/21 | AIRCON SERVICES | Providing & Fixing of JET Nozzle (200mm dia) | Providing & Fixing of JET Nozzle (200mm dia) modified as per site condition | Nos | 12 | 5700 | Approved
The Soul, Rajarhat | MARKETING | Marketing Office | HVAC system | WO/HR01/MKT01/21 | AIRCON SERVICES | Supply & Fixing Fusible link fire damper | Supply & Fixing Fusible link fire damper as per drawing & direction of EIC | Nos | 1 | 10000 | Approved
The Soul, Rajarhat | OVERHEADS | General |  | WO/HR01/OHES/13 | Integrated Security Service | Rate of Wages for Housekeeping (8 hrs.) from 27th Jul, 2018 to 31st Dec, 2018 | Rate of Wages for Housekeeping (8 hrs.) from 27th Jul, 2018 to 31st Dec, 2018 BOQ Quantity :- No of Days from 27th Jul, 2018 to 31st Dec, 2018 = 158 days No of Leave from 27th Jul, 2018 to 31st Dec, 2018 = 7 days Man-days = 165 days No of Manpower = 1 BOQ Quantity (Total Duties) = (165 days x 1) = 165 days | Duties | 165 | 404 | Approved
The Soul, Rajarhat | PRE-CONSTRUCTION PHASE | Electrical |  |  |  | Supply, Installation, Testing & Commissioing of Feeder Pillar Box | Supply, Installation, Testing & Commissioing of Outddor type double door 2mm thick MS Powder coated Feeder Pillar Box as per following consideration and as per technical details attached in Annexure. a) Incoming: 630A 4P 36KA MCCB - 1 No, Multifunction Meter (CL: 1) - 1set, 15VA, 630/5A CT - 3Nos, R Y B Indication Lamp - 1set b) Busbar Chamber: 800A, 415V, Alm. Busbar -- 4Set c) Outgoing: 125A 4P 25KA MCCB - 6 Nos, 160A 4P 25KA MCCB - 2 Nos, 40A 4P 10KA MCB - 3 Nos, 63A 4P 10KA MCB - 1 No, Multifunction Meter (CL: 1) - 6 No, 15VA, 160/5A CT - 6 Nos, 15VA, 125/5A CT - 18 Nos, ON Indication Lamp - 4set, Complete Set as above as per technical details attached in Annexure | Set |  |  | Approved
The Soul, Rajarhat | PRE-CONSTRUCTION PHASE | Electrical | Infrastructure - Electrical & construction power | WO/HR01/PCE01/16 | Sarkar Power Engineering Pvt. Ltd. | Supply, Installation, Testing & Commissioing of Feeder Pillar Box | Supply, Installation, Testing & Commissioing of Outddor type double door 2mm thick MS Powder coated Feeder Pillar Box as per following consideration and as per technical details attached in Annexure 1 & 2. a) Incoming: 630A 4P 36KA MCCB - 1 No, Multifunction Meter (CL: 1) - 1set, 15VA, 630/5A CT - 3Nos, R Y B Indication Lamp - 1set b) Busbar Chamber: 800A, 415V, Alm. Busbar -- 4Set c) Outgoing: 125A 4P 25KA MCCB - 6 Nos, 160A 4P 25KA MCCB - 2 Nos, 40A 4P 10KA MCB - 3 Nos, 63A 4P 10KA MCB - 1 No, Multifunction Meter (CL: 1) - 6 No, 15VA, 160/5A CT - 6 Nos, 15VA, 125/5A CT - 18 Nos, ON Indication Lamp - 4set, Complete Set as above as per technical details attached in Annexure 1 & 2 | Set | 1 | 260000 | Approved
The Soul, Rajarhat | PRE-CONSTRUCTION PHASE | Electrical | Infrastructure - Electrical & construction power | WO/HR01/PCE01/16 | Sarkar Power Engineering Pvt. Ltd. | Supply, Installation, Testing & Commissioing of internal electrical works inside switchgear room | Supply, Installation, Testing & Commissioing of internal electrical works inside switchgear room and making effective as per requirement of WBSEDCL & offer submitted to us. This includes supply of Rigid PVC Conduit / Casin, DB, MCB, Switch, Socket, Modular/Non Modular, Wire etc. of approved make. Light, Fan, Exhaust etc. to be suplied by client. This work should be followed by as per technical details attached in Annexure 1 | Lump Sum | 1 | 15000 | Approved
SOUTHWINDS PROJECT LLP (PHASE - III & IV) | COMMON INFRASTRUCTURE - PHASE III & IV | Consultancy Charges |  | WO/SP34/CI34/1 | Unique Engineering Consultancy Pvt. Ltd. | Internal Plumbing work phase-3 | Consultancy charges for Internal Plumbing work for entire Phase-3. | SqFt | 709888 | 1.45 | Approved
The Soul, Rajarhat | BASEMENT WITH PODIUM | Borewell Installation |  | WO/HR01/BP01/6 | D.S.P Pumps | Tube-well Installation | Supply & Labour Charges for 100mmX100mm Depth 16 Mtrs Tube well : i) Structure Fitting ii) Pilot Boring & Sand Testing 60 ft 200 mm dia iii) Fitting pipe strainer & bottom plug. iv) Development with air compressor. v) Transportation tools. vi) Installation pump motor set vii) 1 Lot Gravel 3/16 size, Core sand, Cowdung & Transportation . 4"PVC Pipe, 4" PVC Ribbed Strainer, 220 Volt Submersible Pump Motor Set - 1HP, 1.5" UPVC Column Pipe with Coupler, 1 H.P Panel, Cable, Tube well Cover, Clamp etc. shall be provided by Client. | Nos | 22 | 22000 | Approved
The Soul, Rajarhat | BASEMENT WITH PODIUM | Borewell Installation |  | WO/HR01/BP01/7 | D.S.P Pumps | Tube well Installation | Supply & Labour Charges for 100mmX100mm Depth 16 Mtrs Tube well : i) Structure Fitting ii) Pilot Boring & Sand Testing 60 ft 200 mm dia iii) Fitting pipe strainer & bottom plug. iv) Development with air compressor. v) Transportation tools. vi) Installation pump motor set vii) 1 Lot Gravel 3/16 size, Core sand, Cowdung & Transportation . viii) Including supply of 4"PVC Pipe, 4" PVC Ribbed Strainer, 1.5" UPVC Column Pipe with Coupler 220 Volt Submersible Pump Motor Set - 1HP, 1 H.P Panel, Cable, Tube well Cover, Clamp etc. shall be provided by Client. | Nos | 3 | 40000 | Approved
The Soul, Rajarhat | BASEMENT WITH PODIUM | Borewell Installation |  | WO/HR01/BP01/6 | D.S.P Pumps | Tube well Installation | Supply & Labour Charges for 100mmX100mm Depth 16 Mtrs Tube well : i) Structure Fitting ii) Pilot Boring & Sand Testing 60 ft 200 mm dia iii) Fitting pipe strainer & bottom plug. iv) Development with air compressor. v) Transportation tools. vi) Installation pump motor set vii) 1 Lot Gravel 3/16 size, Core sand, Cowdung & Transportation . viii) Including supply of 4"PVC Pipe, 4" PVC Ribbed Strainer, 1.5" UPVC Column Pipe with Coupler 220 Volt Submersible Pump Motor Set - 1HP, 1 H.P Panel, Cable, Tube well Cover, Clamp etc. shall be provided by Client. | Nos | 3 | 40000 | Approved
The Soul, Rajarhat | IT Expenses | Internet Leased Line |  | WO/HR01/ITES001/1 | Wavetree Network Pvt. Ltd. | ILL 5 Mbps | ILL 5 Mbps for period 11.09.2018 - 10.12.2018 | Lump Sum | 3 | 10000 | Approved
The Soul, Rajarhat | OVERHEADS | Networking-Interiors |  | WO/HR01/OHES/2 | ZED SECURITY SERVICES | Supply and Laying of Suction Pipe | Supply and Laying of Suction Pipe - as per drawing and direction of Engineer-in-charge | Mtrs. | 19.9 | 34 | Approved
The Soul, Rajarhat | OVERHEADS | Networking-Interiors |  | WO/HR01/OHES/2 | ZED SECURITY SERVICES | Supply and Installation of Weather Proof Metal Junction Box (6*8) | Supply and Installation of Weather Proof Metal Junction Box (6*8) - as per drawing and direction of Engineer-in-charge | Nos | 2 | 500 | Approved
The Soul, Rajarhat | IT Expenses | Internet Leased Line |  |  |  | 5 Mbps ILL | 5 Mbps ILL | Lump Sum |  |  | Approved
The Soul, Rajarhat | MARKETING | Marketing Office | Interior Works | WO/HR01/MKT01/56 | INFOSIGN SYSTEMS PVT. LTD. | Acrylic Solid Letter work with Duco Paint | Providing and fixing of 20mm Acrylic Solid Letter " Here we'll touch your Soul' cutting with CNC Router and Duco Paint as per approved colour for Soul Marketing Office as per Drawing & direction of Engineer-in-Charge | Nos | 1 | 12000 | Approved
The Soul, Rajarhat | MARKETING | Marketing Office | Window and Glazing Works | WO/HR01/MKT01/57 | Aesthetik Engineers Pvt. Ltd. | Electromechanical Lock | Supply charges for Electromechanical Lock as per Drawing and direction of Engineer-in-Charge | Nos | 1 | 35000 | Approved
The Soul, Rajarhat | MARKETING | Marketing Office | Window and Glazing Works | WO/HR01/MKT01/57 | Aesthetik Engineers Pvt. Ltd. | Soft Nose Seal 12mm 2500mm | Supply charges for Soft Nose Seal 12mm 2500mm as per Drawing and direction of Engineer-in-Charge | Nos | 4 | 624 | Approved
The Soul, Rajarhat | MARKETING | Marketing Office | Window and Glazing Works | WO/HR01/MKT01/57 | Aesthetik Engineers Pvt. Ltd. | Service Charges | Service charges for Fixing of Electromechanical Lock and Soft Nose Seal 12mm 2500mm as per Drawing and direction of Engineer-in-Charge | Nos | 1 | 10000 | Approved
The Soul, Rajarhat | MARKETING | Marketing Office | Int Electrical | WO/HR01/MKT01/58 | M M Automation | Fixing clamp for (500 mm) Air terminal | Supply of Fixing clamp for (500 mm) Air terminal, Dehn Part No. 306029 | Nos | 4 | 375 | Approved
The Soul, Rajarhat | MARKETING | Marketing Office | Int Electrical | WO/HR01/MKT01/58 | M M Automation | Clamp for holding 500mm Air terminal for LED Screen | Supply of Clamp for holding 500mm Air terminal for LED Screen, Dehn Part No. 372119 | Nos | 4 | 588 | Approved
The Soul, Rajarhat | MARKETING | Marketing Office | Int Electrical | WO/HR01/MKT01/58 | M M Automation | Clamp for connecting 8mm Al. conductor to LED structure | Supply of Clamp for connecting 8mm Al. conductor to LED structure, Dehn Part No. 365229 | Nos | 4 | 325 | Approved
The Soul, Rajarhat | MARKETING | Marketing Office | Int Electrical | WO/HR01/MKT01/58 | M M Automation | Air Terminal 1.5 mtr Side wall | Supply of Air Terminal 1.5 mtr Side wall, Dehn Part No. 104150 | Nos | 3 | 1013 | Approved
The Soul, Rajarhat | MARKETING | Marketing Office | Int Electrical | WO/HR01/MKT01/58 | M M Automation | Side Wall Clamp for 1.5 mtr. air terminal | Supply of Side Wall Clamp for 1.5 mtr. air terminal, Dehn Part No. 035004 | Nos | 6 | 1023 | Approved
The Soul, Rajarhat | MARKETING | Marketing Office | Int Electrical | WO/HR01/MKT01/58 | M M Automation | Clamp for connecting Air terminal rod to Conductor | Supply of Clamp for connecting Air terminal rod to Conductor, Dehn Part No. 380116 | Nos | 3 | 195 | Approved
The Soul, Rajarhat | MARKETING | Marketing Office | Int Electrical | WO/HR01/MKT01/58 | M M Automation | Clamp for connecting to Round Conductor to metal structure | Supply of Clamp for connecting to Round Conductor to metal structure, Dehn Part No. 372119 | Nos | 5 | 588 | Approved
The Soul, Rajarhat | MARKETING | Marketing Office | Int Electrical | WO/HR01/MKT01/58 | M M Automation | Universal Clamp | Supply of Universal Clamp, Dehn Part No. 315119 | Nos | 8 | 281 | Approved
The Soul, Rajarhat | MARKETING | Marketing Office | Int Electrical | WO/HR01/MKT01/58 | M M Automation | Al. Round Conductor on roof (Ø 8mm) | Supply of Al. Round Conductor on roof (Ø 8mm), Dehn Part No. 840008 | Mtrs. | 178 | 89 | Approved
The Soul, Rajarhat | MARKETING | Marketing Office | Int Electrical | WO/HR01/MKT01/58 | M M Automation | Al. Round Conductor Holder for wall with accessories wall plug & screw | Supply of Al. Round Conductor Holder for wall with accessories wall plug & screw, Dehn Part No. 274150 | Nos | 172 | 130 | Approved
The Soul, Rajarhat | MARKETING | Marketing Office | Int Electrical | WO/HR01/MKT01/58 | M M Automation | Screw & Gitti | Supply of Screw & Gitti, Dehn Part No. 036006 | Nos | 172 | 14 | Approved
The Soul, Rajarhat | MARKETING | Marketing Office | Int Electrical | WO/HR01/MKT01/58 | M M Automation | Al. Round Conductor Holder for Flat Roof | Supply of Al. Round Conductor Holder for Flat Roof, Dehn Part No. 253050 | Nos | 5 | 95 | Approved
The Soul, Rajarhat | MARKETING | Marketing Office | Int Electrical | WO/HR01/MKT01/58 | M M Automation | Down Conductor (Ø 8mm) | Supply of Down Conductor (Ø 8mm), Dehn Part No. 840008 | Mtrs. | 20 | 89 | Approved
The Soul, Rajarhat | MARKETING | Marketing Office | Int Electrical | WO/HR01/MKT01/58 | M M Automation | Down Conductor Holder for wall with accessories wall plug & screw | Supply of Down Conductor Holder for wall with accessories wall plug & screw, Part No. 274150 | Nos | 20 | 130 | Approved
The Soul, Rajarhat | MARKETING | Marketing Office | Int Electrical | WO/HR01/MKT01/58 | M M Automation | Screw & Gitti | Supply of Screw & Gitti, Dehn Part No. 036006 | Nos | 20 | 14 | Approved
The Soul, Rajarhat | MARKETING | Marketing Office | Int Electrical | WO/HR01/MKT01/58 | M M Automation | Test Clamp | Supply of Test Clamp, Dehn Part No. 459139 | Nos | 2 | 259 | Approved
The Soul, Rajarhat | MARKETING | Marketing Office | Int Electrical | WO/HR01/MKT01/58 | M M Automation | GI Strip for Down Conductor to earth (25x6 mm) | Supply of GI Strip for Down Conductor to earth (25x6 mm), Dehn Part No. 021004 | Mtrs. | 10 | 111 | Approved
The Soul, Rajarhat | MARKETING | Marketing Office | Int Electrical | WO/HR01/MKT01/58 | M M Automation | GI Strip holder (25x6 mm) | Supply of GI Strip holder (25x6 mm), Dehn Part No. 055256 | Nos | 4 | 85 | Approved
The Soul, Rajarhat | MARKETING | Marketing Office | Int Electrical | WO/HR01/MKT01/58 | M M Automation | 17.2 mm Copper bonded UL listed rod of 3 mtr. length | Supply of 17.2 mm Copper bonded UL listed rod of 3 mtr. length, Dehn Part No. 062173 | Nos | 4 | 2023 | Approved
The Soul, Rajarhat | MARKETING | Marketing Office | Int Electrical | WO/HR01/MKT01/58 | M M Automation | Ground Enhancement material | Supply of Environment friendly, RoHS certified, low resistivity Ground Enhancement material in 22.6 Kg pack to fill the bore area around the rod, Dehn Part No. 078002 | Nos | 4 | 3082 | Approved
The Soul, Rajarhat | MARKETING | Marketing Office | Int Electrical | WO/HR01/MKT01/58 | M M Automation | StSt 316 grade clamp to terminate the load on earth electrode | Supply of StSt 316 grade clamp to terminate the load on earth electrode, Dehn Part No. 035002 | Nos | 4 | 506 | Approved
The Soul, Rajarhat | MARKETING | Marketing Office | Int Electrical | WO/HR01/MKT01/58 | M M Automation | Poly Plastic Pit Cover | Supply of Poly Plastic Pit Cover, Dehn Part No. 057006 | Nos | 4 | 1252 | Approved
The Soul, Rajarhat | MARKETING | Marketing Office | Int Electrical | WO/HR01/MKT01/58 | M M Automation | GI Strip 25x6 mm for Interconnecting Earth Pits | Supply of GI Strip 25x6 mm for Interconnecting Earth Pits, Dehn Part No. 021004 | Mtrs. | 10 | 111 | Approved
The Soul, Rajarhat | MARKETING | Marketing Office | Int Electrical | WO/HR01/MKT01/58 | M M Automation | Supply, installation, testing & commissioning of Type 1+2, 3 Phase 4 Wire combined SPD | Supply, installation, testing & commissioning of Type 1+2, 3 Phase 4 Wire combined SPD at convineient location including wires, enclosure, all materials & hardware require to complete the job & as per direction of Engineer-in-Charge, Dehn Part No. 941315 | Nos | 1 | 16360 | Approved
The Soul, Rajarhat | MARKETING | Marketing Office | Int Electrical | WO/HR01/MKT01/58 | M M Automation | Installation, testing & commissioning of complete Lightning Arrester system | Installation, testing & commissioning of complete Lightning Arrester system complete as required & as per direction of Engineer-in-Charge. | Lot | 1 | 17263 | Approved
The Soul, Rajarhat | MARKETING | Marketing Office | Landscape | WO/HR01/MKT01/19 | Mondal Nurseries & Exterior | Supply of CALLISTEMON LANCEOLATUS | Supply of CALLISTEMON LANCEOLATUS at required location as per drawing and direction of Engineer-in-charge. Spacing-as shown, Height-2.5-3.0 m | Nos | 5 | 3397 | Approved
The Soul, Rajarhat | MARKETING | Marketing Office | Landscape | WO/HR01/MKT01/19 | Mondal Nurseries & Exterior | Supply of LANTENA SELLOWIANAN WHITE | Supply of LANTENA SELLOWIANAN WHITE at required location as per drawing and direction of Engineer-in-charge. Spacing-0.30 m, Height-0.30-0.60 m | Nos | 780 | 34 | Approved
The Soul, Rajarhat | MARKETING | Marketing Office | Landscape | WO/HR01/MKT01/19 | Mondal Nurseries & Exterior | Supply of PTEROSPERMUM ACERIFOLIUM | Supply of PTEROSPERMUM ACERIFOLIUM at required location as per drawing and direction of Engineer-in-charge. Spacing-as shown, Height-2.5-3.0 m | Nos | 5 | 1941 | Approved
The Soul, Rajarhat | MARKETING | Marketing Office | Landscape | WO/HR01/MKT01/19 | Mondal Nurseries & Exterior | Supply of RAPHIS EXCELSA | Supply of RAPHIS EXCELSA WITH SCHEFFLERA GREEN at required location as per drawing and direction of Engineer-in-charge. Spacing-as shown | Nos | 8 | 485 | Approved
The Soul, Rajarhat | MARKETING | Marketing Office | Landscape | WO/HR01/MKT01/19 | Mondal Nurseries & Exterior | Supply of ARICA PALM | Supply of ARICA PALM at required area as per drawing and direction of Engineer-in-charge. Spacing-as shown. | Nos | 5 | 243 | Approved
The Soul, Rajarhat | MARKETING | Marketing Office | Landscape | WO/HR01/MKT01/19 | Mondal Nurseries & Exterior | Supply of SCHEFFLERA GREEN | Supply of SCHEFFLERA GREEN at required area as per drawing and direction of Engineer-in-charge. Spacing-as shown. | Nos | 8 | 70 | Approved
The Soul, Rajarhat | MARKETING | Marketing Office | Landscape | WO/HR01/MKT01/19 | Mondal Nurseries & Exterior | Supply of PHILODENDRON WITH MOSS STRICK (1.5') | Supply of PHILODENDRON WITH MOSS STRICK (1.5') at required area as per drawing and direction of Engineer-in-charge. Spacing-as shown. Height - 0.45 m | Nos | 65 | 126 | Approved
The Soul, Rajarhat | MARKETING | Marketing Office | Landscape | WO/HR01/MKT01/19 | Mondal Nurseries & Exterior | Supply of Clay pot 12" - Terracotta color | Supply of Clay pot 12" - Terracotta color at required location as per drawing and direction of Engineer-in-charge. Spacing-as shown | Nos | 109 | 146 | Approved
The Soul, Rajarhat | MARKETING | Marketing Office | Landscape | WO/HR01/MKT01/19 | Mondal Nurseries & Exterior | Supply of PLUMERIA ALBA (CHAMPA FIRANGIPANI) (5'-6') | Supply of PLUMERIA ALBA (CHAMPA FIRANGIPANI) (5'-6') at required location as per drawing and direction of Engineer-in-charge. Spacing-as shown, Height- 1.5-1.8 m | Nos | 12 | 2135 | Approved
The Soul, Rajarhat | MARKETING | Marketing Office | Landscape | WO/HR01/MKT01/19 | Mondal Nurseries & Exterior | Supply of NERIUM OLEANDER (NERIUM) (3'-4') | Supply of NERIUM OLEANDER (NERIUM) (3'-4') at required location as per drawing and direction of Engineer-in-charge. Spacing-0.45 m, Height- 0.9-1.2 m | Nos | 225 | 107 | Approved
The Soul, Rajarhat | MARKETING | Marketing Office | Landscape | WO/HR01/MKT01/19 | Mondal Nurseries & Exterior | Supply of HYMENOCALLIS LITTORALIS (SPIDER LILY) (1'-2') | Supply of HYMENOCALLIS LITTORALIS (SPIDER LILY) (1'-2') at required location as per drawing and direction of Engineer-in-charge. Spacing-0.40 m, Height- 0.3-0.6 m | Nos | 375 | 33 | Approved
The Soul, Rajarhat | MARKETING | Marketing Office | Landscape | WO/HR01/MKT01/19 | Mondal Nurseries & Exterior | Supply of Bamboosa Multiplex (5'-6') | Supply of Bamboosa Multiplex (5'-6') at required location as per drawing and direction of Engineer-in-charge. Spacing-as shown, Height- 1.5-1.8 m | Nos | 68 | 437 | Approved
The Soul, Rajarhat | MARKETING | Marketing Office | Landscape | WO/HR01/MKT01/19 | Mondal Nurseries & Exterior | Supply of Clay pot- 18" | Supply of Clay pot- 18" at required location as per drawing and direction of Engineer-in-charge. Spacing-as shown | Nos | 24 | 223 | Approved
The Soul, Rajarhat | PRE-CONSTRUCTION PHASE | Mechanical Equipment |  | WO/HR01/PCE01/18 | Amend Electronics | Dismantling the existing Weighbridge | Charges for Dismantling the existing Weighbridge at Aura Site (Mankundu ) as per direction of Engineer-in-Charge | Lump Sum | 1 | 12000 | Approved
The Soul, Rajarhat | PRE-CONSTRUCTION PHASE | Mechanical Equipment |  | WO/HR01/PCE01/18 | Amend Electronics | Minor repairing of the existing structure & Painting of the structure | Charges for Minor repairing of the existing structure & Painting of the structure with Epoxy paint as direction of Engineer-in-Charge | Lump Sum | 1 | 43000 | Approved
The Soul, Rajarhat | PRE-CONSTRUCTION PHASE | Mechanical Equipment |  | WO/HR01/PCE01/18 | Amend Electronics | Intelligent Terminal & Epson Dot Matrix Printer | Charges for supply of 1 New Intelligent Terminal with SMS & Email Facility & 1 New Epson Dot Matrix Printer in Liu of old IT & Printer to facilitate Stamping as per direction of Engineer-in-Charge | Lump Sum | 1 | 35000 | Approved
The Soul, Rajarhat | PRE-CONSTRUCTION PHASE | Mechanical Equipment |  | WO/HR01/PCE01/18 | Amend Electronics | Transportation | Charges for Loading of Weighbridge from Mankundu Site (Aura) and Unloading & Installation at Rajarhat Site (The Soul) including transportation as per direction of Engineer-in-Charge | Lump Sum | 1 | 35000 | Approved
The Soul, Rajarhat | PRE-CONSTRUCTION PHASE | Mechanical Equipment |  | WO/HR01/PCE01/18 | Amend Electronics | Nut Bolts | Charges for Supply of Nut Bolts as per requirement and direction of Engineer-in-Charge | Lump Sum | 1 | 10000 | Approved
The Soul, Rajarhat | PRE-CONSTRUCTION PHASE | Mechanical Equipment |  | WO/HR01/PCE01/18 | Amend Electronics | Stamping by Legal Metrology Department | Charges for arrangement of Stamping with calibration by Legal Metrology Department as per direction of Engineer-in-Charge | Lump Sum | 1 | 20000 | Approved
The Soul, Rajarhat | PRE-CONSTRUCTION PHASE | Mechanical Equipment |  | WO/HR01/PCE01/18 | Amend Electronics | Annual Maintenance Charge | Charges for Annual Maintenance Charge for 1 Year with spare as per direction of Engineer-in-Charge | Lump Sum | 1 | 45000 | Approved
The Soul, Rajarhat | PRE-CONSTRUCTION PHASE | Mechanical Equipment |  | WO/HR01/PCE01/18 | Amend Electronics | Miscellaneous charges | Charges for Miscellaneous work, Lifting of materials as per direction of Engineer-in-Charge | Lump Sum | 1 | 5000 | Approved
The Soul, Rajarhat | BLOCK | Piling Work |  | WO/HR01/BOK01/1 | Green Alpha Assets Pvt. Ltd. | Piling Work | Installation of driven cast-in-situ plain concrete "compaction" piles of 400 mm dia. of length 8 mtr. more or less from E.G.L. (cut off level 2.6 below E.G.L. (Concrete grade M10, 1:3:6) including supply of M.S. Shoes all tools equipment, plant, machinery, labour including all materials as per design, drawing, specifications and direction of Engineer-in-Charge. The rate shall be inclusive of mobilisation and demobilisation of the plants, machinery, equipment etc. but excluding cost of cement.(Concrete shall be site mix). | Nos | 211 | 15734 | Approved
The Soul, Rajarhat | BLOCK | Piling Work |  | WO/HR01/BOK01/1 | Green Alpha Assets Pvt. Ltd. | Empty Boring | Empty Boring for all the Piles for a depth of 1.8 mtr. for the filled up the depth between F.G.L to EGL as per the drawing and direction of Engineer-in-Charge. | RMT | 950 | 500 | Approved
The Soul, Rajarhat | MARKETING | Marketing Office | Railing | WO/HR01/MKT01/59 | PROTECH ENGINEERS | Fencing Work | Supply, fabrication & erection of outer three sides fencing with one number 2 part of gate, made by ISA 35X35X5(Fencing), SHS 60X60X4(Gate), 6mm/8mm thick plate with lugs and Colour PVC sheet (Make: TATA/ Bhusan) including two coats of red oxide primer for proposed Steel yard/ Cutting bending yard/ Aluminum shuttering fabrication yard as per approved drawing & direction of Engineer in charge. | Sq.Ft. | 2095 | 178 | Approved
The Soul, Rajarhat | MARKETING | Marketing Office | Railing | WO/HR01/MKT01/59 | PROTECH ENGINEERS | Roto spiral guard | Supply, fabrication & erection of Roto spiral guard at Marketing office campus area as per direction of Engineer in charge. | Lump Sum | 1 | 8000 | Approved
The Soul, Rajarhat | MARKETING | Marketing Office | Railing | WO/HR01/MKT01/59 | PROTECH ENGINEERS | MS fencing at marketing office roof | Supply, fabrication & erection of MS fencing at marketing office roof and also supply and fabrication of Main gate base plate as per direction of Engineer in charge. | Kg | 193 | 89 | Approved
The Soul, Rajarhat | PRE-CONSTRUCTION PHASE | Electrical | Infrastructure - Electrical & construction power | WO/HR01/PCE01/19 | PROTECH ENGINEERS | Fencing at your H.T. POLE & TRANSFORMER AREA | Supply, fabrication & fixing of fencing at your H.T. POLE & TRANSFORMER AREA as per approved drawing & direction of Engineer in charge. | Sq.Ft. | 415 | 170 | Approved
The Soul, Rajarhat | PRE-CONSTRUCTION PHASE | Electrical | Infrastructure - Electrical & construction power | WO/HR01/PCE01/19 | PROTECH ENGINEERS | 6mm M.S. Checker plate at HT ROOM & LBS ROOM | Supply, fabrication & erection of 6mm M.S. Checker plate at HT ROOM & LBS ROOM as per approved drawing & direction of Engineer in charge. | Kg | 226 | 89 | Approved
The Soul, Rajarhat | PRE-CONSTRUCTION PHASE | Electrical | Infrastructure - Electrical & construction power | WO/HR01/PCE01/19 | PROTECH ENGINEERS | Canopy for ROLLING SHUTTER TOP | Fabricate of Canopy for ROLLING SHUTTER TOP of H.T.room (Fixing area above 15 feet height) as per approved drawing & direction of Engineer in charge. | Lump Sum | 1 | 6500 | Approved
The Soul, Rajarhat | MARKETING | Marketing Office | Int Electrical | WO/HR01/MKT01/60 | A B S Enterprise | Installation of electric network & distribution of power for functioning of LED TV | Charges for Installation of electric network & distribution of power for functioning of LED TV above roof in Marketing office including supply of all Hardware & accessories required to complete the job. Item detail specifications are attached in Annexure - I | Lump Sum | 1 | 8500 | Approved
The Soul, Rajarhat | CLUB | Swimming Pool Systems | Swimming Pool | WO/HR01/CL07/1 | Watco India Projects Pvt. Ltd. | MECHANICAL EQUIPMENT | 01. MECHANICAL EQUIPMENT 04 Nos. - Self priming re-circulating pump-sets with pre filter complete Coupled to an electric motor for re-circulating pool water, Mounted on a common base plate . (Three Working and One Standing) Flow Rate : 25M3 per hour at 12 Meter Head each Make : Pentair USA Combined Flow Rate. : 75 m3 per hour 03 Nos. - Filtration Plant of FRP complete with filter media, internal piping with Capacity : 25 M3 per hour each at 35-40 M3 per M2 Make : Pentair USA Combined Flow Rate : 75 m3 per hour | Lump Sum | 0 |  | Approved
The Soul, Rajarhat | CLUB | Swimming Pool Systems | Swimming Pool | WO/HR01/CL07/13 | WATCO INDIA | MECHANICAL EQUIPMENT | 01. MECHANICAL EQUIPMENT 04 Nos. - Self priming re-circulating pump-sets with pre filter complete Coupled to an electric motor for re-circulating pool water, Mounted on a common base plate . (Three Working and One Standing) Flow Rate : 25M3 per hour at 12 Meter Head each Make : Pentair USA Combined Flow Rate. : 75 m3 per hour 03 Nos. - Filtration Plant of FRP complete with filter media, internal piping with Capacity : 25 M3 per hour each at 35-40 M3 per M2 Make : Pentair USA Combined Flow Rate : 75 m3 per hour | Lump Sum | 1 | 254710 | Approved
The Soul, Rajarhat | CLUB | Swimming Pool Systems | Swimming Pool | WO/HR01/CL07/1 | Watco India Projects Pvt. Ltd. | PUDDLE FLANGES | PUDDLE FLANGES 01 Lot - Paddle Flanges OF suitable sizes for Main pool. 02 Lot - Electrical Conduits for Under Water Lights | Lump Sum | 0 |  | Approved
The Soul, Rajarhat | CLUB | Swimming Pool Systems | Swimming Pool | WO/HR01/CL07/13 | WATCO INDIA | PUDDLE FLANGES | PUDDLE FLANGES 01 Lot - Paddle Flanges OF suitable sizes for Main pool. 02 Lot - Electrical Conduits for Under Water Lights | Lump Sum | 1 | 10361 | Approved
The Soul, Rajarhat | CLUB | Swimming Pool Systems | Swimming Pool | WO/HR01/CL07/1 | Watco India Projects Pvt. Ltd. | POOL BASIN EQUIPMENT | POOL BASIN EQUIPMENT 1. 02 No. - Main drain for Swimming Pool including drain cover and gratings (VGA Approved) 2. 01 Lot (16 Nos) - Inlet Nozzles for Swimming pool. Make : Pentair USA | Lump Sum | 0 |  | Approved
The Soul, Rajarhat | CLUB | Swimming Pool Systems | Swimming Pool | WO/HR01/CL07/13 | WATCO INDIA | POOL BASIN EQUIPMENT | POOL BASIN EQUIPMENT 1. 02 No. - Main drain for Swimming Pool including drain cover and gratings (VGA Approved) 2. 01 Lot (16 Nos) - Inlet Nozzles for Swimming pool. Make : Pentair USA | Lump Sum | 1 | 15542 | Approved
The Soul, Rajarhat | CLUB | Swimming Pool Systems | Swimming Pool | WO/HR01/CL07/1 | Watco India Projects Pvt. Ltd. | LADDERS | LADDERS 01 Nos . - SS 4 -Step Ladder for Main Pool Make : Pentair USA | Lump Sum | 0 |  | Approved
The Soul, Rajarhat | CLUB | Swimming Pool Systems | Swimming Pool | WO/HR01/CL07/13 | WATCO INDIA | LADDERS | LADDERS 01 Nos . - SS 4 -Step Ladder for Main Pool Make : Pentair USA | Lump Sum | 1 | 12088 | Approved
The Soul, Rajarhat | CLUB | Swimming Pool Systems | Swimming Pool | WO/HR01/CL07/1 | Watco India Projects Pvt. Ltd. | UNDER WATER LIGHT | POOL DECORATIVE EQUIPMENT A UNDER WATER LIGHT 14 Nos. - Under water light with Transformer / Controller. ( With Niche Flushed to the Wall ) Make : Pentair/USA | Nos | 0 |  | Approved
The Soul, Rajarhat | CLUB | Swimming Pool Systems | Swimming Pool | WO/HR01/CL07/13 | WATCO INDIA | UNDER WATER LIGHT | POOL DECORATIVE EQUIPMENT A UNDER WATER LIGHT 14 Nos. - Under water light with Transformer / Controller. ( With Niche Flushed to the Wall ) Make : Pentair/USA | Nos | 14 | 5185 | Approved
The Soul, Rajarhat | CLUB | Swimming Pool Systems | Swimming Pool | WO/HR01/CL07/1 | Watco India Projects Pvt. Ltd. | CABLING FOR LIGHT | POOL DECORATIVE EQUIPMENT CABLING FOR LIGHT a) 14 Jobs - Electrical cabling from the individual Pool lights via. Step-down transformer the switch board. b) 14 Jobs - MCB Switches with Switch Board For Under Water Lights. Make : Finolex/Polly Cab Switches / L & T | Nos | 0 |  | Approved
The Soul, Rajarhat | CLUB | Swimming Pool Systems | Swimming Pool | WO/HR01/CL07/13 | WATCO INDIA | CABLING FOR LIGHT | POOL DECORATIVE EQUIPMENT CABLING FOR LIGHT a) 14 Jobs - Electrical cabling from the individual Pool lights via. Step-down transformer the switch board. b) 14 Jobs - MCB Switches with Switch Board For Under Water Lights. Make : Finolex/Polly Cab Switches / L & T | Nos | 14 | 2590 | Approved
The Soul, Rajarhat | CLUB | Swimming Pool Systems | Swimming Pool | WO/HR01/CL07/1 | Watco India Projects Pvt. Ltd. | PLUMBING | PLUMBING One lot - P.V.C. pipe and valves, fittings etc complete for the following :- 1. Re-circulation system (from filter outlet to the pool inlets) for main pool. 2. Main drain to balancing tank. 3. Overflow channel to balancing tank. 4. Balancing tank to pump suction/hair strainer. 5. Interconnecting piping for pump. 6. Pump outlet common header to filter inlet. 7. Connection for overflow from balancing tank to drain. 8. Connection for drain line from balancing tank to drain. 9. Backwash drain line at plant room. Make : Astral/Supreme | Lump Sum | 0 |  | Approved
The Soul, Rajarhat | CLUB | Swimming Pool Systems | Swimming Pool | WO/HR01/CL07/13 | WATCO INDIA | PLUMBING | PLUMBING One lot - P.V.C. pipe and valves, fittings etc complete for the following :- 1. Re-circulation system (from filter outlet to the pool inlets) for main pool. 2. Main drain to balancing tank. 3. Overflow channel to balancing tank. 4. Balancing tank to pump suction/hair strainer. 5. Interconnecting piping for pump. 6. Pump outlet common header to filter inlet. 7. Connection for overflow from balancing tank to drain. 8. Connection for drain line from balancing tank to drain. 9. Backwash drain line at plant room. Make : Astral/Supreme | Lump Sum | 1 | 120879 | Approved
The Soul, Rajarhat | CLUB | Swimming Pool Systems | Swimming Pool | WO/HR01/CL07/1 | Watco India Projects Pvt. Ltd. | ELECTRICAL WORKS | ELECTRICAL WORKS The job includes the following work. a) 01 Job - Providing electrical motor starter with ICTPN switches for re-circulating pump-sets. b) 01 Job - Providing electrical motor starter with ICTPN switches for Suction Sweeper pump-set. The client will require to provide main supply to the plant room. Make : L & T /Havells/Pollycab | Lump Sum | 0 |  | Approved
The Soul, Rajarhat | CLUB | Swimming Pool Systems | Swimming Pool | WO/HR01/CL07/13 | WATCO INDIA | ELECTRICAL WORKS | ELECTRICAL WORKS The job includes the following work. a) 01 Job - Providing electrical motor starter with ICTPN switches for re-circulating pump-sets. b) 01 Job - Providing electrical motor starter with ICTPN switches for Suction Sweeper pump-set. The client will require to provide main supply to the plant room. Make : L & T /Havells/Pollycab | Lump Sum | 1 | 25903 | Approved
The Soul, Rajarhat | CLUB | Swimming Pool Systems | Swimming Pool | WO/HR01/CL07/1 | Watco India Projects Pvt. Ltd. | MAINTENANCE EQUIPMENT | MAINTENANCE EQUIPMENT 01. 01 Set - Suction Sweeper unit complete with suction head, flexible pipe etc. pump set mounted on trolley. 02. 01 No. - Telescopic Handle. 03. 01 No. - CurvedBrush. 04. 01 No. - Leaf Net. 05. 01 No. - Water Test Kit. 06. 01 No. - Algae Brush Make Pump: Kirloskar Brothers / Other Items: Pentair USA | Lump Sum | 0 |  | Approved
The Soul, Rajarhat | CLUB | Swimming Pool Systems | Swimming Pool | WO/HR01/CL07/13 | WATCO INDIA | MAINTENANCE EQUIPMENT | MAINTENANCE EQUIPMENT 01. 01 Set - Suction Sweeper unit complete with suction head, flexible pipe etc. pump set mounted on trolley. 02. 01 No. - Telescopic Handle. 03. 01 No. - CurvedBrush. 04. 01 No. - Leaf Net. 05. 01 No. - Water Test Kit. 06. 01 No. - Algae Brush Make Pump: Kirloskar Brothers / Other Items: Pentair USA | Lump Sum | 1 | 30220 | Approved
The Soul, Rajarhat | CLUB | Swimming Pool Systems | Swimming Pool | WO/HR01/CL07/1 | Watco India Projects Pvt. Ltd. | INSTALLATION& COMMISSIONING | INSTALLATION& COMMISSIONING 01 Job - Includes the following:- a) Providing details Mechanical Drawing. b) Placing necessary Puddle Flanges before casting of the pool and the balancing Tank. c) Installation of the Mechanical equipment supplied by us. d) Commission of the equipment and the Swimming pool. e) Training your representative how to operate the pool for 4 to 5 days including cost of chemical. | Lump Sum | 0 |  | Approved
The Soul, Rajarhat | CLUB | Swimming Pool Systems | Swimming Pool | WO/HR01/CL07/13 | WATCO INDIA | INSTALLATION& COMMISSIONING | INSTALLATION& COMMISSIONING 01 Job - Includes the following:- a) Providing details Mechanical Drawing. b) Placing necessary Puddle Flanges before casting of the pool and the balancing Tank. c) Installation of the Mechanical equipment supplied by us. d) Commission of the equipment and the Swimming pool. e) Training your representative how to operate the pool for 4 to 5 days including cost of chemical. | Lump Sum | 1 | 25903 | Approved
The Soul, Rajarhat | CLUB | Swimming Pool Systems | Swimming Pool | WO/HR01/CL07/1 | Watco India Projects Pvt. Ltd. | MECHANICAL EQUIPMENT | MECHANICAL EQUIPMENT 02 Nos. - Self priming re-circulating pump-sets with pre filter complete Coupled to an electric motor for re-circulating pool water, Mounted on a common base plate . Flow Rate : 20 M3 per hour at 12 Meter Head each Make : Pentair USA 01 Nos. - Filtration Plant of FRP complete with filter media, internal piping with Capacity : 20 M3 per hour each at 35-40 M3 per M Make : Pentair USA | Lump Sum | 0 |  | Approved
The Soul, Rajarhat | CLUB | Swimming Pool Systems | Swimming Pool | WO/HR01/CL07/13 | WATCO INDIA | MECHANICAL EQUIPMENT | MECHANICAL EQUIPMENT 02 Nos. - Self priming re-circulating pump-sets with pre filter complete Coupled to an electric motor for re-circulating pool water, Mounted on a common base plate . Flow Rate : 20 M3 per hour at 12 Meter Head each Make : Pentair USA 01 Nos. - Filtration Plant of FRP complete with filter media, internal piping with Capacity : 20 M3 per hour each at 35-40 M3 per M Make : Pentair USA | Lump Sum | 1 | 103611 | Approved
The Soul, Rajarhat | CLUB | Swimming Pool Systems | Swimming Pool | WO/HR01/CL07/1 | Watco India Projects Pvt. Ltd. | POOL BASIN EQUIPMENT | POOL BASIN EQUIPMENT 1. 01 Set - Main drain for Swimming pool, Kids Pool, Jacuzzi. 02. 01 Lot - Inlet Nozzles for Swimming pool, Kids Pool, Jacuzzi. Make : Pentair USA | Lump Sum | 0 |  | Approved
The Soul, Rajarhat | CLUB | Swimming Pool Systems | Swimming Pool | WO/HR01/CL07/13 | WATCO INDIA | POOL BASIN EQUIPMENT | POOL BASIN EQUIPMENT 1. 01 Set - Main drain for Swimming pool, Kids Pool, Jacuzzi. 02. 01 Lot - Inlet Nozzles for Swimming pool, Kids Pool, Jacuzzi. Make : Pentair USA | Lump Sum | 1 | 8634 | Approved
The Soul, Rajarhat | CLUB | Swimming Pool Systems | Swimming Pool | WO/HR01/CL07/1 | Watco India Projects Pvt. Ltd. | UNDER WATER LIGHT | POOL DECORATIVE EQUIPMENT A UNDER WATER LIGHT 16 Nos. - Under water light with Transformer / Controller. ( With Niche Flushed to the Wall ) Make : Pentair/USA | Nos | 0 |  | Amended & Approved
The Soul, Rajarhat | CLUB | Swimming Pool Systems | Swimming Pool | WO/HR01/CL07/13 | WATCO INDIA | UNDER WATER LIGHT | POOL DECORATIVE EQUIPMENT A UNDER WATER LIGHT 16 Nos. - Under water light with Transformer / Controller. ( With Niche Flushed to the Wall ) Make : Pentair/USA | Nos | 16 | 5181 | Amended & Approved
The Soul, Rajarhat | CLUB | Swimming Pool Systems | Swimming Pool | WO/HR01/CL07/1 | Watco India Projects Pvt. Ltd. | CABLING FOR LIGHT | CABLING FOR LIGHT a) 16 Jobs - Electrical cabling from the individual Pool lights via. Step-down transformer the switch board. b) 16 Jobs - MCB Switches with Switch Board For Under Water Lights. Make : Finolex/Polly Cab Switches / L & T | Nos | 0 |  | Approved
The Soul, Rajarhat | CLUB | Swimming Pool Systems | Swimming Pool | WO/HR01/CL07/13 | WATCO INDIA | CABLING FOR LIGHT | CABLING FOR LIGHT a) 16 Jobs - Electrical cabling from the individual Pool lights via. Step-down transformer the switch board. b) 16 Jobs - MCB Switches with Switch Board For Under Water Lights. Make : Finolex/Polly Cab Switches / L & T | Nos | 16 | 2590 | Approved
The Soul, Rajarhat | CLUB | Swimming Pool Systems | Swimming Pool | WO/HR01/CL07/1 | Watco India Projects Pvt. Ltd. | PLUMBING | PLUMBING One lot - P.V.C. pipe and valves, fittings etc complete for the following :- 1. Re-circulation system (from filter outlet to the pool inlets) for main pool. 2. Main drain to balancing tank. 3. Overflow channel to balancing tank/PVC TANK 4. Balancing tank to pump suction/hair strainer. 5. Interconnecting piping for pump. 6. Pump outlet common header to filter inlet. 7. Connection for overflow from balancing tank to drain. 8. Connection for drain line from balancing tank to drain. 9. Backwash drain line at plant room. Make : Astral/Supreme | Lump Sum | 0 |  | Approved
The Soul, Rajarhat | CLUB | Swimming Pool Systems | Swimming Pool | WO/HR01/CL07/13 | WATCO INDIA | PLUMBING | PLUMBING One lot - P.V.C. pipe and valves, fittings etc complete for the following :- 1. Re-circulation system (from filter outlet to the pool inlets) for main pool. 2. Main drain to balancing tank. 3. Overflow channel to balancing tank/PVC TANK 4. Balancing tank to pump suction/hair strainer. 5. Interconnecting piping for pump. 6. Pump outlet common header to filter inlet. 7. Connection for overflow from balancing tank to drain. 8. Connection for drain line from balancing tank to drain. 9. Backwash drain line at plant room. Make : Astral/Supreme | Lump Sum | 1 | 77708 | Approved
The Soul, Rajarhat | CLUB | Swimming Pool Systems | Swimming Pool | WO/HR01/CL07/1 | Watco India Projects Pvt. Ltd. | ELECTRICAL WORKS | ELECTRICAL WORKS The job includes the following work. a) 02 Job - Providing electrical motor starter with ICTPN switches for re-circulating pump-sets, Jacuzzi Pool Size & Pump Set, b) 02 Job - Providing electrical motor starter with ICTPN switches for Suction Sweeper pump-set. The client will require to provide main supply to the plant room. Make : L & T /Pollycab/Siemens | Lump Sum | 0 |  | Amended & Approved
The Soul, Rajarhat | CLUB | Swimming Pool Systems | Swimming Pool | WO/HR01/CL07/13 | WATCO INDIA | ELECTRICAL WORKS | ELECTRICAL WORKS The job includes the following work. a) 02 Job - Providing electrical motor starter with ICTPN switches for re-circulating pump-sets, Jacuzzi Pool Size & Pump Set, b) 02 Job - Providing electrical motor starter with ICTPN switches for Suction Sweeper pump-set. The client will require to provide main supply to the plant room. Make : L & T /Pollycab/Siemens | Lump Sum | 1 | 50903 | Amended & Approved
The Soul, Rajarhat | CLUB | Swimming Pool Systems | Swimming Pool | WO/HR01/CL07/1 | Watco India Projects Pvt. Ltd. | JACUZZI SYTEM | JACUZZI SYTEM Number of Seaters : 8 Persons Number Of Nozzles Per Person : 4 Nos (2 Nos at back and One no calf in each) a) 32Nos - Jets Nozzles with adaptor for connecting to for connecting to Air &Water Commercial Nozzle with 11/2 Water & Air Connection (Pentair USA/Astral Spain) b) 4 Nos. - Air Controller. (Pentair USA) c) 4 Nos. - Massage pump with electric motor. (3 HP) (Pentair USA) d) 4 Nos. - Suction Drain e) 01 lot - Supply of the Plumbing fittings, valves and high pressure pipes for Jacuzzi. (Astral/Supreme) f) 01 Lot - Pneumatic Control’s (Astral/Pentair) g) 01 Lot - Timer for the Switch of the Pumps | Lump Sum | 0 |  | Approved
The Soul, Rajarhat | CLUB | Swimming Pool Systems | Swimming Pool | WO/HR01/CL07/13 | WATCO INDIA | JACUZZI SYTEM | JACUZZI SYTEM Number of Seaters : 8 Persons Number Of Nozzles Per Person : 4 Nos (2 Nos at back and One no calf in each) a) 32Nos - Jets Nozzles with adaptor for connecting to for connecting to Air &Water Commercial Nozzle with 11/2 Water & Air Connection (Pentair USA/Astral Spain) b) 4 Nos. - Air Controller. (Pentair USA) c) 4 Nos. - Massage pump with electric motor. (3 HP) (Pentair USA) d) 4 Nos. - Suction Drain e) 01 lot - Supply of the Plumbing fittings, valves and high pressure pipes for Jacuzzi. (Astral/Supreme) f) 01 Lot - Pneumatic Control’s (Astral/Pentair) g) 01 Lot - Timer for the Switch of the Pumps | Lump Sum | 1 | 220879 | Approved
The Soul, Rajarhat | CLUB | Swimming Pool Systems | Swimming Pool | WO/HR01/CL07/1 | Watco India Projects Pvt. Ltd. | INSTALLATION& COMMISSIONING | INSTALLATION& COMMISSIONING 01 Job - Includes the following:- a) Providing details Mechanical Drawing. b) Placing necessary Puddle Flanges before casting of the pool and the balancing Tank. c) Installation of the Mechanical equipment supplied by us. d) Commission of the equipment and the Swimming pool. e) Training your representative how to operate the pool for 4 to 5 days including cost of chemical. | Lump Sum | 0 |  | Approved
The Soul, Rajarhat | CLUB | Swimming Pool Systems | Swimming Pool | WO/HR01/CL07/13 | WATCO INDIA | INSTALLATION& COMMISSIONING | INSTALLATION& COMMISSIONING 01 Job - Includes the following:- a) Providing details Mechanical Drawing. b) Placing necessary Puddle Flanges before casting of the pool and the balancing Tank. c) Installation of the Mechanical equipment supplied by us. d) Commission of the equipment and the Swimming pool. e) Training your representative how to operate the pool for 4 to 5 days including cost of chemical. | Lump Sum | 1 | 25903 | Approved
The Soul, Rajarhat | CLUB | Swimming Pool Systems | Swimming Pool | WO/HR01/CL07/1 | Watco India Projects Pvt. Ltd. | PUDDLE FLANGES | PUDDLE FLANGES 01 Lot - Puddle Flanges of suitable sizes for Main pool , Kids Pool Jacuzzi and balancing tank. (Pipe-Astral) 02 Lot - Electrical Conduits for Under Water Lights. (Nylon) | Lump Sum | 0 |  | Approved
The Soul, Rajarhat | CLUB | Swimming Pool Systems | Swimming Pool | WO/HR01/CL07/13 | WATCO INDIA | PUDDLE FLANGES | PUDDLE FLANGES 01 Lot - Puddle Flanges of suitable sizes for Main pool , Kids Pool Jacuzzi and balancing tank. (Pipe-Astral) 02 Lot - Electrical Conduits for Under Water Lights. (Nylon) | Lump Sum | 1 | 8634 | Approved
The Soul, Rajarhat | COMMON INFRASTRUCTURE | Civil | Main Gate and Security Room | WO/HR01/CIH01/28 | REAL TECH SOLUTIONS | Bore Packing for vertical wall | Bore Packing for vertical wall: The gap shall be dampened with water to reduce and limit it's absorption capacity. A primer coat of emulsion prepared with cement, water & Nitobond SBR Latex. Bore packing shall be done with micro concrete conbextra GP2. The paste obtained by mixing GP2 & water which is to be filled in the gap between the pipe entry and the pipe should have a putty like consistency, as per direction of EIC | Nos | 2 | 400 | Approved
The Soul, Rajarhat | COMMON INFRASTRUCTURE | Civil | Main Gate and Security Room | WO/HR01/CIH01/28 | REAL TECH SOLUTIONS | Water proofing work at roof area | Water proofing work at roof : i. Surface Preparation---Chipping, cleaning of loose mortar from RCC slab surface to remove dust, oil, grease, loose paint or anything else. To make to surface prepared for waterproofing. ii. Making of Hallore : The junction of Roof Slab and parapet wall shall be chamfered with 25mm x 25mm fillet of mortar (cement :sand 1:3) admixed with FOSROC make NITOBOND SBR LATEX .Before chamfering a prime coat to be given with the slurry of Latex. iii. Waterproofing Coating--- Over prepared surface, one coat of FOSROC BRUSHBOND RFX painting on entire surface next day 2nd coat of FOSROC BRUSHBOND RFX painting on entire surface. Taking the coatings over the vertical parapet up to atleast 150 mm surface of the parapet. v.Curing Complete *Consumption of BRUSHBOND RFX: This depends on the required consistency. The approximate coverage per pack at even consistency (1mm thickness) is as follows Consistency Brush application Coverage (15kg + 4.8 L pack) 12 - 14m2 Coverage (5 + 1.63 L pack) 4 - 4.5m2 *Cement will be supplied by client | Sq.Ft. | 415 | 25 | Approved
The Soul, Rajarhat | COMMON INFRASTRUCTURE | Civil | Main Gate and Security Room | WO/HR01/CIH01/28 | REAL TECH SOLUTIONS | Providing and applying plaster | Protective Plaster : Laying of 20 mm to 25 mm cement sand (1:4) protective plaster over entire Floor and parapet wall including rounding off or chamfering corners as directed and raking out joints or roughening of concrete surface, including threading nosing and drip course where necessary including steel scaffolding, curing complete ass per direction of EIC * Cement will be supplied by client | Sq.Ft. | 415 | 21.37 | Approved
The Soul, Rajarhat | COMMON INFRASTRUCTURE | Land Development |  | WO/HR01/CIH01/29 | Green Alpha Assets Pvt. Ltd. | Earth work in excavation ( Depth up to 1.5m ) | All charges for doing excavation in required profile in all type of soils in dry and wet condition for raft or any other foundation of the proposed structure as per drawings or direction of PMC/Owner including dismantling of foundation (if any) made with brick, PCC, RCC, dressing of side, bottom, ramming of bottom, dewatering, shoring, strutting, diverting underground sewer line, water line, electrical line (if any) barricading the area providing caution board maintaining required slopes including all labour, materials, machinery, tools & tackles for all lead & lift to the entire satisfaction of PMC/Owner. Contractor will be paid for a working space of 600 mm or as indicated in IS : 1200 , which ever is less . The excavation drawing will be submitted by the contractor before starting the excavation for client's approval. For, Depth up to 1.5m | cum | 52 | 152 | Approved
The Soul, Rajarhat | COMMON INFRASTRUCTURE | Land Development |  | WO/HR01/CIH01/29 | Green Alpha Assets Pvt. Ltd. | Backfilling of excavated pit, trench etc. by good quality of filling sand | All charges for doing backfilling of excavated pit, trench etc. by good quality of filling sand free (from silt, clay, mica, soil) in layer not exceeding 150mm in depth including watering, ramming, compaction and transportation of sand, all labour, materials, machinery, tools & tackles etc. for all lead & lift to the entire satisfaction of PMC/Owner. | Cum. | 13 | 1034 | Approved
The Soul, Rajarhat | COMMON INFRASTRUCTURE | Land Development |  | WO/HR01/CIH01/29 | Green Alpha Assets Pvt. Ltd. | Providing and laying single brick flat soling | All charges for providing and laying single brick flat soling of picked, jhama bricks below foundation floor, tie beam etc. or any other location till Plinth level including ramming dressing and bringing to proper level and filling joints with sand including all materials, labour, tools and plants etc. complete as per specification, drawing and direction below foundation. | Sq.Mtr. | 19.5 | 410 | Approved
The Soul, Rajarhat | COMMON INFRASTRUCTURE | Land Development |  | WO/HR01/CIH01/29 | Green Alpha Assets Pvt. Ltd. | P.C.C (1:3:6 or 1:4:8) by site mix | Charges for providing & laying of P.C.C (1:3:6 or 1:4:8) by site mix concrete 25 mm and down sized , screened and washed well graded stone chips excluding shuttering, consolidation complete in all respect as per drawing, specification and direction of EIC. Cement would be supplied by the Employer, but subjected to reconciliation. | Cum. | 12.5 | 5207 | Approved
The Soul, Rajarhat | COMMON INFRASTRUCTURE | Land Development |  | WO/HR01/CIH01/29 | Green Alpha Assets Pvt. Ltd. | RCC - M25 SMC | Charges for Concrete of grade M-25 (Site Mix Concrete) with well grade stone chips of maximum size 20mm containing designed quantity of cement (design mix to be submitted and approved by structural consultant) per cum, using approved super plasticizer / retarder designing concrete mix as per IS; 10262 & IS:456_2000. Cement would be supplied by the client - At all Level | Cum. | 69.5 | 5000 | Approved
The Soul, Rajarhat | COMMON INFRASTRUCTURE | Land Development |  | WO/HR01/CIH01/29 | Green Alpha Assets Pvt. Ltd. | M25 grade reinforced cement concrete | All charges for laying M25 grade reinforced cement concrete (excluding cost of shuttering & reinforcement) for all leads and for all items e.g. columns, beams, slabs, lintels, staircase, retaining wall, machine foundation, pockets etc. of all profile coming till Plinth level using 20 mm nominal size & down graded good quality aggregate as per design mix approved by PMC/Consultant including vibrating/compacting, curing, scaffolding as required establishing dewatering system by pumping / bailing out water, cleaning, preparing surfaces, junctions etc. including curing complete to the entire satisfaction of PMC/Owner. Cement concrete should have an ultimate crushing strength of not less than 250 Kg/sq.cm on 15cm X15cm X 15cm cube at 28 days and source of concrete will be RMC. Special conditions:- Rates are quoted for all levels & heights. For material/cube testing, the contractor shall maintain QC lab, cube testing machine, sieves, slump cones, graduated cylinder, weight scales etc. in good working condition cost of which shall be included in the rate. Source of concrete will be RMC supplied by the Client. The rates shall include the cost of plasticiser / super plasticiser of an approved brand to get the required workability/strength. The column beam junctions shall be with the grade of concrete as in column up to a distance of depth of beam in all directions & rate shall be inclusive of this. For, up to Plinth Level. | Cum. | 27.5 | 572 | Approved
The Soul, Rajarhat | COMMON INFRASTRUCTURE | Land Development |  | WO/HR01/CIH01/29 | Green Alpha Assets Pvt. Ltd. | Shuttering | Hire & labour charges for shuttering with centering & necessary staging up to necessary height using approved stout props, 12mm thick quality ply board shuttering, with required bracing for curved or straight including fitting, fixing & striking out after completion of works (including bailing out water, if required) complete as per drawing, specification and direction of Engineer-in-Charge. | Sq.Mtr. | 230 | 423 | Approved
The Soul, Rajarhat | COMMON INFRASTRUCTURE | Land Development |  | WO/HR01/CIH01/29 | Green Alpha Assets Pvt. Ltd. | Earth work in filling with good earth obtained from excavation | Earth work in filling at approach slab bottom with good earth obtained from excavation, in layers not exceeding 250mm including watering, ramming, etc, complete in all respect as per direction of Engineer in charge, (payment to be made on the basis of measurement of finished quantity of work). | Cum. | 106 | 115 | Approved
The Soul, Rajarhat | COMMON INFRASTRUCTURE | Land Development |  | WO/HR01/CIH01/29 | Green Alpha Assets Pvt. Ltd. | De-Watering | Pumping out water from pond or tanks (payment if permitted will be made on the of basis of initial water level and final water level on consideration being made for any water that may have been added through percolation or other wise (log book to be maintained). | Hp-Hrs. | 247.5 | 25 | Approved
The Soul, Rajarhat | COMMON INFRASTRUCTURE | Land Development |  | WO/HR01/CIH01/29 | Green Alpha Assets Pvt. Ltd. | Embankment making by earth & Sand bags | Construction of Embankment making at culvert area by earth and sand bags including all lead & lift, complete in all respect as per direction of Engineer-in-Charge | Cum. | 158 | 115 | Approved
The Soul, Rajarhat | COMMON INFRASTRUCTURE | Land Development |  | WO/HR01/CIH01/29 | Green Alpha Assets Pvt. Ltd. | Sand Bag packing and filling work | Charges for sand filling in Bags and packing at the sides of earthen embankment for all lead & lift including the charges of transportation, loading-unloading as per direction of Engineer-in-Charge | Cum. | 7.5 | 400 | Approved
The Soul, Rajarhat | COMMON INFRASTRUCTURE | Land Development |  | WO/HR01/CIH01/29 | Green Alpha Assets Pvt. Ltd. | Dismantling charges of RCC structure | Dismantling charges of RCC structure along with cleaning the debris, disposal of loose concrete, separating deformed steel from concrete as per direction of Engineer-in-Charge | Cum. | 6.5 | 2200 | Approved
The Soul, Rajarhat | COMMON INFRASTRUCTURE | Land Development |  | WO/HR01/CIH01/29 | Green Alpha Assets Pvt. Ltd. | Reinforcement | Labour charges for fixing Reinforcement for reinforced cement concrete work in all sorts of structures including distribution bars, stirrups, binding wire etc. Initial straightening and removal of loose rust ( if necessary) cutting to requisite length, hooking & bending to correct shape , placing in proper position & binding with 16 gauge black annealed wire / welding as per relevant I.S. code in every intersection complete as per drawing , specification Engineer-in-Charge including bailing out water (if required). (Steel will be supplied by client) | MT | 10.5 | 5893 | Approved
The Soul, Rajarhat | MARKETING | Marketing Office | Interior Works | WO/HR01/MKT01/61 | INFOSIGN SYSTEMS PVT. LTD. | SS Letter work on wooden desk | Providing & Fixing The Soul (TM) SS Letter on wooden desk as per approved specification, drawing & direction of Engineer-in-Charge | Nos | 1 | 5000 | Approved
The Soul, Rajarhat | MARKETING | Marketing Office | Interior Works | WO/HR01/MKT01/62 | Stylo Maximage | Printing on Canvas Elevation on_6 Visual 1 PC each | Charges for Printing on Canvas Elevation on_6 Visual 1 PC each Size 23.62"X47. 24"-6 Actual Size (in SQ.FT) 2.50'X4' Quantity- 6 | Sq.Ft. | 60 | 110 | Approved
The Soul, Rajarhat | MARKETING | Marketing Office | Interior Works | WO/HR01/MKT01/62 | Stylo Maximage | Printing on Canvas out side model flat_4 Visual 1 PC each | Charges for Printing on Canvas out side model flat_4 Visual 1 PC each Size: 27.56"X57.09"-4 Actual size(in SQ.FT): 3'X5' Quantity: 4 | Sq.Ft. | 60 | 110 | Approved
The Soul, Rajarhat | MARKETING | Security Expenditure |  | WO/HR01/MKT01/63 | NIS MANAGEMENT LIMITED | Providing Security Guard at Marketing Office | Providing Security Guard at Marketing Office from 1st Jul, 2018 to 31st Dec, 2018 BOQ Quantity :- No of Days from 1st Jul, 2018 to 31st Dec, 2018 = 184 days Total No. of Days including holidays = 191 Days Nos. of Head considered per month = 1 Nos. Total BOQ Qty. = 1 x 191 = 191 | Duties | 191 | 580 | Approved
The Soul, Rajarhat | MARKETING | Housekeeping |  | WO/HR01/MKT01/64 | Secura Infra Services Pvt. Ltd. | Providing HK | Rate of Wages for Housekeeping (10 hrs.) from 9th Aug, 2018 to 31st Dec, 2018 BOQ Quantity :- No of Days from 9th Aug, 2018 to 31st Dec, 2018 = 145 days No of Leave from 1st Jul, 2018 to 31st Dec, 2018 = 7 days Man-days = 152 days No of Manpower = 2 BOQ Quantity (Total Duties) = (152 days x 02) = 304 days | Duties | 304 | 497 | Approved
The Soul, Rajarhat | MARKETING | Annual Maintenance Contract |  | WO/HR01/MKT01/48 | Smart Cleaning Enterprise | Inside and outside glass Canopy cleaning | Charges for cleaning of glass Canopy on monthly basis from inside and outside with approved tool tackles & as per direction of Engineer In Charge. Work shall be carried out as per site requirement. | Nos | 3 | 2500 | Approved
The Soul, Rajarhat | BASEMENT WITH PODIUM | Borewell Installation |  | WO/HR01/BP01/6 | D.S.P Pumps | Borewell Pipe withdrawing | Labour charges for withdrawing of 100mm X 100mm Depth 16 Mtrs De-Watering P V C Boring Pipe as per direction of Engineer-in-Charge | Nos | 25 | 1800 | Approved
The Soul, Rajarhat | MARKETING | Marketing Office | Furniture & Fixtures | WO/HR01/MKT01/65 | M.R. Furniture | Polishing work | Providing and Labour charges for Polishing work at marketing office Furniture (Chairs, Console, Tables etc.) as per direction of Engineer-in-Charge. | Lump Sum | 1 | 41000 | Approved
The Soul, Rajarhat | MARKETING | Marketing Office | Furniture & Fixtures | WO/HR01/MKT01/65 | M.R. Furniture | Misc. Charges | Charges for loading - unloading, transportation, hire charges for machinery as per direction of Engineer-in-Charge. | Lump Sum | 1 | 2302 | Approved
The Soul, Rajarhat | COMMON INFRASTRUCTURE | Soil Testing |  | WO/HR01/CIH01/30 | GEOCON | SPT | Mobilization charges of all tools and plants for boring through soil along with all accessories, labours, Supervisor etc. at site including setting up boring rig and also withdrawal of the same from site of work after completion of field work . Boring of 150 mm. dia. Borehole by Rotary boring method (wash boring) through soil will be carried out and S.P.T. will be carried out at intervals of 1.50m. 9 Boreholes of 10.50m. depth = 94.50M. Submission of S. P. T. (N) values in three copies | Mtrs. | 94.5 | 600 | Approved
The Soul, Rajarhat | COMMON INFRASTRUCTURE | Consultancy Charges |  |  |  | Consultancy Charges for Geo-Technical consultancy | Geo-Technical consultancy in connection with execution of foundation and construction of Basement | Lump Sum |  |  | Approved
The Soul, Rajarhat | COMMON INFRASTRUCTURE | Consultancy Charges |  | WO/HR01/CIH01/32 | S. K. MITRA & ASSOCIATES | Site visit | Charges for attending meeting at Kolkata or Site on call from us as per requirement | Nos | 0 | 0 | Approved
The Soul, Rajarhat | IT Expenses | Internet Leased Line |  | WO/HR01/ITES001/3 | Wavetree Network Pvt. Ltd. | 4 Mbps ILL | 4 Mbps ILL | Nos. | 3 | 10000 | Approved
The Soul, Rajarhat | BLOCK | Civil | Sub & Super Structure Work | WO/HR01/BOK01/2 | Green Alpha Assets Pvt. Ltd. | Excavation-For, Depth up to 1.5m | All charges for doing excavation in required profile in all type of soils in dry and wet condition for raft or any other foundation of the proposed structure as per drawings or direction of Engineer-in-Charge including dismantling of foundation (if any) made with brick, PCC, RCC, dressing of side, bottom, ramming of bottom, dewatering, shoring, strutting, diverting underground sewer line, water line, electrical line (if any) barricading the area providing caution board maintaining required slopes including all labour, materials, machinery, tools & tackles for all lead & lift to the entire satisfaction of EIC. Contractor will be paid for a working space of 600 mm or as indicated in IS : 1200 , which ever is less . The excavation drawing will be submitted by the contractor before starting the excavation for client's approval. For, Depth up to 1.5m | Cum. | 10860 | 195 | Approved
The Soul, Rajarhat | BLOCK | Civil | Sub & Super Structure Work | WO/HR01/BOK01/2 | Green Alpha Assets Pvt. Ltd. | Excavation-Depth 1.5m to 3.0m | All charges for doing excavation in required profile in all type of soils in dry and wet condition for raft or any other foundation of the proposed structure as per drawings or direction of Engineer-in-Charge including dismantling of foundation (if any) made with brick, PCC, RCC, dressing of side, bottom, ramming of bottom, dewatering, shoring, strutting, diverting underground sewer line, water line, electrical line (if any) barricading the area providing caution board maintaining required slopes including all labour, materials, machinery, tools & tackles for all lead & lift to the entire satisfaction of EIC. Contractor will be paid for a working space of 600 mm or as indicated in IS : 1200 , which ever is less . The excavation drawing will be submitted by the contractor before starting the excavation for client's approval. Depth 1.5m to 3.0m | Cum. | 7301 | 225 | Approved
The Soul, Rajarhat | BLOCK | Civil | Sub & Super Structure Work | WO/HR01/BOK01/2 | Green Alpha Assets Pvt. Ltd. | Excavation-Depth 3.0m to 4.5m | All charges for doing excavation in required profile in all type of soils in dry and wet condition for raft or any other foundation of the proposed structure as per drawings or direction of Engineer-in-Charge including dismantling of foundation (if any) made with brick, PCC, RCC, dressing of side, bottom, ramming of bottom, dewatering, shoring, strutting, diverting underground sewer line, water line, electrical line (if any) barricading the area providing caution board maintaining required slopes including all labour, materials, machinery, tools & tackles for all lead & lift to the entire satisfaction of EIC. Contractor will be paid for a working space of 600 mm or as indicated in IS : 1200 , which ever is less . The excavation drawing will be submitted by the contractor before starting the excavation for client's approval. Depth 3.0m to 4.5m | Cum. | 1261 | 240 | Approved
The Soul, Rajarhat | BLOCK | Civil | Sub & Super Structure Work | WO/HR01/BOK01/2 | Green Alpha Assets Pvt. Ltd. | Backfilling | All charges for doing backfilling of excavated pit, trench etc. with inside/excavated earth in layer not exceeding 150mm in depth including watering, ramming, compacting, consolidating in deposited layer to achieve 95% Proctor Density and transportation of soil, all labour, materials, machinery, tools & tackles etc. for all lead & lift to the entire satisfaction of Engineer-in-Charge. | Cum. | 12251 | 115 | Approved
The Soul, Rajarhat | BLOCK | Civil | Sub & Super Structure Work | WO/HR01/BOK01/2 | Green Alpha Assets Pvt. Ltd. | 150 thick sand cushion filling | All charges for doing 150 thick sand cushion filling of good quality at foundation in layer not exceeding 150mm in depth including watering, ramming, compacting, consolidating in deposited layer to achieve 95% Proctor Density and transportation of soil, all labour, materials, machinery, tools & tackles etc. for all lead & lift to the entire satisfaction of Engineer-in-Charge. | Cum. | 500 | 2570 | Approved
The Soul, Rajarhat | BLOCK | Civil | Sub & Super Structure Work | WO/HR01/BOK01/2 | Green Alpha Assets Pvt. Ltd. | Supplying and Laying of 250 micron polythene sheet | Supplying and laying 250 micron Polythene Sheet over damp proof course or below flooring or in foundation or in foundation trenches as per drawing and direction of Engineer-in-Charge. | Sq.Mtr. | 1236 | 50 | Approved
The Soul, Rajarhat | BLOCK | Civil | Sub & Super Structure Work | WO/HR01/BOK01/2 | Green Alpha Assets Pvt. Ltd. | Backfilling-at foundation & plinth level | All charges for doing earth filling of good quality available at site at foundation & plinth level in layer not exceeding 150mm in depth including watering, ramming, compacting, consolidating in deposited layer to achieve 95% Proctor Density and transportation of soil, all labour, materials, machinery, tools & tackles etc. for all lead & lift to the entire satisfaction of Engineer-in-Charge. | Cum. | 15829 | 115 | Approved
The Soul, Rajarhat | BLOCK | Civil | Sub & Super Structure Work | WO/HR01/BOK01/2 | Green Alpha Assets Pvt. Ltd. | Silver sand filling at foundation plinth level | All charges for doing silver sand filling at foundation plinth level in layer not exceeding 150mm in depth including watering, ramming, compacting, consolidating in deposited layer to achieve 95% Proctor Density and transportation of soil, all labour, materials, machinery, tools & tackles etc. for all lead & lift to the entire satisfaction of Engineer-in-Charge. | Cum. | 226 | 1245 | Approved
The Soul, Rajarhat | BLOCK | Civil | Sub & Super Structure Work | WO/HR01/BOK01/2 | Green Alpha Assets Pvt. Ltd. | PCC | All charges for laying 1:3:6/1:4:8 plain cement concrete (PCC) of required thickness below footings, rafts or any other location as specified in the drawing till Plinth level using 20 mm nominal size well-graded approved quality aggregate including vibrating / compacting, scaffolding as required establishing dewatering system by pumping / bailing out water, cleaning, preparing surfaces, junctions etc. including shuttering, curing complete as per drawing and direction of Engineer-in-Charge. Source of concrete will be RMC. | Cum. | 494 | 900 | Approved
The Soul, Rajarhat | BLOCK | Civil | Sub & Super Structure Work | WO/HR01/BOK01/2 | Green Alpha Assets Pvt. Ltd. | Single BFS | All charges for providing and laying single brick flat soling of picked, jhama bricks below foundation floor, tie beam etc. or any other location till Plinth level including ramming dressing and bringing to proper level and filling joints with sand including all materials, labour, tools and plants etc. complete below foundation as per specification, drawing and direction of Engineering-in-Charge | Sq.Mtr. | 7207 | 420 | Approved
The Soul, Rajarhat | BLOCK | Civil | Sub & Super Structure Work | WO/HR01/BOK01/2 | Green Alpha Assets Pvt. Ltd. | Shuttering | All charges for providing, fabricating, erecting and fixing in position plained timber, plywood centering and shuttering true to line and level, including steel propping, staging, shuttering removal, applying shuttering oil, including required bracing, chamfering corners (of exposed edges) of beams, columns, walls etc. complete as per drawing & direction of Engineer-in-Charge. Rate shall also include removal and dismantling the aforesaid assembly after specified period complete at all depths and leads for all items, all profile and till Plinth level. | Sq.Mtr. | 9805 | 475 | Approved
The Soul, Rajarhat | BLOCK | Civil | Sub & Super Structure Work | WO/HR01/BOK01/2 | Green Alpha Assets Pvt. Ltd. | Laying M40 grade reinforced cement concrete | "All charges for laying M40 grade reinforced cement concrete (excluding cost of shuttering & reinforcement) for all leads and for all items e.g. columns, beams, slabs, lintels, staircase, retaining wall, machine foundation, pockets etc. of all profile coming till Plinth level using 20 mm nominal size & down graded good quality aggregate as per design mix approved by Engineer-in-Charge. including vibrating/compacting, curing, scaffolding as required establishing dewatering system by pumping / bailing out water, cleaning, preparing surfaces, junctions etc. including curing complete to the entire satisfaction of Engineer-in-Charge. Cement concrete should have an ultimate crushing strength of not less than 400 Kg/sq.cm on 15cm X15cm X 15cm cube at 28 days and source of concrete will be RMC. Special conditions:- Rates are quoted for all levels & heights. For material/cube testing, the contractor shall maintain QC lab, cube testing machine, sieves, slump cones, graduated cylinder, weight scales etc. in good working condition cost of which shall be included in the rate. Source of concrete will be RMC supplied by the Client. " The rates shall include the cost of plasticiser / super plasticiser of an approved brand to get the required workability/strength. The column beam junctions shall be with the grade of concrete as in column up to a distance of depth of beam in all directions & rate shall be inclusive of this. up to Plinth Level. | Cum. | 658 | 790 | Approved
The Soul, Rajarhat | BLOCK | Civil | Sub & Super Structure Work | WO/HR01/BOK01/2 | Green Alpha Assets Pvt. Ltd. | Laying M30 grade reinforced cement concrete | "All charges for laying M30 grade reinforced cement concrete (excluding cost of shuttering & reinforcement) for all leads and for all items e.g. columns, beams, slabs, lintels, staircase, retaining wall, machine foundation, pockets etc. of all profile coming till Plinth level using 20 mm nominal size & down graded good quality aggregate as per design mix approved by Engineer-in-Charge including vibrating/compacting, curing, scaffolding as required establishing dewatering system by pumping / bailing out water, cleaning, preparing surfaces, junctions etc. including curing complete to the entire satisfaction of Engineer-in-Charge. Cement concrete should have an ultimate crushing strength of not less than 300 Kg/sq.cm on 15cm X15cm X 15cm cube at 28 days and source of concrete will be RMC. Special conditions:- Rates are quoted for all levels & heights. For material/cube testing, the contractor shall maintain QC lab, cube testing machine, sieves, slump cones, graduated cylinder, weight scales etc. in good working condition cost of which shall be included in the rate. Source of concrete will be RMC supplied by the Client. " The rates shall include the cost of plasticiser / super plasticiser of an approved brand to get the required workability/strength. The column beam junctions shall be with the grade of concrete as in column up to a distance of depth of beam in all directions & rate shall be inclusive of this. up to Plinth Level. | Cum. | 5578 | 790 | Approved
The Soul, Rajarhat | BLOCK | Civil | Sub & Super Structure Work | WO/HR01/BOK01/2 | Green Alpha Assets Pvt. Ltd. | Fixing steel reinforcement | "All charges for fixing steel reinforcement (Tor Steel as per IS-1786, Fe 500) for RCC work including transporting, decoiling, straightening, removing loose rust, cutting, bending and placing for all profile and for all lead & lift till Plinth level and binding with 18 gauge annealed wire to the entire satisfaction of Engineer-in-Charge. Payment of steel shall be made as per drawing and approved bar bending schedule with permissible laps and paid on the basis of the sectional weights of bar as per relevant I.S. Code. The rate shall include cost of binding wire, chairs, spacers, pins, cover blocks which will not be measured separately for payment. Reinforcement Steel Shall be supplied by Client. " up to Plinth Level. | MT | 589 | 6850 | Approved
The Soul, Rajarhat | BLOCK | Civil | Sub & Super Structure Work | WO/HR01/BOK01/2 | Green Alpha Assets Pvt. Ltd. | Rebar grouting-For 8mm dia | "All charges for fixing reinforcement bars including drilling & chemical injection in the concrete surface till Plinth level as per the manufacturer's specification either Fischer or Hilti product. At least 10% of the reinforcement shall be tested by Pull Out test as per the instruction of Structural Consultant. The rate shall be inclusive of all labour, material, scaffolding, gangway etc. involved for rebar grouting however cost of reinforcement steel will be paid as per item Cement shall be supplied by the Client." For 8mm dia | Nos | 0 | 103 | Approved
The Soul, Rajarhat | BLOCK | Civil | Sub & Super Structure Work | WO/HR01/BOK01/2 | Green Alpha Assets Pvt. Ltd. | Rebar grouting-For 10mm dia | "All charges for fixing reinforcement bars including drilling & chemical injection in the concrete surface till Plinth level as per the manufacturer's specification either Fischer or Hilti product. At least 10% of the reinforcement shall be tested by Pull Out test as per the instruction of Structural Consultant. The rate shall be inclusive of all labour, material, scaffolding, gangway etc. involved for rebar grouting however cost of reinforcement steel will be paid as per item Cement shall be supplied by the Client." For 10mm dia | Nos | 0 | 124 | Approved
The Soul, Rajarhat | BLOCK | Civil | Sub & Super Structure Work | WO/HR01/BOK01/2 | Green Alpha Assets Pvt. Ltd. | Rebar grouting-For 12mm dia | "All charges for fixing reinforcement bars including drilling & chemical injection in the concrete surface till Plinth level as per the manufacturer's specification either Fischer or Hilti product. At least 10% of the reinforcement shall be tested by Pull Out test as per the instruction of Structural Consultant. The rate shall be inclusive of all labour, material, scaffolding, gangway etc. involved for rebar grouting however cost of reinforcement steel will be paid as per item Cement shall be supplied by the Client." For 12mm dia | Nos | 0 | 165 | Approved
The Soul, Rajarhat | BLOCK | Civil | Sub & Super Structure Work | WO/HR01/BOK01/2 | Green Alpha Assets Pvt. Ltd. | Rebar grouting-For 16mm dia | "All charges for fixing reinforcement bars including drilling & chemical injection in the concrete surface till Plinth level as per the manufacturer's specification either Fischer or Hilti product. At least 10% of the reinforcement shall be tested by Pull Out test as per the instruction of Structural Consultant. The rate shall be inclusive of all labour, material, scaffolding, gangway etc. involved for rebar grouting however cost of reinforcement steel will be paid as per item Cement shall be supplied by the Client." For 16mm dia | Nos | 0 | 220 | Approved
The Soul, Rajarhat | BLOCK | Civil | Sub & Super Structure Work | WO/HR01/BOK01/2 | Green Alpha Assets Pvt. Ltd. | Rebar grouting-For 20mm dia | "All charges for fixing reinforcement bars including drilling & chemical injection in the concrete surface till Plinth level as per the manufacturer's specification either Fischer or Hilti product. At least 10% of the reinforcement shall be tested by Pull Out test as per the instruction of Structural Consultant. The rate shall be inclusive of all labour, material, scaffolding, gangway etc. involved for rebar grouting however cost of reinforcement steel will be paid as per item Cement shall be supplied by the Client." For 20mm dia | Nos | 0 | 496 | Approved
The Soul, Rajarhat | BLOCK | Civil | Sub & Super Structure Work | WO/HR01/BOK01/2 | Green Alpha Assets Pvt. Ltd. | Rebar grouting-For 25mm dia | "All charges for fixing reinforcement bars including drilling & chemical injection in the concrete surface till Plinth level as per the manufacturer's specification either Fischer or Hilti product. At least 10% of the reinforcement shall be tested by Pull Out test as per the instruction of Structural Consultant. The rate shall be inclusive of all labour, material, scaffolding, gangway etc. involved for rebar grouting however cost of reinforcement steel will be paid as per item Cement shall be supplied by the Client." For 25mm dia | Nos | 0 | 578 | Approved
The Soul, Rajarhat | BLOCK | Civil | Sub & Super Structure Work | WO/HR01/BOK01/2 | Green Alpha Assets Pvt. Ltd. | B/W | Providing and erecting 250 mm thick brick work with 1st class Conventional bricks in plinth and foundation of specified thickness in sand cement mortar (4 :1) including the cost of all material, labour, tools, tackles, scaffolding, curing etc. complete as per direction of Engineer-in-Charge and technical specification. (Cement would be supplied by client, but subjected to reconciliation). | Cum. | 103 | 6804 | Approved
The Soul, Rajarhat | BLOCK | Civil | Sub & Super Structure Work | WO/HR01/BOK01/2 | Green Alpha Assets Pvt. Ltd. | Dismantling of brick work | All charges for doing dismantling of brick work of all thickness & of all mortar ratio along with its plaster & other finishes to incorporate changes & revisions of drawings/design or as directed by Engineer-in-Charge including barricading the area, providing caution board, separating useable material, non useable material & debris, all labour, materials, plant & machinery, tools & tackles etc. for all lead & lift, for all level including maintaining dump yard for all dismantled material within the specified lines and levels to the entire satisfaction of Engineer-in-Charge and subsequently if being directed by Engineer-in-Charge, disposing full or part of the dismantled material & its debris at designated dump yard outside of the site premises as specified by statutory authorities under contractor’s own arrangement including all statutory sanction and royalties if any shall be paid by the contractor. If the dismantled material is not being advised by Engineer-in-Charge to dispose it off, it shall be the property of the client. | Cum. | 0 | 1653 | Approved
The Soul, Rajarhat | BLOCK | Civil | Sub & Super Structure Work | WO/HR01/BOK01/2 | Green Alpha Assets Pvt. Ltd. | Dismantling of cement concrete | All charges for doing dismantling of cement concrete of all thickness and grade to incorporate changes & revisions of drawings/design or as directed of Engineer-in-Charge including barricading the area, providing caution board, all labour, materials, plant & machinery, tools & tackles etc. for all lead & lift, for all level including maintaining dump yard for debris within the specified lines and levels to the entire satisfaction of Engineer-in-Charge and subsequently if being directed by Engineer-in-Charge, disposing full or part of the dismantled material & its debris at designated dump yard outside of the site premises as specified by statutory authorities under contractor’s own arrangement including all statutory sanction and royalties if any shall be paid by the contractor. If the dismantled material is not being advised by Engineer-in-Charge to dispose it off, it shall be the property of the client. | Cum. | 0 | 2425 | Approved
The Soul, Rajarhat | BLOCK | Civil | Sub & Super Structure Work | WO/HR01/BOK01/2 | Green Alpha Assets Pvt. Ltd. | Dismantling of reinforced cement concrete | All charges for doing dismantling of reinforced cement concrete of all thickness and grade to incorporate changes & revisions of drawings/design or as directed of Engineer-in-Charge including barricading the area, providing caution board, cutting of reinforcement steel of the concrete, separating reinforcement steel & debris, all labour, materials, plant & machinery, tools & tackles etc. for all lead & lift, for all level including maintaining dump yard for debris & stacking reinforcement dia wise within the specified lines and levels to the entire satisfaction of Engineer-in-Charge and subsequently if being directed by Engineer-in-Charge, disposing debris at designated dump yard outside of the site premises as specified by statutory authorities under contractor’s own arrangement including all statutory sanction and royalties if any shall be paid by the contractor. If the dismantled material is not being advised by Engineer-in-Charge to dispose it off, it shall be the property of the client however reinforcement steel of dismantled concrete shall be always the property of the client. | Cum. | 0 | 4850 | Approved
The Soul, Rajarhat | BLOCK | Civil | Sub & Super Structure Work | WO/HR01/BOK01/2 | Green Alpha Assets Pvt. Ltd. | Shuttering-Plywood | All charges for providing, fabricating, erecting and fixing in position plained timber, plywood centering and shuttering true to line and level, including making provision for cut out (plan area of cut out shall be paid as per provision of relevant IS code) steel propping, staging of required height, shuttering removal, applying shuttering oil, including required bracing, chamfering corners (of exposed edges) of beams, columns, walls, mullion post (if any) etc. complete to the entire satisfaction of Engineer-in-Charge. Rate shall include removal and dismantling the aforesaid assembly after specified period complete at all levels and leads for all items e.g. columns, beams, slabs, lintels, staircase, wall etc. of all profile coming above Plinth level. | Sq.Mtr. | 13557 | 515 | Approved
The Soul, Rajarhat | BLOCK | Civil | Sub & Super Structure Work | WO/HR01/BOK01/2 | Green Alpha Assets Pvt. Ltd. | Shuttering-Aluminium | "All charges for designing, providing, fabricating, erecting and fixing in position plained Aluminium centering and shuttering true to line and level, including making provision for cut out, steel propping, staging of required height, shuttering removal, applying shuttering oil, making the joints fully leak proof to avoid leakage of cement slurry including required bracing, chamfering corners (of exposed edges) of beams, columns, walls, mullion post (if any) etc. complete to the entire satisfaction of Engineer-in-Charge. Rate shall include removal and dismantling the aforesaid assembly after specified period complete at all levels and leads for all items e.g. columns, beams, slabs, lintels, staircase, wall, pergolas, niches, transoms, mullions etc. of all profile coming above Plinth level. Note: Aluminium Formwork shall be provided by client, excluding of external MS platform Bracings Raling etc" | Sq.Mtr. | 236619 | 249 | Approved
The Soul, Rajarhat | BLOCK | Civil | Sub & Super Structure Work | WO/HR01/BOK01/2 | Green Alpha Assets Pvt. Ltd. | Laying M40 grade cement concrete/reinforced cement concrete | All charges for laying M40 grade cement concrete/reinforced cement concrete (excluding cost of shuttering & reinforcement) at all levels and leads for all items e.g. columns, beams, slabs, lintels, staircase, wall, pockets etc. of all profile coming above Plinth level using 20 mm nominal size & down graded good quality aggregate as per design mix approved by Engineer-in-Charge including vibrating / compacting, curing, scaffolding as required, dewatering (if any), cleaning, preparing surfaces, junctions etc. including curing complete to the entire satisfaction of Engineer-in-Charge. Cement concrete should have an ultimate crushing strength of not less than 400 Kg/sq.cm on 15cm X 15cm X 15cm cube at 28 days and source of concrete will be RMC Special conditions:- Rates are quoted for all levels & heights. For material/cube testing, the contractor shall maintain QC lab, cube testing machine, sieves, slump cones, graduated cylinder, weight scales etc. in good working condition cost of which shall be included in the rate. The rate shall include the cost of plasticiser / super plasticiser of an approved brand to get the required workability / strength. The column beam junctions shall be with the grade of concrete as in column up to a distance of depth of beam in all directions & rate shall be inclusive of this. | Cum. | 4159 | 742 | Approved
The Soul, Rajarhat | BLOCK | Civil | Sub & Super Structure Work | WO/HR01/BOK01/2 | Green Alpha Assets Pvt. Ltd. | Laying M30 grade cement concrete/reinforced cement concrete | All charges for laying M30 grade cement concrete/reinforced cement concrete (excluding cost of shuttering & reinforcement) at all levels and leads for all items e.g. columns, beams, slabs, lintels, staircase, wall, pockets etc. of all profile coming above Plinth level using 20 mm nominal size & down graded good quality aggregate as per design mix approved by Engineer-in-Charge including vibrating / compacting, curing, scaffolding as required, dewatering (if any), cleaning, preparing surfaces, junctions etc. including curing complete to the entire satisfaction of Engineer-in-Charge. Cement concrete should have an ultimate crushing strength of not less than 300 Kg/sq.cm on 15cm X 15cm X 15cm cube at 28 days and source of concrete will be RMC Special conditions:- Rates are quoted for all levels & heights. For material/cube testing, the contractor shall maintain QC lab, cube testing machine, sieves, slump cones, graduated cylinder, weight scales etc. in good working condition cost of which shall be included in the rate. The rate shall include the cost of plasticiser / super plasticiser of an approved brand to get the required workability / strength. The column beam junctions shall be with the grade of concrete as in column up to a distance of depth of beam in all directions & rate shall be inclusive of this. | Cum. | 18895 | 742 | Approved
The Soul, Rajarhat | BLOCK | Civil | Sub & Super Structure Work | WO/HR01/BOK01/2 | Green Alpha Assets Pvt. Ltd. | Steel reinforcement | All charges for fixing steel reinforcement (Tor Steel as per IS-1786, Fe 500) for RCC work including transporting, decoiling, straightening, removing loose rust, cutting, bending and placing for all profile and for all lead & lift above Plinth level and binding with 18 gauge annealed wire to the entire satisfaction of Engineer-in-Charge. Payment of steel shall be made as per drawing and approved bar bending schedule with permissible laps and paid on the basis of the sectional weights of bar as per relevant I.S. Code. The rate shall include cost of binding wire, chairs, spacers, pins, cover blocks which will not be measured separately for payment. | MT | 2630 | 9186 | Approved
The Soul, Rajarhat | BLOCK | Civil | Sub & Super Structure Work | WO/HR01/BOK01/2 | Green Alpha Assets Pvt. Ltd. | 200 mm thick brick work with 1st class Fly Ash bricks | Providing and erecting 200 mm thick brick work with 1st class Fly Ash bricks for walls at Ledge Wall, Duct Wall, Gr. Floor and Above Roof of specified thickness in sand cement mortar (4 :1) including the cost of all material, labour, tools, tackles, scaffolding, curing etc. complete as per direction of Engineer-in-Charge and technical specification. (Cement would be supplied by the employer free of cost, but subjected to reconciliation). | Cum. | 144 | 6257 | Approved
The Soul, Rajarhat | BLOCK | Civil | Sub & Super Structure Work | WO/HR01/BOK01/2 | Green Alpha Assets Pvt. Ltd. | 250 mm thick brick work with 1st class Coneventional bricks | Providing and erecting 250 mm thick brick work with 1st class Coneventional bricks for walls at Ledge Wall, Duct Wall, Gr. Floor and Above Roof of specified thickness in sand cement mortar (4 :1) including the cost of all material, labour, tools, tackles, scaffolding, curing etc. complete as per direction of Engineer-in-Charge and technical specification. (Cement would be supplied by the employer free of cost, but subjected to reconciliation). | Cum. | 0 | 7130 | Approved
The Soul, Rajarhat | BLOCK | Civil | Sub & Super Structure Work | WO/HR01/BOK01/2 | Green Alpha Assets Pvt. Ltd. | 125 mm thick brick work with 1st class Fly Ash bricks for walls | Providing and erecting 125 mm thick brick work with 1st class Fly Ash bricks for walls at Ledge Wall, Duct Wall, Gr. Floor and Above Roof of specified thickness in sand cement mortar (4 :1) including the cost of all material, labour, tools, tackles, scaffolding, curing etc. complete as per direction of Engineer-in-Charge and technical specification. (Cement would be supplied by the employer free of cost, but subjected to reconciliation). | Sq.Mtr. | 5 | 870 | Approved
The Soul, Rajarhat | BLOCK | Civil | Sub & Super Structure Work | WO/HR01/BOK01/2 | Green Alpha Assets Pvt. Ltd. | plaster ( to internal walls) | Providing and applying plaster ( to internal walls) with sand and cement mortar including round off or chamfering of concrete surface , curing etc, complete as per direction of EIC - 12 mm thick sand cement mortar ( 6 parts sand : 1 part cement), at any floor and level . (Cement would be supplied by the employer free of cost, but subjected to reconciliation) | Sq.Mtr. | 0 | 223 | Approved
The Soul, Rajarhat | BLOCK | Civil | Sub & Super Structure Work | WO/HR01/BOK01/2 | Green Alpha Assets Pvt. Ltd. | plaster ( to External Walls) | Providing and applying plaster ( to External Walls)of 20 mm thick , with sand and cement mortar ( 6:1) including rounding off or chamfering of corners as directed and raking out joints or roughening of concrete surface, including threading nosing and drip course where necessary including MS pipe scaffolding, curing etc. all complete as per drawing & direction of EIC. , at any floor and level . (Cement would be supplied by the employer free of cost, but subjected to reconciliation) | Sq.Mtr. | 0 | 344 | Approved
The Soul, Rajarhat | BLOCK | Civil | Sub & Super Structure Work | WO/HR01/BOK01/2 | Green Alpha Assets Pvt. Ltd. | Charges for scaffolding work | Hire and labour charges for scaffolding work beyond 4.0 mtr height as per drawing and direction of Engineer-in-Charge | Cum. | 2682 | 107 | Approved
The Soul, Rajarhat | BLOCK | Civil | Sub & Super Structure Work | WO/HR01/BOK01/2 | Green Alpha Assets Pvt. Ltd. | Fixing of Insert Plate (150 X 100 X 10 mm) | Providing and Fixing of Insert Plate (150 X 100 X 10 mm) at Balcony Projection for fixing of Outdoor Door Unit of A.C as per direction of Engineer-in-Charge. | Nos | 2186 | 100 | Approved
The Soul, Rajarhat | BLOCK | Civil | Sub & Super Structure Work | WO/HR01/BOK01/2 | Green Alpha Assets Pvt. Ltd. | Fixing of AC Sleeves and Fire Sleeves | Fixing of AC Sleeves and Fire Sleeves as per drawing and as per direction of Engineer-in-Charge. AC Sleeves and Fire Sleeves would be supplied by Client, but subjected to reconciliation. | Nos | 17230 | 145 | Approved
The Soul, Rajarhat | BLOCK | Civil | Sub & Super Structure Work | WO/HR01/BOK01/2 | Green Alpha Assets Pvt. Ltd. | Screed Concrete | "Providing and laying 1:2:4 Screed Concrete at Roof lvl over the water proofing coating, of average thickness 65mm, including all lead and lift of the material at terrace level including curing in all respect as per drawing , specification, under supervision of Water Proofing agency and direction of Engineer-in-Charge. The quoted rate also include the cost of levelling of top surface as per ridge line and lvl as mentioned in drawing. Cement would be supplied by client, but subjected to reconciliation. " | Cum. | 0 | 400 | Approved
The Soul, Rajarhat | BLOCK | Civil | Sub & Super Structure Work | WO/HR01/BOK01/2 | Green Alpha Assets Pvt. Ltd. | IPS (Indian patent stone) flooring work | Charges for IPS (Indian patent stone) flooring work including skirting, of average 40 mm thickness, using cement concrete 1:2:4 (1 cement:2 coarse sand: 4 graded stone aggregates of 10 mm) , finished with a floating coat of neat cement, on treads, riser and landing of fire staircase in Block I ( (Stair 1 and 4), Fire refuge area ( attached to Stair 2 and 3) including skirting of average 100 mm height , at any floor and level ( except Ground and 1st Floor). The base concrete surface shall be thoroughly chipped to remove laitance, loose sand, dirt etc. cleaned with wire brush before laying the concrete. The rate is inclusive of labour, tools and tackles, all lead and lift , curing, necessary formwork if required etc. all complete. Cement would be supplied by client, but subjected to reconciliation. | Cum. | 0 | 400 | Approved
The Soul, Rajarhat | BLOCK | Civil | Sub & Super Structure Work | WO/HR01/BOK01/2 | Green Alpha Assets Pvt. Ltd. | Providing and Fixing M.S Angle 25x25x3 mm | Charges for Providing and Fixing M.S Angle 25x25x3 mm to act as Nosing at the edges of the steps of Fire Staircase in Block I, including drilling holes ( minimum 3 nos) on the steps where angle needs to be fixed and then fixing the same by inserting 10mm dia rod into the holes and welding with the angle, applying a priming cost of approved primer on exposed surface, at any floor and level . The rate is inclusive of all materials, tools and tackles, all lead and lift etc. all complete. | Kg | 0 | 90 | Approved
The Soul, Rajarhat | BLOCK | Civil | Sub & Super Structure Work | WO/HR01/BOK01/2 | Green Alpha Assets Pvt. Ltd. | Pile Built-up | Charges of Concreting work for Pile Built-up as per drawing and direction of Engineer-in-Charge | Cum. | 0 | 6000 | Approved
The Soul, Rajarhat | BLOCK | Civil | Sub & Super Structure Work | WO/HR01/BOK01/2 | Green Alpha Assets Pvt. Ltd. | Pumping out water | Pumping out water from pond or tanks (payment if permitted will be made on the of basis of initial water level and final water level on consideration being made for any water that may have been added through percolation or other wise (log book to be maintained). | Hp-Hrs. | 0 | 25 | Approved
The Soul, Rajarhat | BLOCK | Civil | Sub & Super Structure Work | WO/HR01/BOK01/2 | Green Alpha Assets Pvt. Ltd. | Neat cement finish over plastered surface | Providing and laying of Neat cement finish over plastered surface (cement not more than 2.75 kg/sqm.) as per drawing and direction of Engineer-in-Charge. Cement would be supplied by client, but subjected to reconciliation. | Sq.Mtr. | 0 | 20 | Approved
The Soul, Rajarhat | BLOCK | Civil | Sub & Super Structure Work | WO/HR01/BOK01/2 | Green Alpha Assets Pvt. Ltd. | Door frame fixing | Labour charges for Door frame fixing including supply & fixing by Ms hold fast /Anchor fastener adjacent to Brick surface including concrete grouting with at any Level as per drawing and direction of Engineer-in-charge. Door frame to be supplied by client, but subjected to reconciliation. | Nos | 2176 | 400 | Approved
The Soul, Rajarhat | BLOCK | Civil | Sub & Super Structure Work | WO/HR01/BOK01/2 | Green Alpha Assets Pvt. Ltd. | V Groove Making | Making V Groove line ( above 12 mm wide and 12 mm deep) in plaster surface at any floor and level as per drawing and direction of Engineer-in-Charge. | RMT | 0 | 35 | Approved
The Soul, Rajarhat | BLOCK | Civil | Sub & Super Structure Work | WO/HR01/BOK01/2 | Green Alpha Assets Pvt. Ltd. | 125 mm thick brick work with 1st class Coneventional bricks | Providing and erecting 125 mm thick brick work with 1st class Coneventional bricks for walls at Ledge Wall, Duct Wall, Gr. Floor and Above Roof of specified thickness in sand cement mortar (4 :1) including the cost of all material, labour, tools, tackles, scaffolding, curing etc. complete as per direction of Engineer-in-Charge and technical specification. Cement would be supplied by client, but subjected to reconciliation. | Sq.Mtr. | 23 | 875 | Approved
The Soul, Rajarhat | BLOCK | Civil | Sub & Super Structure Work | WO/HR01/BOK01/2 | Green Alpha Assets Pvt. Ltd. | H.B netting in every 3rd layers in 125 mm thick brick work | Providing and fixing of approved H.B netting in every 3rd layers in 125 mm thick brick work at any floor and level as per drawing and direction of Engineer-in-Charge. | Sq.Mtr. | 0 | 2 | Approved
The Soul, Rajarhat | BLOCK | Civil | Sub & Super Structure Work | WO/HR01/BOK01/2 | Green Alpha Assets Pvt. Ltd. | Fibre Chicken Wire Mesh at concrete and brickwork join | Charges for providing and fixing of Fibre Chicken Wire Mesh at concrete and brickwork joint before applying inside plaster and as per the direction of EIC, at any floor and level as per drawing and direction of Engineer-in-Charge. | RMT | 0 | 28 | Approved
The Soul, Rajarhat | BLOCK | Civil | Sub & Super Structure Work | WO/HR01/BOK01/2 | Green Alpha Assets Pvt. Ltd. | Fibre Chicken Wire Mesh at concrete and brickwork joint | Charges for providing and fixing of Fibre Chicken Wire Mesh at concrete and brickwork joint before applying outside plaster and as per drawing and direction of EIC, at any floor and level. | RMT | 0 | 35 | Approved
The Soul, Rajarhat | BLOCK | Civil | Sub & Super Structure Work | WO/HR01/BOK01/2 | Green Alpha Assets Pvt. Ltd. | RCC band | Providing & fixing of RCC band 200 mm and 125 mm for Brick work by AAC block at any level as per drawing and direction of Engineer-in-Charge (cement & reinforcement shall be provided by client, but subject to reconciliation) | RMT | 0 | 245 | Approved
The Soul, Rajarhat | BLOCK | Civil | Sub & Super Structure Work | WO/HR01/BOK01/2 | Green Alpha Assets Pvt. Ltd. | P.C.C (1:4:8) by site mix concrete | Charges for providing & laying of P.C.C (1:4:8) by site mix concrete 25 mm and down sized , screened and washed well graded stone chips excluding shuttering, consolidation complete in all respect as per drawing, specification and direction of EIC. Cement would be supplied by client, but subjected to reconciliation. | Cum. | 15 | 5207 | Approved
The Soul, Rajarhat | BLOCK | Civil | Sub & Super Structure Work | WO/HR01/BOK01/2 | Green Alpha Assets Pvt. Ltd. | R.C.C (1:2:4) by site mix concrete | Charges for providing & laying of R.C.C (1:2:4) by site mix concrete 25 mm and down sized , screened and washed well graded stone chips excluding shuttering, consolidation complete in all respect as per drawing, specification and direction of EIC. Cement would be supplied by client, but subjected to reconciliation. | Cum. | 21 | 5069 | Approved
The Soul, Rajarhat | CLUB | Civil | Sub & Super Structure Work |  |  | Rung ladder fixing | Labour charges for fixing of Rung ladder in proper line at any level with supply of all tool tackles & machineries as per drawing & direction of EIC | Nos |  |  | Approved
The Soul, Rajarhat | BLOCK | Civil | Sub & Super Structure Work | WO/HR01/BOK01/2 | Green Alpha Assets Pvt. Ltd. | Puddle flange | Labour charges for fixing of Puddle flange in proper line at any level with supply of all tool tackles & machineries as per drawing & direction of EIC | Nos | 0 | 175 | Approved
The Soul, Rajarhat | BLOCK | Civil | Sub & Super Structure Work | WO/HR01/BOK01/2 | Green Alpha Assets Pvt. Ltd. | Bitumen Drum Sheet on Sal Ballah shoring | Providing and fixing of Bitumen Drum Sheet on Sal Ballah shoring work with a minimum lap of 150 mm (both horizontal and vertical) including nails/ties as required to resist the ingress of sand in to the excavated area as per drawing and direction of Engineer-in-Charge. Payment shall be made on the contact area only. | Sq.Mtr. | 0 | 400 | Approved
The Soul, Rajarhat | BLOCK | Civil | Sub & Super Structure Work | WO/HR01/BOK01/2 | Green Alpha Assets Pvt. Ltd. | Fixing of manhole | Labour charges for fixing of manhole with proper line level as per direction of EIC. | Nos | 0 | 360 | Approved
The Soul, Rajarhat | BLOCK | Civil | Sub & Super Structure Work | WO/HR01/BOK01/2 | Green Alpha Assets Pvt. Ltd. | Filling of Holes in RCC Wall | Charges for Filling of Holes in RCC Wall ( with Aluminium Shuttering)with SIKA TOP HS200 / SIKA TOP 122HS or equivalent materials with proper cleaning of holes from grease, pvc sheet, etc. in all floors incl. labour, tools & tackles etc. complete as per drawing and direction of Engineer-in-Charge. Chemical to be supplied by Client, but subjected to reconciliation. (Measurement taken on single side of shuttering) | Sq.Mtr. | 79692 | 16.5 | Approved
The Soul, Rajarhat | BLOCK | Civil | Sub & Super Structure Work | WO/HR01/BOK01/2 | Green Alpha Assets Pvt. Ltd. | Plaster Band 100 mm X 10 mm | Providing and Labour charges of Plaster Band 100 mm X 10 mm at 1st floor level along external face of the building including MS pipe, scaffolding, curing etc. all complete, as per drawing and direction of Engineer-in-Charge. Cement would be supplied by client, but subjected to reconciliation. | RMT | 0 | 50 | Approved
The Soul, Rajarhat | BLOCK | Civil | Sub & Super Structure Work | WO/HR01/BOK01/2 | Green Alpha Assets Pvt. Ltd. | Charges for Carpenter and Fitter | Charges for Carpenter and Fitter for misc. work as per direction of Engineer-in-Charge | Nos | 0 | 500 | Approved
The Soul, Rajarhat | BLOCK | Civil | Sub & Super Structure Work | WO/HR01/BOK01/2 | Green Alpha Assets Pvt. Ltd. | Charges for Mason | Charges for Mason for misc. work as per direction of Engineer-in-Charge. | Nos | 0 | 500 | Approved
The Soul, Rajarhat | BLOCK | Civil | Sub & Super Structure Work | WO/HR01/BOK01/2 | Green Alpha Assets Pvt. Ltd. | Charges for Chipper | Charges for Chipper for misc. work as per direction of Engineer-in-Charge. | Nos | 0 | 450 | Approved
The Soul, Rajarhat | BLOCK | Civil | Sub & Super Structure Work | WO/HR01/BOK01/2 | Green Alpha Assets Pvt. Ltd. | Charges for Unslilled Labour | Charges for Unslilled Labour for misc. work as per direction of Engineer-in-Charge . | Nos | 0 | 375 | Approved
The Soul, Rajarhat | BLOCK | Civil | Sub & Super Structure Work | WO/HR01/BOK01/2 | Green Alpha Assets Pvt. Ltd. | Rung ladder fixing | Labour charges for fixing of Rung ladder in proper line at any level with supply of all tool tackles & machineries as per drawing & direction of EIC | Nos | 0 | 70 | Approved
The Soul, Rajarhat | COMMON INFRASTRUCTURE | Sewerage Treatment Plant - Equipment Cost |  | WO/HR01/CIH01/34 | Waterland Environmental Technologies | 425 KLD STP | Charges for Design, Supply, Installation, Testing & commissioning of 425 KLD Sewage Treatment Plant (STP)- FAB Technology based (MBBR Process). Technical details attached in Annexure -1 | Nos | 1 | 2250000 | Approved
The Soul, Rajarhat | MARKETING | Marketing Office | Interior Works | WO/HR01/MKT01/66 | IN'S & OUT | LED Backlit Signage -wall Mounted | Charges for LED Backlit Signage -wall Mounted work as per drawing & direction of Engineer-in-Charge | Nos | 1 | 50830 | Approved
The Soul, Rajarhat | MARKETING | Marketing Office | Interior Works | WO/HR01/MKT01/66 | IN'S & OUT | Acrylic Letter work | Charges for Lazer cut 4mm thick Acrylic Letter "RAJARHAT" work as per drawing & direction of Engineer-in-Charge | Nos | 1 | 750 | Approved
The Soul, Rajarhat | COMMON INFRASTRUCTURE | Flooring Work | Gate and Security Room | WO/HR01/CIH01/35 | A.M. Enterprise | Floor Tiles | Providing and fixing of Floor Vitrified/ Ceramic tiles at Security Room for all levels over a bed of 20-30 mm thick cement mortar (1:4), joints filled with white cement slurry pigmented to match after acid washing including all finishing & Cleaning as per drawing and direction of Engineer-in-Charge. Tiles and Cement will be supplied by Client. | Sq.Ft. | 186 | 33 | Approved
The Soul, Rajarhat | COMMON INFRASTRUCTURE | Flooring Work | Gate and Security Room | WO/HR01/CIH01/35 | A.M. Enterprise | skirting | Providing and Fixing charges for fixing of Tiles (Vitrified/Anti Skid Ceramic) at skirting of Security Room for all levels over a bed of 20-30 mm thick cement mortar (1:4) joints filled with white cement slurry pigmented to match after acid washing including all finishing & Cleaning as per drawing and direction of Engineer-In-Charge. Tiles and Cement will be supplied by Client. | Rft | 58 | 21 | Approved
The Soul, Rajarhat | COMMON INFRASTRUCTURE | Flooring Work | Gate and Security Room | WO/HR01/CIH01/35 | A.M. Enterprise | Granite Slab on counter top | Providing and Fixing charges of Granite Slab on counter top as per showing in the drawing over a bed of 20-30 mm thick cement mortar (1:4) joints filled with white cement slurry pigmented to match including all finishing & cleaning as per drawing and direction of Engineer-In-Charge. Granite and Cement will be supplied by Client. | Sq.Ft. | 79 | 52 | Approved
The Soul, Rajarhat | COMMON INFRASTRUCTURE | Flooring Work | Gate and Security Room |  |  | Granite at Strip/ Facia/ Patti | Providing, Laying and fixing charges of Granite at Strip/ Facia/ Patti as per drawing over a bed of 20mm thick cement mortar (1:6) at security room area for all levels joint filling with white cement slurry pigmented to match including finishing & cleaning as per drawing and direction of Engineer-In-Charge. Granite and Cement will be supplied by Client. | Rft |  |  | Draft
The Soul, Rajarhat | COMMON INFRASTRUCTURE | Flooring Work | Gate and Security Room | WO/HR01/CIH01/35 | A.M. Enterprise | Moulding/Edge Polishing of Granite | Labour charges for Moulding/Edge Polishing of Granite for security room area as per drawing and direction of Engineer-In-Charge. | Rft | 76 | 35 | Approved
The Soul, Rajarhat | COMMON INFRASTRUCTURE | Flooring Work | Gate and Security Room | WO/HR01/CIH01/35 | A.M. Enterprise | External wall cladding | Providing and Fixing charges of Tiles (1200X600) at External wall area of security room area with 8x8 mm groove over a bed of 20-30 mm thick cement mortar (1:6) including all finishing & cleaning at any floor level as per drawing and direction of Engineer-In-Charge. Cement and Tiles shall be supplied by Client. | Sq.Ft. | 559 | 40 | Approved
The Soul, Rajarhat | COMMON INFRASTRUCTURE | Flooring Work | Gate and Security Room | WO/HR01/CIH01/35 | A.M. Enterprise | Groove making | Labour Charges of 8x8 mm Groove making of at external Wall Tiles for all levels as per drawing and direction of Engineer-in-Charge. | Rft | 852 | 15 | Approved
The Soul, Rajarhat | COMMON INFRASTRUCTURE | Flooring Work | Gate and Security Room | WO/HR01/CIH01/35 | A.M. Enterprise | External wall Patti | Providing and Labour charges for fixing of Tiles Patty (within 200mm) at Window/Door Frame ,at any level,over a bed of 20-30 mm thick cement mortar (1:6) including all finishing & cleaning at any floor level as per drawing and direction of Engineer-In-Charge. Cement and Tiles shall be supplied by Client. | Rft | 172 | 38 | Approved
The Soul, Rajarhat | COMMON INFRASTRUCTURE | Flooring Work | Gate and Security Room | WO/HR01/CIH01/35 | A.M. Enterprise | Chipping work | Labour charges for Chipping work in floor and wall for fixing of Tiles and Granite at all levels as per drawing and direction of Engineer-In-Charge. | Sq.Ft. | 3377 | 1.5 | Approved
The Soul, Rajarhat | COMMON INFRASTRUCTURE | Flooring Work | Gate and Security Room | WO/HR01/CIH01/35 | A.M. Enterprise | Granite Strip/Facia/Patty | Providing and Labour charges for fixing of Granite Strip/Facia/Patty (within 200mm) at Window & Granite partition slab ,at any level, over a bed of 20-30 mm thick cement mortar (1:6) including all finishing & cleaning at any floor level as per drawing and direction of Engineer-In-Charge. Cement and Granite shall be supplied by Client. | Rft | 84 | 40 | Approved
The Soul, Rajarhat | PRE-CONSTRUCTION PHASE | Electrical | Infrastructure - Electrical & construction power | WO/HR01/PCE01/20 | A B S Enterprise | Security Room Electrical work | Security Room:- Supply & fixing of dalda conduit pipe by chase cutting the wall & fixing of modular boxes, circular box and D.B. In wall, plastering the chase cutting area complete. Wire pulling, fixing of switch socket & D.B. dressing complete, light fitting, fan fitting complete as per direction site in charge. ( supply of dalda pipe, sand & hardware accessories. ) | Lump Sum | 1 | 7500 | Approved
The Soul, Rajarhat | PRE-CONSTRUCTION PHASE | Electrical | Infrastructure - Electrical & construction power | WO/HR01/PCE01/20 | A B S Enterprise | Light Pole fitting (4mtr) | Light Pole fitting (4mtr) :- Labour charges for installation light pole fitting & supply of dalda conduit pipe for its looping & circuit wiring under ground upto D.B. at Security room connection complete as per direction of site in charge. | Nos | 6 | 750 | Approved
The Soul, Rajarhat | PRE-CONSTRUCTION PHASE | Electrical | Infrastructure - Electrical & construction power | WO/HR01/PCE01/20 | A B S Enterprise | Weigh Bridge Control Room electrical work | Weigh Bridge Control Room:- Supply & fixing of PVC conduit pipe by surface on the wall & fixing of pvc modular boxes, circular box and 6Amp DP MCB with enclosure box fitting connection. Wire pulling, fixing of switch socket , light fitting, Wall fan fitting complete & D.G Room to Weigh bridge room earthing & circuit laying & connection approx 50 mtr as per direction site in charge ( supply of PVC Rigid pipe, Circular Box & all hardware accessories. ) | Lump Sum | 1 | 2000 | Approved
The Soul, Rajarhat | COMMON INFRASTRUCTURE | Consultancy Charges |  |  |  | Consultancy charges -Green Building Certification & Energy Modelling Services | Consultancy charges for Green Building Certification & Energy Modelling Services up to Built-Up Area 5,00,000 Sft. | Lump Sum |  |  | Approved
The Soul, Rajarhat | COMMON INFRASTRUCTURE | Consultancy Charges |  |  |  | Consultancy charges -Green Building Certification & Energy Modelling Services | Consultancy charges for Green Building Certification & Energy Modelling Services - from 5,00,001 Sft to 10,00,000 Sft Built-Up Area. | Lump Sum |  |  | Approved
The Soul, Rajarhat | COMMON INFRASTRUCTURE | Consultancy Charges |  |  |  | Consultancy charges-Green Building Certification & Energy Modelling Services | Consultancy charges for Green Building Certification & Energy Modelling Services - from 10,00,001 Sft to 15,00,000 Sft Built-Up Area. | Lump Sum |  |  | Approved
The Soul, Rajarhat | COMMON INFRASTRUCTURE | POP/PUTTY Work | Gate and Security Room | WO/HR01/CIH01/37 | Madhuban International | POP | Providing and Applying Plaster of Paris with 1.5 mm thickness of approved manufacture to the wall & Ceiling including Scaffolding, preparing the surface, etc. all complete at all level as per drawing and direction of Engineer-in-Charge. Brand : Druk or equivalent | Sq.Ft. | 547 | 4.65 | Approved
The Soul, Rajarhat | COMMON INFRASTRUCTURE | Painting | Gate and Security Room | WO/HR01/CIH01/38 | Madhuban International | Internal Painting | Providing and Applying for wall putty filling work, scraping and one coat of cement primer and applying 2 coats of plastic emulsion paint & roller finishing including lifting, transportation, finishing at security room as per drawing and direction of Engineer-in-Charge. Brand - ICI/Asian Paints/Berger | Sq.Ft. | 547 | 7.5 | Approved
The Soul, Rajarhat | COMMON INFRASTRUCTURE | Painting | Gate and Security Room | WO/HR01/CIH01/38 | Madhuban International | External Painting | Providing and applying of one coat of cement primer and two coats of exterior quality emulsion paint(weather coat/ weather shield) at External Surface of the security room area with approved colour as mentioned in the drawing/ As instructed by EIC including all scaffolding, lifting, of the material, loading-unloading charges all complete as per direction of Engineer-in-Charge. Brand : ICI/Nerolac/Asian Paints | Sq.Ft. | 699 | 7.5 | Approved
The Soul, Rajarhat | BLOCK | Piling Work |  | WO/HR01/BOK01/1 | Green Alpha Assets Pvt. Ltd. | Piling work-10 mtr | Installation of driven cast-in-situ plain concrete "compaction" piles of 400 mm dia. of length 10 mtr. more or less from E.G.L. (Cut off level 2.6 below E.G.L. (Concrete grade M10, 1:3:6) including supply of M.S. Shoes all tools equipment, plant, machinery, labour including all materials as per design, drawing, specifications and direction of Engineer-in-Charge. The rate shall be inclusive of mobilisation and demobilisation of the plants, machinery, equipment etc. but excluding cost of cement.(Concrete shall be site mix). | Nos | 10 | 17202 | Approved
The Soul, Rajarhat | BLOCK | Piling Work |  | WO/HR01/BOK01/1 | Green Alpha Assets Pvt. Ltd. | Piling work-7mtr | Installation of driven cast-in-situ plain concrete "compaction" piles of 400 mm dia. of length 7 mtr. more or less from E.G.L. (Cut off level 2.6 below E.G.L. (Concrete grade M10, 1:3:6) including supply of M.S. Shoes all tools equipment, plant, machinery, labour including all materials as per design, drawing, specifications and direction of Engineer-in-Charge. The rate shall be inclusive of mobilisation and demobilisation of the plants, machinery, equipment etc. but excluding cost of cement.(Concrete shall be site mix). | Nos | 754 | 15000 | Approved
The Soul, Rajarhat | OVERHEADS | Housekeeping |  | WO/HR01/OHES/15 | Integrated Security Service | Rate of Wages for Housekeeping (8 hrs.) from 27th Jul, 2018 to 31st Dec, 2018 | Rate of Wages for Housekeeping (8 hrs.) from 27th Jul, 2018 to 31st Dec, 2018 BOQ Quantity :- No of Days from 27th Jul, 2018 to 31st Dec, 2018 = 158 days No of Leave from 27th Jul, 2018 to 31st Dec, 2018 = 7 days Man-days = 165 days No of Manpower = 1 BOQ Quantity (Total Duties) = (165 days x 1) = 165 days | Duties | 165 | 404 | Approved
The Soul, Rajarhat | OVERHEADS | Housekeeping |  | WO/HR01/OHES/16 | Integrated Security Service | Office Boy | Providing Office Boy at Site @12 hr/day and 26 days/Month duty basis. BOQ Qty. Jun 15, 2018 to Jun 14, 2019 = 365 Days Total Holiday = 10 Nos. Total Day of Duty = 375 Days Total Months based of 26 day duty = 375/26 = 14.43 Month | Months | 15.09 | 14343 | Approved
The Soul, Rajarhat | COMMON INFRASTRUCTURE | Window and Glazing | Gate and Security Room | WO/HR01/CIH01/39 | Hindustan Aluminium Works | W1 (1 Shutter Casement) | Providing and Fixing of Aluminium Window with glass at Security room including all fitting and fixture at all level as per drawing and direction of Engineer-in-Charge. i.W1 (1 Shutter Casement) Details specification is attached in Annexure - I | Sq.Ft. | 21 | 332 | Approved
The Soul, Rajarhat | COMMON INFRASTRUCTURE | Window and Glazing | Gate and Security Room | WO/HR01/CIH01/39 | Hindustan Aluminium Works | SW (2 Track 2 Shutter Sliding Window) | Providing and Fixing of Aluminium Window with glass at Security room including all fitting and fixture at all level as per drawing and direction of Engineer-in-Charge. I. SW (2 Track 2 Shutter Sliding Window) Details specification is attached in Annexure - I | Sq.Ft. | 34 | 218 | Approved
The Soul, Rajarhat | COMMON INFRASTRUCTURE | Window and Glazing | Gate and Security Room | WO/HR01/CIH01/39 | Hindustan Aluminium Works | W2 (Fixed Window) | Providing and Fixing of Aluminium Window with glass at Security room including all fitting and fixture at all level as per drawing and direction of Engineer-in-Charge. i.W2 (Fixed Window) Details specification is attached in Annexure - I | Sq.Ft. | 21 | 174 | Approved
The Soul, Rajarhat | COMMON INFRASTRUCTURE | Window and Glazing | Gate and Security Room | WO/HR01/CIH01/39 | Hindustan Aluminium Works | D1 (1 Shutter Casement Door) | Providing and Fixing of Aluminium Door with glass at Security room including all fitting and fixture at all level as per drawing and direction of Engineer-in-Charge. i.D1 (1 Shutter Casement Door) Details specification is attached in Annexure - I | Sq.Ft. | 37 | 324 | Approved
The Soul, Rajarhat | MARKETING | Sales Promotional Activity |  | WO/HR01/MKT01/68 | THG PUBLISHING PRIVATE LIMITED | The Hindu Bengal Property Fair 2019 | The Hindu Bengal Property Fair 2019 at New Delhi | Lump Sum | 0 |  | Cancelled
The Soul, Rajarhat | MARKETING | Marketing Office | Interior Works | WO/HR01/MKT01/69 | INFOSIGN SYSTEMS PVT. LTD. | Builders Name Signage | Acrylic 0.40 sheet box backlit with LED and Rainproof Power supply. Top with 3mm acrylic letters laser cut and vinyl pasted on top according to logo color | Set | 1 | 37500 | Approved
The Soul, Rajarhat | MARKETING | Marketing Office | Interior Works | WO/HR01/MKT01/69 | INFOSIGN SYSTEMS PVT. LTD. | Builders Name Signage rectification job | Builders Name Signage (External Building Facade Signage) rectification job as per direction of EIC | Lump Sum | 1 | 1800 | Approved
The Soul, Rajarhat | MARKETING | Sales Promotional Activity |  | WO/HR01/MKT01/70 | Vishnu Solutions Private Limited | Workstation Charges for lead validation | Workstation Charges for lead validation | Lump Sum | 0 |  | Approved
The Soul, Rajarhat | MARKETING | Sales Promotional Activity | Digital Marketing | WO/HR01/MKT01/71 | Vishnu Solutions Private Limited | Workstation Charges for lead validation | Workstation Charges for lead validation | Lump Sum | 1 | 20500 | Approved
The Soul, Rajarhat | COMMON INFRASTRUCTURE | Consultancy Charges | GREEN BUILDING CONSULTANT | WO/HR01/CIH01/7 | Kamal Cogent Energy Pvt. Ltd. | Charges for Micro Climate Analysis Report, details scope of work is attached in Annexure - I | Charges for Micro Climate Analysis Report, details scope of work is attached in Annexure - I | Lump Sum | 1 | 50000 | Approved
The Soul, Rajarhat | COMMON INFRASTRUCTURE | Consultancy Charges | OTHER CONSLUTANTS | WO/HR01/CIH01/9 | Syenergy Environics Ltd | Consultancy charges for Radiation and Management Services work. | Consultancy charges for Radiation and Management Services work. | Lump Sum | 1 | 80000 | Approved
The Soul, Rajarhat | COMMON INFRASTRUCTURE | Consultancy Charges | OTHER CONSLUTANTS | WO/HR01/CIH01/9 | Syenergy Environics Ltd | Local Expenses for Radiation and Management Services | Charges of Local Expenses for Radiation and Management Services work as per direction of Engineer-in-charge. | Lump Sum | 1 | 5395 | Approved
The Soul, Rajarhat | COMMON INFRASTRUCTURE | Consultancy Charges | STRUCTURAL CONSULTANT | WO/HR01/CIH01/13 | M.N CONSULTANTS PVT.LTD | Structural Consultancy | 1.Review Design Basis Report submitted by the structural consultant. a) Review codes and standards used. b) Review design loading considered based on the relevant codes and functional utility of areas. c) Review earthquake and loading considered for the design of structures. d) Review analysis methodology used for both vertical and lateral loading. e) Review serviceability requirement used for the design. f) Suggest the need for any special measures like wind tunnel tests, load testing etc. which may save cost or ensure stability of structure. g) Review soil investigation report and foundation system. 2.Review of analysis & design. a) Review of the structural model submitted by the structural consultant or build the separate model if the model is not in ETABS. b) Checking all structural members for safety and serviceability including beams, columns, shear walls, slabs. c) Checking all non-structural elements for stability. d) Checking connection design for all load combinations. e) Checking of constructability of current structural system and suggest changes if necessary. 3. Study the existing design and drawings, review economy of design solution and suggest whether alternatives are possible without jeopardizing the worth of project after carrying out value engineering. | Sq.Ft. | 920190 | 2 | Approved
The Soul, Rajarhat | COMMON INFRASTRUCTURE | Consultancy Charges | ARCHITECT | WO/HR01/CIH01/16 | SALIENT | Architectural & Landscaping Consultancy | Architectural & Landscaping Consultancy services, services for residential building at Hudrait Site - "The Soul". (Without parking, basement & services area). | Sq.Ft. | 900000 | 26.5 | Approved
The Soul, Rajarhat | COMMON INFRASTRUCTURE | Consultancy Charges | ARCHITECT | WO/HR01/CIH01/16 | SALIENT | Only parking, basement & services area | Architectural & Landscaping Consultancy services for residential building at Hudrait Site - "The Soul". (Only parking, basement & services area). | Sq.Ft. | 212500 | 14.5 | Approved
The Soul, Rajarhat | COMMON INFRASTRUCTURE | Consultancy Charges |  |  |  | Charges for servicing and calibration for Sokkia Total station (per instrument) | Charges for servicing and calibration for Sokkia Total station (per instrument) | Nos. |  |  | Draft
The Soul, Rajarhat | COMMON INFRASTRUCTURE | Consultancy Charges | OTHER CONSLUTANTS | WO/HR01/CIH01/19 | Topcon Sokkia India Pvt. Ltd. | Replacement of Digital Display of Total Station - CX-105 (Sl. No.- GS1565) for "The Soul" project. | Replacement of Digital Display of Total Station - CX-105 (Sl. No.- GS1565) for "The Soul" project. | Nos. | 1 | 21385 | Approved
The Soul, Rajarhat | COMMON INFRASTRUCTURE | Consultancy Charges | OTHER CONSLUTANTS | WO/HR01/CIH01/33 | S. K. MITRA & ASSOCIATES | Geo-Technical consultancy | Geo-Technical consultancy in connection with execution of foundation and construction of Basement | Lump Sum | 1 | 300000 | Approved
The Soul, Rajarhat | COMMON INFRASTRUCTURE | Consultancy Charges | OTHER CONSLUTANTS | WO/HR01/CIH01/33 | S. K. MITRA & ASSOCIATES | Charges for attending meeting at Kolkata | Charges for attending meeting at Kolkata or Site on call from us as per requirement | Nos. | 8 | 15000 | Approved
The Soul, Rajarhat | COMMON INFRASTRUCTURE | Consultancy Charges | GREEN BUILDING CONSULTANT | WO/HR01/CIH01/36 | Kamal Cogent Energy Pvt. Ltd. | up to Built-Up Area 5,00,000 Sft. | Consultancy charges for Green Building Certification & Energy Modelling Services up to Built-Up Area 5,00,000 Sft. | Lump Sum | 1 | 600000 | Approved
The Soul, Rajarhat | COMMON INFRASTRUCTURE | Consultancy Charges | GREEN BUILDING CONSULTANT | WO/HR01/CIH01/36 | Kamal Cogent Energy Pvt. Ltd. | from 5,00,001 Sft to 10,00,000 Sft Built-Up Area. | Consultancy charges for Green Building Certification & Energy Modelling Services - from 5,00,001 Sft to 10,00,000 Sft Built-Up Area. | Lump Sum | 1 | 370000 | Approved
The Soul, Rajarhat | COMMON INFRASTRUCTURE | Consultancy Charges | GREEN BUILDING CONSULTANT | WO/HR01/CIH01/36 | Kamal Cogent Energy Pvt. Ltd. | from 10,00,001 Sft to 15,00,000 Sft Built-Up Area. | Consultancy charges for Green Building Certification & Energy Modelling Services - from 10,00,001 Sft to 15,00,000 Sft Built-Up Area. | Lump Sum | 1 | 30000 | Approved
The Soul, Rajarhat | COMMON INFRASTRUCTURE | Consultancy Charges | HVAC CONSULTANT | WO/HR01/CIH01/26 | Sunil Nayyar Consulting Engineers LLP | Consultancy charges for Mechanical Ventilation and HVAC Services | Consultancy charges for Mechanical Ventilation and HVAC Services for the Housing project (PS- PRIMARC) at Rajarhat. Total built-up area : 10,80,000 Sq.ft (approx).Details Scope of work is attached in Annexure-I | Lump Sum | 1 | 775000 | Approved
The Soul, Rajarhat | PRE-CONSTRUCTION PHASE | Mechanical Equipment |  | WO/HR01/PCE01/21 | ZED SECURITY SERVICES | Supply & installation of 1/2.8" progressive scan CMOS 1 MP PTZ Camera | Supply & installation of 1/2.8" progressive scan CMOS 1 MP PTZ Camera (1280X720), 30fps, 23X Optical Zoom, Upto 150 Mtr. IR distance, IP66 as per direction of EIC Make: Hikvision (Model: DS-2AE5123T1-A) | Nos | 1 | 31955 | Approved
The Soul, Rajarhat | PRE-CONSTRUCTION PHASE | Mechanical Equipment |  | WO/HR01/PCE01/21 | ZED SECURITY SERVICES | Supply & installation of PTZ Camera Stand | Supply & installation of PTZ Camera Stand as per direction of EIC Make: Hikvision | Nos | 1 | 1600 | Approved
The Soul, Rajarhat | PRE-CONSTRUCTION PHASE | Mechanical Equipment |  | WO/HR01/PCE01/21 | ZED SECURITY SERVICES | Supply & installation of PTZ Power Supply | Supply & installation of PTZ Power Supply (24V AC) as per direction of EIC Make: ERD | Nos | 1 | 2100 | Approved
The Soul, Rajarhat | PRE-CONSTRUCTION PHASE | Mechanical Equipment |  | WO/HR01/PCE01/21 | ZED SECURITY SERVICES | Supply & installation of BNC Jack | Supply & installation of BNC Jack as per direction of EIC Make: Standard | Nos | 2 | 40 | Approved
The Soul, Rajarhat | PRE-CONSTRUCTION PHASE | Mechanical Equipment |  | WO/HR01/PCE01/21 | ZED SECURITY SERVICES | Supply & installation of DC Jack | Supply & installation of DC Jack as per direction of EIC Make: Standard | Nos | 1 | 40 | Approved
The Soul, Rajarhat | PRE-CONSTRUCTION PHASE | Mechanical Equipment |  | WO/HR01/PCE01/21 | ZED SECURITY SERVICES | Supply & installation of Video RG6 cable | Supply & installation of Video RG6 cable, Copper - at actual as per direction of EIC Make: Finolex | Mtrs. | 141 | 23 | Approved
The Soul, Rajarhat | PRE-CONSTRUCTION PHASE | Mechanical Equipment |  | WO/HR01/PCE01/21 | ZED SECURITY SERVICES | Supply & installation of 2 Core power cable | Supply & installation of 2 Core power cable (1.5 sq.mm x 2 Core shielded) - at actual as per direction of EIC Make: Polycab | Mtrs. | 141 | 31 | Approved
The Soul, Rajarhat | PRE-CONSTRUCTION PHASE | Mechanical Equipment |  | WO/HR01/PCE01/21 | ZED SECURITY SERVICES | Supply & installation of ISI mark MMS PVC Conduit Pipe | Supply & installation of ISI mark MMS PVC Conduit Pipe (25 mm dia) - at actual as per direction of EIC Make: AKG | Mtrs. | 106 | 33 | Approved
The Soul, Rajarhat | COMMON INFRASTRUCTURE | Consultancy Charges | OTHER CONSLUTANTS | WO/HR01/CIH01/18 | Topcon Sokkia India Pvt. Ltd. | Calibration for Sokkia Total station | Charges for servicing and calibration for Sokkia Total station (per instrument) | Nos. | 1 | 14500 | Approved
The Soul, Rajarhat | IT Expenses | Computer & Peripherals |  |  |  | Computer Purchase | Computer Purchase | Nos. |  |  | Approved
The Soul, Rajarhat | IT Expenses | Computer Laptop and Printer |  | WO/HR01/ITES001/4 | Internal Works | Computer Purchase | Computer Purchase | Nos | 2 | 0 | Approved
The Soul, Rajarhat | COMMON INFRASTRUCTURE | Consultancy Charges | OTHER CONSLUTANTS | WO/HR01/CIH01/40 | FalconBrick Technologies Pvt. Ltd | hand off for 288 units | Subscriptions of hand off charges (Falcon Brick) for 288 units for Block-A | Unit | 288 | 3840 | Approved
The Soul, Rajarhat | COMMON INFRASTRUCTURE | Consultancy Charges | OTHER CONSLUTANTS | WO/HR01/CIH01/41 | FalconBrick Technologies Pvt. Ltd | Hand off for 288 units | Subscriptions of hand off charges (Falcon Brick) for 288 units for Block-B | Unit | 288 | 3840 | Approved
The Soul, Rajarhat | COMMON INFRASTRUCTURE | Consultancy Charges | OTHER CONSLUTANTS | WO/HR01/CIH01/42 | FalconBrick Technologies Pvt. Ltd | hand off for 128 units | Subscriptions of hand off charges (Falcon Brick) for 128 units for Block-c | Unit | 128 | 4800 | Approved
The Soul, Rajarhat | MARKETING | Marketing Office | Landscape | WO/HR01/MKT01/72 | Mondal Nurseries & Exterior | LANTENA SELLOWIANAN WHITE | Supply of LANTENA SELLOWIANAN WHITE at required location as per drawing and direction of Engineer-in-charge. Spacing-0.30 m, Height-0.30-0.60 m | Nos | 150 | 34 | Approved
The Soul, Rajarhat | MARKETING | Marketing Office | Landscape | WO/HR01/MKT01/72 | Mondal Nurseries & Exterior | SANSEVIERA Plant with clay Pots | Supply of SANSEVIERA Plant with clay Pots at required location as per drawing and direction of Engineer-in-charge. Spacing-as shown, Height-400-700mm | Nos | 5 | 149 | Approved
The Soul, Rajarhat | MARKETING | Marketing Office | Landscape | WO/HR01/MKT01/72 | Mondal Nurseries & Exterior | BAMBUSHA MULTIPLEX BIG | Supply of BAMBUSHA MULTIPLEX BIG at required location as per drawing and direction of Engineer-in-charge. Spacing-as shown, Height-2.5 m | Nos | 2 | 1200 | Approved
The Soul, Rajarhat | MARKETING | Marketing Office | Landscape | WO/HR01/MKT01/72 | Mondal Nurseries & Exterior | Round tray for Philodendron Dai-10" | Supply of Round tray for Philodendron Dai-10" at required location as per drawing and direction of Engineer-in-charge. | Nos | 65 | 63 | Approved
The Soul, Rajarhat | MARKETING | Marketing Office |  |  |  | Sanseviera plant and Gray Pots Square / rectangular (8"X8") with drip tray | Supply of Sanseviera plant and Gray Pots Square / rectangular (8"X8") with drip tray at required location as per drawing and direction of Engineer-in-charge. Spacing-as shown, Height-600-1200mm | Nos |  |  | Approved
The Soul, Rajarhat | MARKETING | Marketing Office | Landscape | WO/HR01/MKT01/72 | Mondal Nurseries & Exterior | ARICA PALM PLANT | Supply of ARICA PALM PLANT at required location as per drawing and direction of Engineer-in-charge. Spacing-as shown, Height-1200 mm | Nos | 2 | 300 | Approved
The Soul, Rajarhat | MARKETING | Marketing Office | Landscape | WO/HR01/MKT01/72 | Mondal Nurseries & Exterior | BOUGAINVILLEA PINK Plant | Supply of BOUGAINVILLEA PINK Plant with Clay pots (Dia- 12") at required location as per drawing and direction of Engineer-in-charge. Spacing-as shown, Height-600-900 mm | Nos | 7 | 300 | Approved
The Soul, Rajarhat | MARKETING | Marketing Office | Landscape | WO/HR01/MKT01/72 | Mondal Nurseries & Exterior | SEFFALARA Plant | Supply of SEFFALARA Plant at required location as per drawing and direction of Engineer-in-charge. Spacing-as shown, Height-250 mm | Nos | 50 | 120 | Approved
The Soul, Rajarhat | MARKETING | Marketing Office | Landscape | WO/HR01/MKT01/72 | Mondal Nurseries & Exterior | RAPHIS PALM (Height-7' -8') | Supply of RAPHIS PALM at required location as per drawing and direction of Engineer-in-charge. Spacing-as shown, Height-7' -8' | Nos | 2 | 3500 | Approved
The Soul, Rajarhat | MARKETING | Marketing Office | Landscape | WO/HR01/MKT01/72 | Mondal Nurseries & Exterior | Sanseviera plant and Gray Pots Square / rectangular (8"X8") with drip tray | Supply of Sanseviera plant and Gray Pots Square / rectangular (8"X8") with drip tray at required location as per drawing and direction of Engineer-in-charge. Spacing-as shown, Height-600-1200mm | Nos | 20 | 148 | Approved
The Soul, Rajarhat | MARKETING | Marketing Office | CCTV-Intercom | WO/HR01/MKT01/73 | ZED SECURITY SERVICES | 1/3" progressive scan CMOS 1 MP (720P) PTZ Camera (1080X720) | Supply & installation of 1/3" progressive scan CMOS 1 MP (720P) PTZ Camera (1080X720), 30fps, 23x Optical Zoom, Upto 100 mtr IR distance, IP66 (Make: Hikvision) Model- DS-2AE4123TI-D | Nos | 1 | 24000 | Approved
The Soul, Rajarhat | MARKETING | Marketing Office | CCTV-Intercom | WO/HR01/MKT01/73 | ZED SECURITY SERVICES | PTZ Camera Stand | Supply & installation of PTZ Camera Stand as per direction of EIC Make: Hikvision | Nos | 1 | 1600 | Approved
The Soul, Rajarhat | MARKETING | Marketing Office | CCTV-Intercom | WO/HR01/MKT01/73 | ZED SECURITY SERVICES | PTZ Power Supply (24V AC) | Supply & installation of PTZ Power Supply (24V AC) as per direction of EIC Make: ERD | Nos | 1 | 2100 | Approved
The Soul, Rajarhat | MARKETING | Marketing Office | CCTV-Intercom | WO/HR01/MKT01/73 | ZED SECURITY SERVICES | BNC Jack | Supply & installation of BNC Jack as per direction of EIC Make: Standard | Nos | 2 | 40 | Approved
The Soul, Rajarhat | MARKETING | Marketing Office | CCTV-Intercom | WO/HR01/MKT01/73 | ZED SECURITY SERVICES | DC Jack | Supply & installation of DC Jack as per direction of EIC Make: Standard | Nos | 1 | 40 | Approved
The Soul, Rajarhat | MARKETING | Marketing Office | CCTV-Intercom | WO/HR01/MKT01/73 | ZED SECURITY SERVICES | Video RG6 cable, | Supply & laying of Video RG6 cable, Copper - at actual as per direction of EIC Make: Finolex | Mtrs. | 119 | 23 | Approved
The Soul, Rajarhat | MARKETING | Marketing Office | CCTV-Intercom | WO/HR01/MKT01/73 | ZED SECURITY SERVICES | 2 Core power cable | Supply & laying of 2 Core power cable (1.5 sq.mm x 2 Core shielded) - at actual as per direction of EIC Make: Polycab | Mtrs. | 99 | 31 | Approved
The Soul, Rajarhat | MARKETING | Marketing Office | CCTV-Intercom | WO/HR01/MKT01/73 | ZED SECURITY SERVICES | ISI mark MMS PVC Conduit Pipe | Supply & laying of ISI mark MMS PVC Conduit Pipe (25 mm dia) - at actual as per direction of EIC Make: AKG | Mtrs. | 91 | 33 | Approved
The Soul, Rajarhat | BASEMENT WITH PODIUM | Civil | Basement with Podium |  |  | shifting and placing of 600X600X75 MM thick RCC pre-cast slab | Labour charges for shifting and placing of 600X600X75 MM thick RCC pre-cast slab(s) (1:2:4) in basement area as per drawing & direction of Engineer-in-Charge. | SqMtr |  |  | Approved
The Soul, Rajarhat | BASEMENT WITH PODIUM | Civil | Basement with Podium |  |  | Providing & laying Hessian Cloth | All charges for providing and laying Hessian Cloth in basement area below pre-cast RCC slab 600X600X75 MM (1:2:4) as per drawing & direction of Engineer-in-Charge. | SqMtr |  |  | Approved
The Soul, Rajarhat | OVERHEADS | Security Expenditure |  |  |  | Providing Security Guard at Site from 1st Jan, 2019 to 30th Jun, 2019 | Providing Security Guard at Site from 1st Jan, 2019 to 30th Jun, 2019 BOQ Quantity :- No of Days from 1st Jan, 2019 to 30th Jun, 2019 = 181 days Total No. of Days including holidays = 184 Days Nos. of Head considered per month = 4 Nos. (Variable) Total BOQ Qty. = 4 x 184 = 736 | Duties |  |  | Approved
The Soul, Rajarhat | MARKETING | Security Expenditure |  | WO/HR01/MKT01/74 | NIS MANAGEMENT LIMITED | Providing Security Guard at Marketing Office | Providing Security Guard at Marketing Office from 1st Jan, 2019 to 30th Jun, 2019 BOQ Quantity :- No of Days from 1st Jan, 2019 to 30th Jun, 2019 = 181 days Total No. of Days including holidays = 184 Days Nos. of Head considered per month = 1 Nos. (Variable) Total BOQ Qty. = 1 x 184 = 184 | Duties | 188 | 599 | Approved
The Soul, Rajarhat | OVERHEADS | Security Expense |  | WO/HR01/OHES/17 | NIS MANAGEMENT LIMITED | Providing Security Guard at Site | Providing Security Guard at Site from 1st Jan, 2019 to 30th Jun, 2019 BOQ Quantity :- No of Days from 1st Jan, 2019 to 30th Jun, 2019 = 181 days Total No. of Days including holidays = 184 Days Nos. of Head considered per month = 4 Nos. (Variable) Total BOQ Qty. = 4 x 184 = 736 | Duties | 738 | 599 | Approved
The Soul, Rajarhat | MARKETING | Housekeeping |  | WO/HR01/MKT01/75 | Secura Infra Services Pvt. Ltd. | Rate of Wages for Housekeeping (10 hrs.) from 1st Jan 2019 to 30th Jun 2019 | Rate of Wages for Housekeeping (10 hrs.) from 1st Jan 2019 to 30th Jun 2019 BOQ Quantity :- No of Days from 1st Jan 2019 to 30th Jun 2019 = 181 days No of Leave from 1st Jan 2019 to 30th Jun 2019 = 3 days Man-days = 184 days No of Manpower = 4 BOQ Quantity (Total Duties) = (184 days x 04) = 736 days | Duties | 736 | 508 | Approved
The Soul, Rajarhat | BLOCK | Lift |  | WO/HR01/BOK01/4 | Schindler India Pvt. Ltd. | Elevator 10 passanger | Supply and installation charges for Schindler 3300IN model 17 stops and 10 passenger Elevator as per specification attached and direction of Engineer-In-Charge. Location: Block-A/ Tower 3 & 4 Handover Date: 28 Feb, 2020 Material Delivery Date: 31 Oct, 2019 | Nos | 2 | 1695763 | Approved
The Soul, Rajarhat | BLOCK | Lift |  | WO/HR01/BOK01/4 | Schindler India Pvt. Ltd. | 13 passenger Elevator | Supply and installation charges for Schindler 3300IN model 17 stops and 13 passenger Elevator as per specification attached and direction of Engineer-In-Charge. Location: Block-A/ Tower 3 & 4 Handover Date: 28 Feb, 2020 Material Delivery Date: 31 Oct, 2019 | Nos | 2 | 1724576 | Approved
The Soul, Rajarhat | BLOCK | Lift |  | WO/HR01/BOK01/4 | Schindler India Pvt. Ltd. | 10 passenger Elevator | Supply and installation charges for Schindler 3300IN model 17 stops and 10 passenger Elevator as per specification attached and direction of Engineer-In-Charge. Location: Block-A/ Tower 1 & 2 Handover Date: 31 Mar, 2020 Material Delivery Date: 30 Nov, 2019 | Nos | 2 | 1695763 | Approved
The Soul, Rajarhat | BLOCK | Lift |  | WO/HR01/BOK01/4 | Schindler India Pvt. Ltd. | 13 passenger Elevator | Supply and installation charges for Schindler 3300IN model 17 stops and 13 passenger Elevator as per specification attached and direction of Engineer-In-Charge. Location: Block-A/ Tower 1 & 2 Handover Date: 31 Mar, 2020 Material Delivery Date: 30 Nov, 2019 | Nos | 2 | 1724576 | Approved
The Soul, Rajarhat | BLOCK | Lift |  | WO/HR01/BOK01/4 | Schindler India Pvt. Ltd. | 10 passenger Elevator | Supply and installation charges for Schindler 3300IN model 17 stops and 10 passenger Elevator as per specification attached and direction of Engineer-In-Charge. Location: Block-B/ Tower 3 & 4 Handover Date: 31 Oct, 2020 Material Delivery Date: 30 Jun, 2020 | Nos | 2 | 1721186 | Approved
The Soul, Rajarhat | BLOCK | Lift |  | WO/HR01/BOK01/4 | Schindler India Pvt. Ltd. | 13 passenger Elevator | Supply and installation charges for Schindler 3300IN model 17 stops and 13 passenger Elevator as per specification attached and direction of Engineer-In-Charge. Location: Block-B/ Tower 3 & 4 Handover Date: 31 Oct, 2020 Material Delivery Date: 30 Jun, 2020 | Nos | 2 | 1750000 | Approved
The Soul, Rajarhat | BLOCK | Lift |  | WO/HR01/BOK01/4 | Schindler India Pvt. Ltd. | 10 passenger Elevator | Supply and installation charges for Schindler 3300IN model 17 stops and 10 passenger Elevator as per specification attached and direction of Engineer-In-Charge. Location: Block-B/ Tower 1 & 2 Handover Date: 30 Nov, 2020 Material Delivery Date: 31 Jul, 2020 | Nos | 2 | 1729661 | Approved
The Soul, Rajarhat | BLOCK | Lift |  | WO/HR01/BOK01/4 | Schindler India Pvt. Ltd. | 13 passenger Elevator | Supply and installation charges for Schindler 3300IN model 17 stops and 13 passenger Elevator as per specification attached and direction of Engineer-In-Charge. Location: Block-B/ Tower 1 & 2 Handover Date: 30 Nov, 2020 Material Delivery Date: 31 Jul, 2020 | Nos | 2 | 1758474 | Approved
The Soul, Rajarhat | BLOCK | Lift |  |  |  | 10 passenger Elevator | Supply and installation charges for Schindler 3300IN model 17 stops and 10 passenger Elevator as per specification attached and direction of Engineer-In-Charge. Location: Block-B/ Tower 2 Handover Date: 01 Nov, 2020 Material Delivery Date: 04 Jul, 2020 | Nos |  |  | Approved
The Soul, Rajarhat | BLOCK | Lift |  |  |  | 13 passenger Elevator | Supply and installation charges for Schindler 3300IN model 17 stops and 13 passenger Elevator as per specification attached and direction of Engineer-In-Charge. Location: Block-B/ Tower 2 Handover Date: 01 Nov, 2020 Material Delivery Date: 04 Jul, 2020 | Nos |  |  | Approved
The Soul, Rajarhat | BLOCK | Lift |  |  |  | 10 passenger Elevator | Supply and installation charges for Schindler 3300IN model 17 stops and 10 passenger Elevator as per specification attached and direction of Engineer-In-Charge. Location: Block-C/ Tower 1 & 2 Material Delivery Date: 31 Jan, 2023 Handover Date: 31 May, 2023 | Nos |  |  | Approved
The Soul, Rajarhat | BLOCK | Lift |  |  |  | 13 passenger Elevator | Supply and installation charges for Schindler 3300IN model 17 stops and 13 passenger Elevator as per specification attached and direction of Engineer-In-Charge. Location: Block-C/ Tower 1 & 2 Material Delivery Date: 31 Jan, 2023 Handover Date: 31 May, 2023 | Nos |  |  | Approved
The Soul, Rajarhat | BLOCK | Electrical | External Electrical | WO/HR01/BOK01/5 | M M Automation | Earth-termination system | Supply of fixed earth-termination system for protective equipotential bonding and functional equipotential bonding of the down. Connection thread M10 / M12, material of plate- StSt,material of axis- St/tZn, having connection plate Ø 80 mm & Complied as per Standard EN 62561-1. Dehn Part No.: 478011 | Nos | 69 | 1152 | Approved
The Soul, Rajarhat | BLOCK | Electrical | External Electrical | WO/HR01/BOK01/5 | M M Automation | Connecting clamps | Supply of connecting clamps for reinforcements of material- St/bare, having clamping range- Rd / Rd- 20-32 / 6-10 mm & Complied as per Standard EN 62561-1. Dehn Part No.: 308036 | Nos | 69 | 227 | Approved
The Soul, Rajarhat | BLOCK | Electrical | External Electrical | WO/HR01/BOK01/5 | M M Automation | M10x40 fasteners (SS) | Supply of M10x40 fasteners (SS) Dehn Part No.: 36016 | Nos | 69 | 15 | Approved
The Soul, Rajarhat | BLOCK | Electrical | External Electrical |  |  | GI flat (25x6mm) Strip | Supply of GI flat (25x6mm) Strip. Having width- 25mm, Thickness- 6mm, Material- Hot dipped Galvanized Iron, Cross Section- 150 mm2 Coating thickness- Avg. 70 microns. & Complied as per IEC 62561-2., Dehn Part No.: 21004 | Mtrs. |  |  | Approved
The Soul, Rajarhat | BLOCK | Electrical | External Electrical |  |  | Copper bonded rod | Supply of Copper bonded rod with Low carbon steel, high tensile strength copper bonded rod with min 254 microns of copper plating, UL listed with company name marked on rod. Diameter- 17.2 mm, Length- 3 meters, Material- Copper Bonded, Coating thickness- 250 microns, min, Approvals- Tested acc. IEC / EN 62561-2, UL 467., Dehn Part No.: 62173 | Nos |  |  | Approved
The Soul, Rajarhat | BLOCK | Electrical | External Electrical |  |  | Ground Enhancement material | supply of environment friendly, RoHS certified, low resistivity Ground Enhancement material in 22.6 Kg pack to fill the bore area around the rod, Dehn Part No.: 78002 | Nos |  |  | Approved
The Soul, Rajarhat | BLOCK | Electrical | External Electrical |  |  | StSt 316 grade clamp | Supply of StSt 316 grade clamp to terminate the load on earth electrode. Dimension- 160x35x3 mm., Dehn Part No.: 35001 | Nos |  |  | Approved
The Soul, Rajarhat | BLOCK | Electrical | External Electrical |  |  | Poly plastic pit cover | Supply of Poly plastic pit cover of material- Polymer Body & Cover, Product Code- HEP, Dimensions- 308 mm (L) x 308 mm (W) X 214 mm (H), Weight 2.5 kg (5.50 LBS)., Dehn Part No.: 57006 | Nos |  |  | Approved
The Soul, Rajarhat | BLOCK | Electrical | External Electrical |  |  | GI flat (25x6mm) Strip | Supply of GI flat (25x6mm) Strip. Having width- 25mm, Thickness- 6mm, Material- Hot dipped Galvanized Iron, Cross Section- 150 mm2 Coating thickness- Avg. 70 microns. & Complied as per IEC 62561-2. (for Interconnecting Earth Pits), Dehn Part No.: 21004 | Mtrs. |  |  | Approved
The Soul, Rajarhat | BLOCK | Electrical | External Electrical | WO/HR01/BOK01/5 | M M Automation | Installation Charges | Installation charges for above items HR01/BOK01/3919/1; HR01/BOK01/3919/2; HR01/BOK01/3919/3; as discussed and as per direction of EIC | Lump Sum | 1 | 20000 | Approved
The Soul, Rajarhat | MARKETING | Sales Promotional Activity |  |  |  | Credai Bengal Event | Credai Bengal Event at Science city from 22.02.2019 to 24.02.2019 | Lump Sum |  |  | Approved
The Soul, Rajarhat | MARKETING | Sewerage Treatment Plant - Equipment Cost |  |  |  | Credai Bengal Event | Credai Bengal Event | Lump Sum |  |  | Submitted
The Soul, Rajarhat | MARKETING | Sales Promotional Activity | Exhibition Event etc Expenses | WO/HR01/MKT01/77 | Impact Creative Services Pvt.Ltd. | Credai Bengal Event | Credai Bengal Event | Lump Sum | 1 | 290000 | Approved
The Soul, Rajarhat | MARKETING | Annual Maintenance Contract |  | WO/HR01/MKT01/48 | Smart Cleaning Enterprise | Glass cleaning The Soul | Glass cleaning The Soul | Lump Sum | 3 | 10500 | Approved
The Soul, Rajarhat | MARKETING | Marketing Office | Int Electrical | WO/HR01/MKT01/78 | ENKON Private Limited | Exhaust Fan work | Labour Charges for installation of 8"/9" heavy duty exhaust fan ( Havels /Crompton/ equivalent brand) 6nos.; GIC/LT timer 1 no.; LT/Siemens contactor 32A/220v 2 Nos.; 2.5mm 3core copper cable (FRLS) 60 mt. (30mtX2); Cable tie 3Pkt; Screws and other associate materials with tools & tackles all complete as per drawing & direction of Engineer-in-Charge | Lump Sum | 1 | 7000 | Approved
The Soul, Rajarhat | BLOCK | Electrical | Internal Electrical | WO/HR01/BOK01/6 | A B S Enterprise | Internal Electrical work _ 1st Floor to 16th Floor | Supply & Labour charges/sq.ft. on plate area of total internal electrical work including supply of MMS PVC Conduit, CI/18 SWG MS fan box, MS circular box for slab casting and wall conduiting including supply of Sand & cement, MS JB of approved make, MMS PVC rigid conduit of approved make for electrical riser & meter room work, Supply & Installation of lift shaft electrical work, meter room & individual flat earthing, receiving and fixing of modular box, wire pulling, fixing of switch & socket, distribution boxes & MCB, main line wiring from individual DB to meter room, change over fixing and wiring from changeover to DG panel including dressing as required, TV & Telephone conduit & cable laying upto Ground Floor, Lift & Meter room earthing including supply of materials like GI Pipe electrode & GI strip of standard size & approved make, common area lift-lobby, staircase, carparking area conduiting & wiring including fixing of fixture as per drawing complete in all respect & as per annexure attach with the WO. (Area : 1st Floor to 16th Floor), Plate area details - 6,757.32 sq. ft./Floor for T - 5 & 4617.76 sq. ft./Floor for T - 6 including Lift well & Shaft but excluding Ventilation Shaft & Cut out. | Sq.Ft. | 182002 | 30 | Approved
The Soul, Rajarhat | BLOCK | Electrical | Internal Electrical | WO/HR01/BOK01/6 | A B S Enterprise | Internal Electrical_Ground Floor | Supply & Labour charges/sq.ft. on plate area of total internal electrical work including supply of MMS PVC Conduit, CI/18 SWG MS fan box, MS circular box for slab casting including supply of Sand, MS JB of approved make, MMS PVC rigid conduit of approved make for electrical riser & meter room work, Supply & Installation of lift shaft electrical work, meter room & individual flat earthing, receiving and fixing of modular box, wire pulling, fixing of switch & socket, distribution boxes & MCB, main line wiring from individual DB to meter room, change over fixing and wiring from changeover to DG panel including dressing as required, TV & Telephone conduit & cable laying upto Ground Floor, Lift & Meter room earthing including supply of materials like GI Pipe electrode & GI strip of standard size & approved make, common area lift-lobby, staircase, carparking area conduiting & wiring including fixing of fixture as per drawing complete in all respect & as per annexure attach with the WO. (Area : Ground Floor only), Plate area details - 7,226.13 sq. ft. for T - 5 & 4,770.93 sq. ft. for T - 6 including Lift well & Shaft but excluding Ventilation Shaft & Cut out. | Sq.Ft. | 11998 | 27 | Approved
The Soul, Rajarhat | MARKETING | Sales Promotional Activity | Exhibition Event etc Expenses |  |  | The Hindu Bengal Property Fair 2019 | The Hindu Bengal Property Fair 2019 | Lump Sum |  |  | Approved
The Soul, Rajarhat | MARKETING | Sales Promotional Activity | Digital Marketing | WO/HR01/MKT01/79 | Vishnu Solutions Private Limited | Workstation charges for Vishnu Solutions | Workstation charges for Vishnu Solutions for Feb & March | Months | 2 | 21000 | Approved
The Soul, Rajarhat | MARKETING | Sales Promotional Activity | Exhibition Event etc Expenses | WO/HR01/MKT01/80 | THG PUBLISHING PRIVATE LIMITED | The Hindu Bengal Property Fair 2019 | The Hindu Bengal Property Fair 2019 | Lump Sum | 1 | 105000 | Approved
The Soul, Rajarhat | PRE-CONSTRUCTION PHASE | Borewell Installation |  | WO/HR01/PCE01/23 | D.S.P Pumps | 100 X 100 mm depth 125 mtrs Tube well, pump capacity 25000/12000 LPH Being The Labour Charges | Labour Charges for installation of 100 X 100 mm depth 125 mtrs Tube well: i) Structural Fittings ii) Pilot Boring & Sand Testing. iii) Boaring, Sinking & Lowering ii) Fitting pipe strainer & bottom plug. iii) Development with air compressor. iv) Transportation tools. v) Installation pump motor set vi) Gravel 3/16 size, cow dung, Bentonite powder & Transportation Including Electrologing charges and submersible pump withdrawing charges from old tube well | Lump Sum | 1 | 66000 | Approved
The Soul, Rajarhat | MARKETING | Marketing Office | CCTV-Intercom | WO/HR01/MKT01/73 | ZED SECURITY SERVICES | 6"X8" JB Box | Supply & installation of 6"X8" JB Box as per direction of EIC. Make: Standard | Nos | 2 | 400 | Approved
The Soul, Rajarhat | IT Expenses | Internet Leased Line |  |  |  | 10 Mbps ILL | 10 Mbps ILL | Nos. |  |  | Approved
The Soul, Rajarhat | IT Expenses | AMC and Services |  | WO/HR01/ITES001/5 | Nimbus Computer Pvt Ltd | Bit Defender | Bit Defender | Nos | 2 | 390 | Approved
The Soul, Rajarhat | IT Expenses | AMC and Services |  | WO/HR01/ITES001/6 | RK TECHNO SERVICES | Service Charge | Service Charge | Lump Sum | 1 | 500 | Approved
The Soul, Rajarhat | IT Expenses | Internet Leased Line |  | WO/HR01/ITES001/7 | Wavetree Network Pvt. Ltd. | ILL 4 Mbps | ILL 4 Mbps | Lump Sum | 1 | 6666.67 | Approved
The Soul, Rajarhat | MARKETING | Sales Promotional Activity |  | WO/HR01/MKT01/81 | Vishnu Solutions Private Limited | Workstation charges for Vishnu Solutions- Jan Pending | Workstation charges for Vishnu Solutions- Jan Pending | Lump Sum | 1 | 3726 | Approved
The Soul, Rajarhat | MARKETING | Sales Promotional Activity | Digital Marketing | WO/HR01/MKT01/82 | Vishnu Solutions Private Limited | Workstation charges for Vishnu Solutions- Jan Pending | Jan Due amount, paid 10,500 due 3726 | Lump Sum | 1 | 3726 | Approved
The Soul, Rajarhat | MARKETING | Marketing Office | Landscape | WO/HR01/MKT01/20 | Mondal Nurseries & Exterior | For Gardener Oct 18- Jan 19 | For Gardener Oct 18- Jan 19 | Months | 4 | 12000 | Amended & Approved
The Soul, Rajarhat | MARKETING | Housekeeping |  | WO/HR01/MKT01/83 | OCS Group (India) Pvt. Ltd. | Deep cleaning | Charges for Two times Complete Deep cleaning of Floor & Furnitures of Entire Marketing Office at The Soul as per instruction of Site in charge. There will be an interval of 4-5 days (or as directed by Site in charge) between two deep cleaning. | Nos. | 2 | 11000 | Approved
The Soul, Rajarhat | MARKETING | Marketing Office | Railing | WO/HR01/MKT01/84 | PROTECH ENGINEERS | pocket cutting for top of the LED Exhaust point | Labour charges for (6 nos.) pocket cutting for top of the LED Exhaust point on above 25 feet height with necessary scaffolding, tools-tackles, all complete as per drawing and direction of Engineer-in-Charge. Location: LED Screen area. | Nos | 6 | 1100 | Approved
The Soul, Rajarhat | MARKETING | Marketing Office | Painting Works |  |  | Supply & Fixing charges for M.S. wall mountain Box | Supply & Fixing charges for M.S. wall mountain Box consider the size (2 FeetX1Feet &2 FeetX1/2Feet) at Water fountain & Pump control panel area with necessary tool tackles as per drawing & direction of Engineer-in-Charge. | Nos |  |  | Approved
The Soul, Rajarhat | MARKETING | Marketing Office | Railing | WO/HR01/MKT01/84 | PROTECH ENGINEERS | Supply & Fixing charges for M.S. wall mountain Box | Supply & Fixing charges for M.S. wall mountain Box consider the size (2 FeetX1Feet &2 FeetX1/2Feet) at Water fountain & Pump control panel area with necessary tool tackles as per drawing & direction of Engineer-in-Charge. | Nos | 1 | 3000 | Approved
The Soul, Rajarhat | MARKETING | Marketing Office | Railing | WO/HR01/MKT01/84 | PROTECH ENGINEERS | G.I. Louver ( at Water Feet X 1Feet) | Supply & Fixing charges for G.I. Louver ( at Water Feet X 1Feet) fixing on the top of the marketing office (Mumpty Room)with necessary tool tackles as per drawing & direction of Engineer-in-Charge. | Nos | 1 | 600 | Approved
The Soul, Rajarhat | MARKETING | Marketing Office | Railing | WO/HR01/MKT01/84 | PROTECH ENGINEERS | M.S. Angle/ Plate for 40 feet height PTZ camera post | Supply & Fixing charges for M.S. Angle/ Plate for 40 feet height PTZ camera post at site office area with necessary scaffolding, tool tackles as per drawing & direction of Engineer-in-Charge. | Nos | 1 | 4000 | Approved
The Soul, Rajarhat | MARKETING | Marketing Office | Railing | WO/HR01/MKT01/84 | PROTECH ENGINEERS | M.S. Angle/ Plate for 20 feet height PTZ camera | Supply & Fixing charges for M.S. Angle/ Plate for 20 feet height PTZ camera post at Marketing office area with necessary scaffolding, tool tackles as per drawing & direction of Engineer-in-Charge. | Nos | 1 | 1000 | Approved
The Soul, Rajarhat | MARKETING | Marketing Office | Railing | WO/HR01/MKT01/84 | PROTECH ENGINEERS | rectification of Camera Posts | Charges for rectification of (3 Nos.) Camera Posts at various place of the project site with necessary scaffolding and tools tackles as per direction of Engineer-in-Charge. | Nos | 3 | 600 | Approved
The Soul, Rajarhat | BASEMENT WITH PODIUM | Civil | Basement with Podium | WO/HR01/BP01/4 | Green Alpha Assets Pvt. Ltd. | Laying of Precast Slab PCC Block (500x500x75) | Charges for Laying of Precast Slab of PCC Block (500x500x75) including all labour, machinery, tools & tackles for all lead & lift at all levels as per drawing and direction of Engineer-in-Charge | Sq.Mtr. | 5101 | 120 | Approved
The Soul, Rajarhat | BASEMENT WITH PODIUM | Civil | Basement with Podium | WO/HR01/BP01/4 | Green Alpha Assets Pvt. Ltd. | Supply and Laying charges of Hessian cloth | Supply and Laying charges of Hessian cloth beneath the Precast Slab including all labour, machinery, tools & tackles for all lead & lift at all levels as per drawing and direction of Engineer-in-Charge | Sq.Mtr. | 5101 | 30 | Approved
The Soul, Rajarhat | COMMON INFRASTRUCTURE | Consultancy Charges | INTERIOR ARCHITECTS FOR CLUB | WO/HR01/CIH01/43 | SALIENT | Interior Work of Club House | Consultancy Charges for Interior Work including including low end MEP, Graphic and signage etc. of Club House. Detail scope of work is attached as per Annexure - I. | Sq.Ft. | 25076 | 117.5 | Approved
The Soul, Rajarhat | COMMON INFRASTRUCTURE | Land Development |  | WO/HR01/CIH01/44 | Green Alpha Assets Pvt. Ltd. | Site Development | Charges for site development work including Earth cutting, Filling, Leveling dressing all complete as per direction of Engineer-in-Charge. | Lump Sum | 1 | 800000 | Approved
The Soul, Rajarhat | MARKETING | Marketing Office | Interior Works | WO/HR01/MKT01/85 | Decofur Sales Pvt. Ltd. | Fabrication of Solid Surface | Charges for Fabrication of Solid Surface as per direction of Engineer-in-Charge. | Sq.Ft. | 90 | 220 | Approved
The Soul, Rajarhat | MARKETING | Marketing Office | Interior Works | WO/HR01/MKT01/108 | Decofur Sales Pvt. Ltd. | Fabrication of Solid Surface | Charges for Fabrication of Solid Surface as per direction of Engineer-in-Charge. | Sq.Ft. | 0 | 220 | Approved
The Soul, Rajarhat | MARKETING | Marketing Office | Interior Works | WO/HR01/MKT01/85 | Decofur Sales Pvt. Ltd. | Loading Unloading Charges | Charges for loading unloading, transportation, hire charges for machinery as per direction of Engineer-in-Charge | Sq.Ft. | 90 | 25 | Approved
The Soul, Rajarhat | MARKETING | Marketing Office | Interior Works | WO/HR01/MKT01/108 | Decofur Sales Pvt. Ltd. | Loading Unloading Charges | Charges for loading unloading, transportation, hire charges for machinery as per direction of Engineer-in-Charge | Sq.Ft. | 0 | 25 | Approved
The Soul, Rajarhat | MARKETING | Marketing Office | Landscape |  |  | Gardener cost from Oct 18- Jan 19 | For Gardener Oct 18- Jan 19 | Months |  |  | Approved
The Soul, Rajarhat | IT Expenses | Internet Leased Line |  | WO/HR01/ITES001/8 | Wavetree Network Pvt. Ltd. | 10 Mbps ILL | 10 Mbps ILL | Lump Sum | 3 | 13333.33 | Approved
The Soul, Rajarhat | BASEMENT WITH PODIUM | Water Proofing |  | WO/HR01/BP01/8 | Waterproof | Water Proofing at Basement retaining wall | Water Proofing at Basement raft side, retaining wall Application From Positive Side[outside of retaining wall], Drain, Sump inside wall & bottom, UGR inside wall & bottom, STP inside wall & bottom 1.Surface Preparation: Cleaning the loose particle & surface. Cracks & depression (if found) will be fiiled with Dr. Fixit pidicrite URP modified cement mortar. Consumption as a mortar modifier – 6-7.5 kg of Dr. Fixit Pidicrete URP per 50 kg of cement 2. "Water Proofing Coat: Providing and applying 2 coats of Dr Fixit Fastflex @1.8kg/sqmtr(High Performance polymer modified cementitious coating)@1.8kg/sqmtr by brush with 40 GSM glass fibre mesh at an interval of 3-4 hours between each Coat on the RCC wall surface in SSD condition all in complete. Each coating of Fastflex will be 90 degree to each other. (Application will be done as per Manufacturer’s specification). Curing of the surface as instructed by manufactures. Ensure, the surface has no standing water during application and curing period. Finally fine sieved sand will be sprinkled on the coated surface in tacky condition. Curing of the surface is instructed for 7 days. Coverage: Approximately 5-6 sq.ft in 2 coats at 1.5 mm DFT (Cement will be supplied by Client, but subjected to reconciliation)." | Sq.Mtr. | 5755 | 271 | Approved
The Soul, Rajarhat | BASEMENT WITH PODIUM | Water Proofing |  | WO/HR01/BP01/8 | Waterproof | Water Proofing at Basement retaining wall | Water Proofing at Basement raft side, retaining wall Application From Positive Side[outside of retaining wall], Drain, Sump inside wall & bottom, UGR inside wall & bottom, STP inside wall & bottom Protective Plaster: Providing and laying protective plaster (~15mm thick) on the coated surface of retaining wall in 1:4 ratio (cement:sand) admixed with Dr Fixit Pidiproof LW+ @200 ml/50 kg bag of cement. including curing work, all lead & fift of materials etc. all complete as per the specification & direction of Engineer in Charge. Consumption: 200 ml per 50 kg bag of cement (Cement will be supplied by Client, but subjected to reconciliation)." | Sq.Mtr. | 5595 | 120.5 | Approved
The Soul, Rajarhat | BASEMENT WITH PODIUM | Water Proofing |  | WO/HR01/BP01/8 | Waterproof | Grouting at all construction joints, in inside face of retaining wall, wherever required. | Grouting at all construction joints, in inside face of retaining wall, wherever required. Application From Negative Side[ On Retaining wall inside]: Identifying the construction joints, followed by cleaning these areas by mechanical Permeans and cutting grooves (50 mm X 50 mm) along the construction joints, followed point by drilling holes and inserting PVC nozzles (12 mm diameter) at 500 mm c/c on ramp;@500mm c/c on retaining wall along the construction joints and injecting cement slurry admixed with Dr Fixit Pidicrete AM/Equivalent @ 225 gm per bag of cement at a pressure of 2-2.5 kg/ sq cm till refusal. Finally the PVC nozzles mouth will be cut and sealed with polymer mortarsetc. all complete as per direction of manufacturer specification & direction of Engineer-in-Charge. Coverage: 50 kg cement and 225 g Dr. Fixit Pidicrete AM will give 26-34 ltrs. Yield, when used with a water : cement ratio of 0.30 to 0.45 (Cement will be supplied by Client, but subjected to reconciliation)." | Nos | 3022 | 70 | Approved
The Soul, Rajarhat | MARKETING | Sales Promotional Activity | Digital Marketing | WO/HR01/MKT01/86 | Vishnu Solutions Private Limited | Workstation charges for Vishnu Solutions | Workstation charges for Vishnu Solutions | Nos | 1 | 21000 | Approved
The Soul, Rajarhat | MARKETING | Marketing Office | Interior Works | WO/HR01/MKT01/87 | Pan Intercraft Pvt. Ltd. | Repairing of cracks | Charges for Repairing of cracks, applying of Paris/ Putty on walls, ceiling wherever required, finished with two coats of paint as per specification & direction of EIC | Sq.Mtr. | 712 | 125 | Approved
The Soul, Rajarhat | MARKETING | Marketing Office | Interior Works | WO/HR01/MKT01/87 | Pan Intercraft Pvt. Ltd. | Repainting of doors | Charges for repainting of doors both side with one coat of paint as per specification & direction of EIC | Sq.Mtr. | 56.7 | 525 | Approved
The Soul, Rajarhat | MARKETING | Marketing Office | Interior Works | WO/HR01/MKT01/87 | Pan Intercraft Pvt. Ltd. | Repairing of frame | Charges for repairing of frame and moulding with one coat of paint as per specification & direction of EIC | Rft | 238 | 90 | Approved
The Soul, Rajarhat | COMMON INFRASTRUCTURE | Consultancy Charges | OTHER CONSLUTANTS | WO/HR01/CIH01/45 | Ultratech Kolkata Environmental Consultant | Compliance report | Consultancy Charges for 6 months compliance report in 1 set (6 months) including monitoring, details attached in Annexure -1 Time Period: Set-I: October 18 to March 19 | Set | 1 | 85000 | Approved
SOUTHWINDS PROJECT LLP (PHASE - III & IV) | COMMON INFRASTRUCTURE - PHASE III & IV | Consultancy Charges |  | WO/SP34/CI34/3 | Sandipan Bhattacharya | Electrical Consultancy charges | Electrical Consultancy charges for the Residential project (Ph-4) ( Bl- 13,14,15,16 & MLCP ) at Southwinds. Details scope of work & Terms & Condition is attached in Annexure-1 | Sq.Ft. | 709062 | 1.2 | Approved
The Soul, Rajarhat | BLOCK | Electrical | Internal Electrical | WO/HR01/BOK01/8 | DIAMOND PROJECTS | Internal Electrical -1st Floor to 16th Floor | Supply & Labour charges/sq.ft. on plate area of total internal electrical work including supply of MMS PVC Conduit, CI/18 SWG MS fan box, MS circular box for slab casting and wall conduiting including supply of Sand & cement, MS JB of approved make, MMS PVC rigid conduit of approved make for electrical riser & meter room work, Supply & Installation of lift shaft electrical work, meter room & individual flat earthing, receiving and fixing of modular box, wire pulling, fixing of switch & socket, distribution boxes & MCB, main line wiring from individual DB to meter room, change over fixing and wiring from changeover to DG panel including dressing as required, TV & Telephone conduit & cable laying upto Ground Floor, Lift & Meter room earthing including supply of materials like GI Pipe electrode & GI strip of standard size & approved make, common area lift-lobby, staircase, car parking area conduiting & wiring including fixing of fixture as per drawing complete in all respect & as per annexure attach with the WO. (Area : 1st Floor to 16th Floor), Plate area details - 4,523.46 sq. ft./Floor for T - 7 & 5,015.49 sq. ft./Floor for T - 8 including Lift well & Shaft but excluding Ventilation Shaft & Cut out. | Sq.Ft. | 152624 | 30 | Approved
The Soul, Rajarhat | BLOCK | Electrical | Internal Electrical | WO/HR01/BOK01/8 | DIAMOND PROJECTS | Internal Electrical_Ground Floor | Supply & Labour charges/sq.ft. on plate area of total internal electrical work including supply of MMS PVC Conduit, CI/18 SWG MS fan box, MS circular box for slab casting including supply of Sand, MS JB of approved make, MMS PVC rigid conduit of approved make for electrical riser & meter room work, Supply & Installation of lift shaft electrical work, meter room & individual flat earthing, receiving and fixing of modular box, wire pulling, fixing of switch & socket, distribution boxes & MCB, main line wiring from individual DB to meter room, change over fixing and wiring from changeover to DG panel including dressing as required, TV & Telephone conduit & cable laying upto Ground Floor, Lift & Meter room earthing including supply of materials like GI Pipe electrode & GI strip of standard size & approved make, common area lift-lobby, staircase, car parking area conduiting & wiring including fixing of fixture as per drawing complete in all respect & as per annexure attach with the WO. (Area : Ground Floor only), Plate area details - 4,703.01 sq. ft. for T - 7 & 5,196.21 sq. ft. for T - 8 including Lift well & Shaft but excluding Ventilation Shaft & Cut out | Sq.Ft. | 9900 | 27 | Approved
The Soul, Rajarhat | IT Expenses | AMC and Services |  | WO/HR01/ITES001/9 | Nimbus Computer Pvt Ltd | Antivirus license | Antivirus license | Nos. | 20 | 290 | Approved
The Soul, Rajarhat | COMMON INFRASTRUCTURE | Consultancy Charges | OTHER CONSLUTANTS | WO/HR01/CIH01/46 | Skipper Technologies India Pvt Ltd | Service & Calibration Charges of Total Station | Service & Calibration Charges of Total Station Model CX-105 Period: Jun 2019 | Nos | 1 | 12000 | Approved
The Soul, Rajarhat | MARKETING | Sales Promotional Activity | Digital Marketing | WO/HR01/MKT01/89 | Vishnu Solutions Private Limited | Workstation charges for Vishnu Solutions | Workstation charges for the month of May | Months | 1 | 21000 | Approved
The Soul, Rajarhat | MARKETING | Sales Promotional Activity | Digital Marketing | WO/HR01/MKT01/89 | Vishnu Solutions Private Limited | Telephone charges for 21-Jan to 16-May | Telephone charges for 21-Jan to 16-May | Lump Sum | 1 | 15000 | Approved
The Soul, Rajarhat | IT Expenses | AMC and Services |  | WO/HR01/ITES001/10 | Trisita Engineering LLP | AutoCAD LT License | AutoCAD LT License | Nos. | 2 | 15500 | Amended & Approved
The Soul, Rajarhat | IT Expenses | AMC and Services |  | WO/HR01/ITES001/10 | Trisita Engineering LLP | AutoCAD License | AutoCAD License | Nos. | 2 | 65000 | Approved
SOUTHWINDS PROJECT LLP (PHASE - III & IV) | COMMON INFRASTRUCTURE - PHASE III & IV | Consultancy Charges |  | WO/SP34/CI34/4 | SKM GEOSURVEY | Mobilization Charges | Mobilization of plant & personnel to the project site including shifting & erecting the same from one location to the other and demobilization after completion of field work. | Lump Sum | 1 | 10000 | Approved
SOUTHWINDS PROJECT LLP (PHASE - III & IV) | COMMON INFRASTRUCTURE - PHASE III & IV | Consultancy Charges |  | WO/SP34/CI34/4 | SKM GEOSURVEY | Sinking | Sinking a total of 13 (thirteen) nos., 150mm. dia. boreholes (8 nos. x 30.0m. and 1 nos. x 25.0m. and 4 nos. x 15.0m. each) through all kinds of soil below the existing ground level, complete with collection of disturbed & undisturbed soil samples and conducting standard penetration tests at regular intervals. From G.L. to 30.0m. depth | RMT | 325 | 400 | Approved
SOUTHWINDS PROJECT LLP (PHASE - III & IV) | COMMON INFRASTRUCTURE - PHASE III & IV | Consultancy Charges |  | WO/SP34/CI34/4 | SKM GEOSURVEY | laboratory tests | Carrying out routine laboratory tests on selected soil and water samples, comprising : a) Natural moisture content b) Liquid & plastic limit c) Grain size analyses d) Unconfined compression test e) Triaxial shear tests f) Bulk and dry densities g) Specific gravity h) Consolidation i) Chemical analysis on soil & water to find out pH, chloride and sulpahte content" | Nos | 13 | 2000 | Approved
SOUTHWINDS PROJECT LLP (PHASE - III & IV) | COMMON INFRASTRUCTURE - PHASE III & IV | Consultancy Charges |  | WO/SP34/CI34/4 | SKM GEOSURVEY | submission of investigation report | Compilation of test data and submission of investigation report along with recommendations on type of foundations, bearing/pile capacity, settlement, etc. in triplicate. | Job | 1 | 5000 | Approved
SOUTHWINDS PROJECT LLP (PHASE - III & IV) | COMMON INFRASTRUCTURE - PHASE III & IV | Consultancy Charges |  | WO/SP34/CI34/4 | SKM GEOSURVEY | Signature on various drawings and soil investigation report | Charges towards signature on various drawings and soil investigation report by your Geotechnical Expert, empaneled with the concerned authority (Following standard practice of Rule 26, KMC) | Job | 1 | 15000 | Approved
SOUTHWINDS PROJECT LLP (PHASE - III & IV) | COMMON INFRASTRUCTURE - PHASE III & IV | Consultancy Charges |  | WO/SP34/CI34/4 | SKM GEOSURVEY | Set the protocol | Set the protocol for achieving good quality control measures at the beginning of the piling work itself | Job | 1 | 7000 | Approved
SOUTHWINDS PROJECT LLP (PHASE - III & IV) | COMMON INFRASTRUCTURE - PHASE III & IV | Consultancy Charges |  | WO/SP34/CI34/4 | SKM GEOSURVEY | Site visit by Geotechnical Consultant (Regular) | Site visit (twice in a month) by Geotechnical Consultant for site inspection and quality control. Note : Monthly charges considered for four months, which may vary depending upon the number of piles as well as the work progress of the Piling Contractor. | Months | 4 | 15000 | Approved
SOUTHWINDS PROJECT LLP (PHASE - III & IV) | COMMON INFRASTRUCTURE - PHASE III & IV | Consultancy Charges |  | WO/SP34/CI34/4 | SKM GEOSURVEY | Attending meetings on call | Attending meetings on call, if required. | Pad | 0 | 5000 | Approved
SOUTHWINDS PROJECT LLP (PHASE - III & IV) | COMMON INFRASTRUCTURE - PHASE III & IV | Consultancy Charges |  |  |  | Attending meetings on call | Attending meetings on call at Kolkata or Site visit in addition to visit mentioned in W.O. BOQ No.- SW01/CIP3/4129/7, if required. | Nos |  |  | Approved
The Soul, Rajarhat | MARKETING | Marketing Office | Landscape | WO/HR01/MKT01/90 | Mondal Nurseries & Exterior | Spider Lily | Supply at required location as per approved drawing, specification and direction of Engineer in charge. For, Spider Lily; Height (Min) : 1'0"-1'6"; Spacing : 1' c/c; Girth (Min): As per approved drawing; including the charges of carriage, Manure/Cocopeat etc. | Nos | 0 | 40 | Approved
The Soul, Rajarhat | MARKETING | Marketing Office | Landscape | WO/HR01/MKT01/90 | Mondal Nurseries & Exterior | Nerium Pink Single | Supply at required location as per approved drawing, specification and direction of Engineer in charge. For, Nerium Pink Single; Height (Min) : 4'0"-5'0"; Spacing : 2' c/c; Girth (Min): As per approved drawing; including the charges of carriage, Manure/Cocopeat etc. | Nos | 0 | 210 | Approved
The Soul, Rajarhat | MARKETING | Marketing Office | Landscape | WO/HR01/MKT01/90 | Mondal Nurseries & Exterior | Alstonia Scholaris | Supply at required location as per approved drawing, specification and direction of Engineer in charge. For, Alstonia Scholaris; Height (Min) : 7'0"-8'0"; Spacing :As per approved drawing; Girth (Min): As per approved drawing; including the charges of carriage, Manure/Cocopeat etc. | Nos | 0 | 1533 | Approved
The Soul, Rajarhat | MARKETING | Annual Maintenance Contract |  | WO/HR01/MKT01/91 | Smart Cleaning Enterprise | Glass cleaning The Soul | Charges for cleaning of Glass cleaning from inside and outside with approved tools and tackler for May- Oct | Months | 6 | 8000 | Approved
The Soul, Rajarhat | MARKETING | Annual Maintenance Contract |  | WO/HR01/MKT01/139 | Smart Cleaning Enterprise | Glass cleaning The Soul | Charges for cleaning of Glass cleaning from inside and outside with approved tools and tackler for May- Oct | Months | 12 | 8000 | Approved
The Soul, Rajarhat | MARKETING | Annual Maintenance Contract |  | WO/HR01/MKT01/91 | Smart Cleaning Enterprise | Glass cleaning The Soul | Charges for cleaning of glass canopy inside and outside for May- Oct | Months | 6 | 2500 | Approved
The Soul, Rajarhat | MARKETING | Annual Maintenance Contract |  | WO/HR01/MKT01/139 | Smart Cleaning Enterprise | Glass cleaning The Soul | Charges for cleaning of glass canopy inside and outside for May- Oct | Months | 12 | 2500 | Approved
The Soul, Rajarhat | COMMON INFRASTRUCTURE | Corporate Social Responsibility |  |  |  | Spider Lily | Supply at required location as per approved drawing, specification and direction of Engineer in charge. For, Spider Lily; Height (Min) : 1'0"-1'6"; Spacing : 1' c/c; Girth (Min): As per approved drawing; including the charges of carriage, Manure/Cocopeat etc. | Nos |  |  | Approved
The Soul, Rajarhat | COMMON INFRASTRUCTURE | Corporate Social Responsibility |  |  |  | Nerium Pink Single | Supply at required location as per approved drawing, specification and direction of Engineer in charge. For, Nerium Pink Single; Height (Min) : 4'0"-5'0"; Spacing : 2' c/c; Girth (Min): As per approved drawing; including the charges of carriage, Manure/Cocopeat etc. | Nos |  |  | Approved
The Soul, Rajarhat | COMMON INFRASTRUCTURE | Corporate Social Responsibility |  |  |  | Alstonia Scholaris | Supply at required location as per approved drawing, specification and direction of Engineer in charge. For, Alstonia Scholaris; Height (Min) : 7'0"-8'0"; Spacing :As per approved drawing; Girth (Min): As per approved drawing; including the charges of carriage, Manure/Cocopeat etc. | Nos |  |  | Approved
The Soul, Rajarhat | OVERHEADS | Corporate Social Responsibility |  | WO/HR01/OHES/18 | Mondal Nurseries & Exterior | Spider Lily | Supply at required location as per approved drawing, specification and direction of Engineer in charge. For, Spider Lily; Height (Min) : 1'0"-1'6"; Spacing : 1' c/c; Girth (Min): As per approved drawing; including the charges of carriage, Manure/Cocopeat etc. | Nos | 160 | 40 | Approved
The Soul, Rajarhat | OVERHEADS | Corporate Social Responsibility |  | WO/HR01/OHES/18 | Mondal Nurseries & Exterior | Nerium Oleander | Supply at required location as per approved drawing, specification and direction of Engineer in charge. For, Nerium Oleander; Height (Min) : 1.5 Feet; Spacing : 2' c/c; Girth (Min): As per approved drawing; including the charges of carriage, Manure/Cocopeat etc. | Nos | 38 | 30 | Approved
The Soul, Rajarhat | OVERHEADS | Corporate Social Responsibility |  | WO/HR01/OHES/18 | Mondal Nurseries & Exterior | Alstonia Scholaris | Supply at required location as per approved drawing, specification and direction of Engineer in charge. For, Alstonia Scholaris; Height (Min) : 2 Feet; Spacing :As per approved drawing; Girth (Min): As per approved drawing; including the charges of carriage, Manure/Cocopeat etc. | Nos | 3 | 50 | Approved
The Soul, Rajarhat | MARKETING | Sales Promotional Activity | Exhibition Event etc Expenses | WO/HR01/MKT01/92 | ABP Pvt Ltd | Reality Expo at CC2 | Stall Charge of 3mt x 2mt | Lump Sum | 1 | 150000 | Approved
The Soul, Rajarhat | MARKETING | Sales Promotional Activity | Exhibition Event etc Expenses | WO/HR01/MKT01/93 | Impact Creative Services Pvt.Ltd. | Fabrication charges of stall for the Soul | Fabrication charges of stall for the Soul | Lump Sum | 1 | 30000 | Approved
The Soul, Rajarhat | BLOCK | Civil | Sub & Super Structure Work | WO/HR01/BOK01/10 | TRANSGLOBAL LOGISTIX CO. | service charge | Service charges for clearance. container size: 40' . | Nos | 25 | 3000 | Approved
The Soul, Rajarhat | BLOCK | Civil | Sub & Super Structure Work | WO/HR01/BOK01/10 | TRANSGLOBAL LOGISTIX CO. | Cargo examination | Charges for Cargo examination, handling, Customs processing with Documentation etc. container Size: 40' | Nos | 25 | 3000 | Approved
The Soul, Rajarhat | BLOCK | Civil | Sub & Super Structure Work | WO/HR01/BOK01/10 | TRANSGLOBAL LOGISTIX CO. | Transport charge | Transport charge : (Three days trip: one day for loaded Container loading, one day for site unloading & one day for empty container return ) Charges for Transport of loaded container from Port - CFS to The Soul project site at and return transport of empty container at steamer agent port area plot. container Size: 40' | Nos | 25 | 13000 | Approved
The Soul, Rajarhat | BLOCK | Civil | Sub & Super Structure Work | WO/HR01/BOK01/10 | TRANSGLOBAL LOGISTIX CO. | Empty container unloading | Charges for Empty container unloading by crane at steamer agent plot including survey formalities, night parking etc will be @ bill cum receipt of transporter for plot charge etc. will be submitted. container Size: 40' | Nos | 25 | 3000 | Approved
The Soul, Rajarhat | BLOCK | Civil | Sub & Super Structure Work | WO/HR01/BOK01/10 | TRANSGLOBAL LOGISTIX CO. | site unloading | Charges for unloading at The Soul project, Rajarhat, Action Area-lll, including labour, Hydra cranes, Equipment, Tools and tackles etc. container Size: 40' | Nos | 25 | 11000 | Approved
The Soul, Rajarhat | BLOCK | Civil | Sub & Super Structure Work | WO/HR01/BOK01/10 | TRANSGLOBAL LOGISTIX CO. | charges for documentation | charges for documentation, processing, co-ordination etc. job for completion of assessment of duty under duty exemption at NIL rate of basic Customs duty. container Size: 40' | Nos | 25 | 1500 | Approved
The Soul, Rajarhat | IT Expenses | Internet Leased Line |  | WO/HR01/ITES001/11 | Wavetree Network Pvt. Ltd. | 10 Mbps ILL | 10 Mbps ILL | Nos. | 3 | 13333.33 | Amended & Approved
The Soul, Rajarhat | MARKETING | Sales Promotional Activity | Exhibition Event etc Expenses | WO/HR01/MKT01/94 | REVE | Tee shirts making for the Soul for events | Tee shirts making for the Soul for events | Lump Sum | 21 | 290 | Approved
The Soul, Rajarhat | MARKETING | Sales Promotional Activity | Exhibition Event etc Expenses | WO/HR01/MKT01/95 | Crews Club | Promotional Service | Promotional Service Rendered for the Soul- June Month | Months | 1 | 8300 | Approved
The Soul, Rajarhat | MARKETING | Sales Promotional Activity |  |  |  | Desktop Box | Desktop Box | Nos |  |  | Amended & Draft
The Soul, Rajarhat | MARKETING | Sales Promotional Activity | Exhibition Event etc Expenses | WO/HR01/MKT01/96 | REVE | Multi Utility Box | Multi Utility Box | Nos | 35 | 424 | Approved
The Soul, Rajarhat | MARKETING | Sales Promotional Activity | Exhibition Event etc Expenses | WO/HR01/MKT01/96 | REVE | Desktop Box | Desktop Box | Nos | 14 | 636 | Approved
The Soul, Rajarhat | MARKETING | Sales Promotional Activity | Digital Marketing | WO/HR01/MKT01/97 | Vishnu Solutions Private Limited | Telephone charges for 17-May to 16-June | Telephone charges for 17-May to 16-June | Lump Sum | 1 | 6000 | Approved
The Soul, Rajarhat | OVERHEADS | Security Expenditure |  |  |  | Security Guard | Providing Security Guard at Site from 1st Jan, 2019 to 30th Jun, 2019 BOQ Quantity :- No of Days from 1st Jan, 2019 to 30th Jun, 2019 = 181 days Total No. of Days including holidays = 184 Days Nos. of Head considered per month = 4 Nos. (Variable) Total BOQ Qty. = 4 x 191 = 736 | Duties |  |  | Approved
The Soul, Rajarhat | MARKETING | Sales Promotional Activity | Digital Marketing | WO/HR01/MKT01/98 | Officus Infrastructure Private Limited | Broker website | Project marketing Broker website | Lump Sum | 175000 | 1 | Approved
The Soul, Rajarhat | OVERHEADS | Housekeeping |  | WO/HR01/OHES/19 | Integrated Security Service | Office Boy | Providing Office Boy at Site @12 hr/day duty basis. BOQ Qty. Jul 01, 2019 to 31st Dec, 2019 = 184 Days Total Holiday = 7 Nos. Total Day of Duty = 184+7= 191 Days | Duties | 35 | 568 | Approved
The Soul, Rajarhat | OVERHEADS | Housekeeping |  |  |  | Night Shift | Rate for Office Boy at Site @8 hr x 6 days a week duty basis for working at Night Shift. BOQ Qty. Say 4 Night shift per month Total Night shifts = 12x4 =48 duties (May increase or decrease) | Duties |  |  | Approved
The Soul, Rajarhat | OVERHEADS | Security Expenditure |  |  |  | Security Guard | Providing Security Guard at Site from 1st Jul, 2019 to 31st Dec, 2019 BOQ Quantity :- No of Days from 1st Jul, 2019 to 31st Dec, 2019 = 184 days Total No. of Days including holidays = 191 Days Nos. of Head considered per month = 4 Nos. (Variable) Total BOQ Qty. = 4 x 191 = 764 | Duties |  |  | Approved
The Soul, Rajarhat | OVERHEADS | Security Expense |  | WO/HR01/OHES/20 | NIS MANAGEMENT LIMITED | Security Guard | Providing Security Guard at Site from 1st Jul, 2019 to 31st Dec, 2019 BOQ Quantity :- No of Days from 1st Jul, 2019 to 31st Dec, 2019 = 184 days Total No. of Days including holidays = 191 Days Nos. of Head considered per month = 4 Nos. (Variable) Total BOQ Qty. = 4 x 191 = 764 | Duties | 764 | 604 | Approved
The Soul, Rajarhat | MARKETING | Security Expenditure |  | WO/HR01/MKT01/99 | NIS MANAGEMENT LIMITED | Security Guard at Marketing Office | Providing Security Guard at Site from 1st Jul, 2019 to 31st Dec, 2019 BOQ Quantity :- No of Days from 1st Jul, 2019 to 31st Dec, 2019 = 184 days Total No. of Days including holidays = 191 Days Nos. of Head considered per month = 4 Nos. (Variable) Total BOQ Qty. = 1 x 191 = 191 | Duties | 191 | 604 | Approved
The Soul, Rajarhat | MARKETING | Housekeeping |  | WO/HR01/MKT01/100 | Secura Infra Services Pvt. Ltd. | Housekeeping (10 hrs.) | Rate of Wages for Housekeeping (10 hrs.) from 1st Jul 2019 to 31st Dec 2019 BOQ Quantity :- Total Days = 184 days Total Saturday & Sunday including Holidays = 52+3 = 55 Days Total Rest of days excluding Sat & Sun including holidays = 132+4 = 136 Days No. of Manpower is 3 Nos. in Sat & Sun and 2 No. Manpower from Mon to Fri Total Duties = (55x3)+(136*2) = 437 Duties | Duties | 764 | 512 | Approved
The Soul, Rajarhat | PRE-CONSTRUCTION PHASE | Mechanical Equipment |  | WO/HR01/PCE01/24 | M N. Enterprise | Hiring For Hydra Crane | Hire charges for 14 Ton Hydra Crane including diesel and operator for sorting of S-form materials for Tower-1,2,3 & 4 as per direction of Engineer-in-Charge. | Days | 11 | 4400 | Approved
The Soul, Rajarhat | PRE-CONSTRUCTION PHASE | Mechanical Equipment |  | WO/HR01/PCE01/30 | M. S. ENTERPRISE. | Hiring For Hydra Crane | Hire charges for 14 Ton Hydra Crane including diesel and operator for sorting of S-form materials for Tower-1,2,3 & 4 as per direction of Engineer-in-Charge. | Days | 5 | 4400 | Approved
The Soul, Rajarhat | MARKETING | Sales Promotional Activity |  |  |  | Realty Expo at Southcity | Realty Expo at Southcity | Lump Sum |  |  | Approved
The Soul, Rajarhat | MARKETING | Sales Promotional Activity | Exhibition Event etc Expenses | WO/HR01/MKT01/101 | ABP Pvt Ltd | Realty Expo at Southcity | Realty Expo at Southcity | Lump Sum | 1 | 75000 | Amended & Approved
SOUTHWINDS PROJECT LLP (PHASE - III & IV) | COMMON INFRASTRUCTURE - PHASE III & IV | Consultancy Charges |  | WO/SP34/CI34/5 | Adroit Consultant | Structural Consultancy for Phase-III | Charges for Structural Consultancy for Phase-III & IV (Block 11 to 16 and MLCP), details scope of work is attached in Terms & Condition. | Sq.Ft. | 923750 | 4.75 | Approved
The Soul, Rajarhat | OVERHEADS | Office Peon |  |  |  | Office Boy at Night Shift | Providing Office Boy at Night Shift @8 hr duty basis from 1st Aug, 2019 to 31st Dec 2019. Appx. 10 Nos. night shifts considered per month 9May increase or decrease) Total night shift for 1 no. office boy = 10x5 = 50 Nos. | Duties |  |  | Approved
The Soul, Rajarhat | OVERHEADS | Housekeeping |  | WO/HR01/OHES/21 | Integrated Intelligent Security Service | Office Boy at Night Shift | Providing Office Boy at Night Shift @8 hr duty basis from 1st Aug, 2019 to 31st Dec 2019. Appx. 10 Nos. night shifts considered per month 9May increase or decrease) Total night shift for 1 no. office boy = 10x5 = 50 Nos. | Duties | 41 | 365 | Approved
The Soul, Rajarhat | OVERHEADS | Housekeeping |  | WO/HR01/OHES/22 | Integrated Security Service | Providing Office Boy at Site @12 hr/day | Providing Office Boy at Site @12 hr/day duty basis. BOQ Qty. Aug 01, 2019 to 31st Dec, 2019 = 153 Days Total Holiday = 7 Nos. Total Day of Duty = 153+7= 160 Days | Duties | 143 | 568 | Approved
The Soul, Rajarhat | MARKETING | Sales Promotional Activity | Exhibition Event etc Expenses | WO/HR01/MKT01/103 | Crews Club | Leaflets distribution | Leaflets distribution for the month of August | Head | 16 | 550 | Approved
The Soul, Rajarhat | MARKETING | Annual Maintenance Contract |  | WO/HR01/MKT01/102 | MITSUBISHI ELECTRIC INDIA PRIVATE LIMITED | Mitsubishi Electric VRF System PUCY-P450YKA | AMC for Mitsubishi Electric VRF System product description (ODU/ IDU) PUCY-P450YKA | HP | 18 | 3500 | Approved
The Soul, Rajarhat | MARKETING | Annual Maintenance Contract |  | WO/HR01/MKT01/123 | MITSUBISHI ELECTRIC INDIA PRIVATE LIMITED | Mitsubishi Electric VRF System PUCY-P450YKA | AMC for Mitsubishi Electric VRF System product description (ODU/ IDU) PUCY-P450YKA | HP | 18 | 3500 | Approved
The Soul, Rajarhat | MARKETING | Annual Maintenance Contract |  | WO/HR01/MKT01/102 | MITSUBISHI ELECTRIC INDIA PRIVATE LIMITED | Mitsubishi Electric VRF PUCY-P400YKA | AMC for Mitsubishi Electric VRF System product description (ODU/ IDU) PUCY-P400YKA | HP | 16 | 3500 | Approved
The Soul, Rajarhat | MARKETING | Annual Maintenance Contract |  | WO/HR01/MKT01/123 | MITSUBISHI ELECTRIC INDIA PRIVATE LIMITED | Mitsubishi Electric VRF PUCY-P400YKA | AMC for Mitsubishi Electric VRF System product description (ODU/ IDU) PUCY-P400YKA | HP | 16 | 3500 | Approved
The Soul, Rajarhat | MARKETING | Marketing Office | Interior Works | WO/HR01/MKT01/104 | ENKON Private Limited | LED Screen panel 3 nos. power supply. | Charges for marketing office LED Screen panel power supply. | Nos | 3 | 7000 | Approved
The Soul, Rajarhat | OVERHEADS | Corporate Social Responsibility |  | WO/HR01/OHES/23 | Dipankar Sarkar | Providing and fixing of Gate | Providing and fixing of Gate made by MS Flat 20 X 3 mm and 1.6 mm thick MS Sheet including all fittings & fixtures, one coat red oxide primer, loading-unloading, transportation as per the drawing and direction of Engineer-in-Charge. | Kg | 630 | 91 | Approved
The Soul, Rajarhat | IT Expenses | Internet Leased Line |  | WO/HR01/ITES001/12 | Wavetree Network Pvt. Ltd. | 10 Mbps ILL | 10 Mbps ILL | Nos. | 3 | 13333.33 | Approved
SOUTHWINDS PROJECT LLP (PHASE - III & IV) | COMMON INFRASTRUCTURE - PHASE III & IV | Civil | Main Gate and Security Room | WO/SP34/CI34/6 | M.A Construction | Earth work in excavation | Charges for Earth Work in Excavation (by mechanical means/manually) in all types of soil including moorum, laterite for foundations and stacking the soils within a lead of 100m as directed. The item includes necessary trimming & removal of vegetation, preparing access to location of work, trimming of the sides of trenches, leveling, dressing and ramming the bottom, bailing/pumping out water with mechanical means and slush cleaning as required complete. (Measurement shall be made on extra over 10% of theoretical PCC dimension as per drawing. Rate is inclusive of any additional excavation required for working space). Rate is inclusive of labour, material, POL, tools & tackles all complete. Earthwork in Excavation - depth of excavation as per drawing including bailing out of water. | Cum. | 69.719 | 194 | Approved
SOUTHWINDS PROJECT LLP (PHASE - III & IV) | COMMON INFRASTRUCTURE - PHASE III & IV | Civil | Main Gate and Security Room | WO/SP34/CI34/6 | M.A Construction | Earth work in filling | Earth work in filling with earth obtained from excavation in layers not exceeding 250 mm including watering, ramming etc.complete in all respect as per direction of EIC ( payment to be made on the basis of the finished quantity of work) | Cum. | 55.382 | 116 | Approved
SOUTHWINDS PROJECT LLP (PHASE - III & IV) | COMMON INFRASTRUCTURE - PHASE III & IV | Civil | Main Gate and Security Room | WO/SP34/CI34/6 | M.A Construction | silver sand filling | All charges for doing silver sand filling at foundation plinth level in layer not exceeding 150mm in depth including watering, ramming, compacting, consolidating in deposited layer to achieve 95% Proctor Density and transportation of soil, all labour, materials, machinery, tools & tackles etc. for all lead & lift to the entire satisfaction of Engineer-in-Charge. | Cum. | 0 |  | Approved
SOUTHWINDS PROJECT LLP (PHASE - III & IV) | COMMON INFRASTRUCTURE - PHASE III & IV | Civil | Main Gate and Security Room | WO/SP34/CI34/6 | M.A Construction | Single layer brick flat soling | Single layer brick flat soling work using Soling bricks including preparation of bed as necessary with joints properly filled in and packed with powdered earth or silver sand complete as per drawing, specification and direction of EIC. | Sq.Mtr. | 8.125 | 420 | Approved
SOUTHWINDS PROJECT LLP (PHASE - III & IV) | COMMON INFRASTRUCTURE - PHASE III & IV | Civil | Main Gate and Security Room | WO/SP34/CI34/6 | M.A Construction | PCC | Providing and laying 1:3:6/ 1:4:8 Plain Cement Concrete with 25 mm and down sized , screened and washed well graded stone chips excluding shuttering, consolidation complete in all respect as per drawing, specification and direction of EIC. (Cement would be supplied by the Employer, but subjected to reconciliation.) | Cum. | 3.47 | 5664 | Approved
SOUTHWINDS PROJECT LLP (PHASE - III & IV) | COMMON INFRASTRUCTURE - PHASE III & IV | Civil | Main Gate and Security Room | WO/SP34/CI34/6 | M.A Construction | R.C.C (any grade) | Charges for providing & laying of R.C.C (any grade) by site mix concrete 25 mm and down sized , screened and washed well graded stone chips excluding shuttering, consolidation complete in all respect as per drawing, specification and direction of EIC. Cement would be supplied by client, but subjected to reconciliation. | Cum. | 40.264 | 5344 | Approved
SOUTHWINDS PROJECT LLP (PHASE - III & IV) | COMMON INFRASTRUCTURE - PHASE III & IV | Civil | Main Gate and Security Room | WO/SP34/CI34/6 | M.A Construction | shuttering with centering and necessary staging | Hire and Labour charges for shuttering with centering and necessary staging up to necessary height using approved stout props , 12 mm thick quality ply board shuttering , with required bracing for curved or straight fitting, fixing and striking out after completion of works (including bailing out of water) at Substructure and super structure, complete as per drawing , specification and direction of EIC | Sq.Mtr. | 281.859 | 426 | Approved
SOUTHWINDS PROJECT LLP (PHASE - III & IV) | COMMON INFRASTRUCTURE - PHASE III & IV | Civil | Main Gate and Security Room | WO/SP34/CI34/6 | M.A Construction | Fixing Reinforcement | Labour charges for fixing Reinforcement for reinforced cement concrete work in all sorts of structures including distribution bars, stirrups, binding wire etc., initial straighteneing and removal of loose rust (if necessary) , cutting to requisite length, hooking nad bending to correct shape, placing in proper position and binding with 16 gauge black aneealed wire / welding as per relevant IS code in every intersection complete as per drawing, specification or as directed by EIC, for works in foundation, basement slab, wall, pile cap, tie beam, column , deck slab, beam, floor beam, lintel chajja, fins, facia etc. , including bailing out of water during construction of foundation etc. all complete. | MT | 5.925 | 6300 | Approved
SOUTHWINDS PROJECT LLP (PHASE - III & IV) | COMMON INFRASTRUCTURE - PHASE III & IV | Civil | Main Gate and Security Room | WO/SP34/CI34/6 | M.A Construction | 350 mm thick Brick Work | 350 mm thick Brick Work using Fly ash Bricks in Cement Sand mortar (1:4) in foundation and plinth including bailing out water, curing etc. complete with all labour , materials, tools and tackles and as per drawing, specification and direction of EIC. (Cement would be supplied by Employer free of cost, but subjected to reconciliation.) | Cum. | 4.763 | 6895.65 | Approved
SOUTHWINDS PROJECT LLP (PHASE - III & IV) | COMMON INFRASTRUCTURE - PHASE III & IV | Civil | Main Gate and Security Room | WO/SP34/CI34/6 | M.A Construction | 250 mm thick Brick Work | 250 mm thick Brick Work using Fly ash Bricks in Cement Sand mortar (1:4) in foundation and plinth including bailing out water, curing etc. complete with all labour , materials, tools and tackles and as per drawing, specification and direction of EIC. (Cement would be supplied by Employer free of cost, but subjected to reconciliation.) | Cum. | 8.728 | 6895.65 | Approved
SOUTHWINDS PROJECT LLP (PHASE - III & IV) | COMMON INFRASTRUCTURE - PHASE III & IV | Civil | Main Gate and Security Room | WO/SP34/CI34/6 | M.A Construction | 125 mm thick Brick Work | 125 mm thick Brick Work using Fly ash Bricks in Cement Sand mortar (1:6) in foundation and plinth including bailing out water, curing etc. complete with all labour , materials, tools and tackles and as per drawing, specification and direction of EIC. (Cement would be supplied by Employer free of cost, but subjected to reconciliation.) | Sq.Mtr. | 42.84 | 853 | Approved
SOUTHWINDS PROJECT LLP (PHASE - III & IV) | COMMON INFRASTRUCTURE - PHASE III & IV | Civil | Main Gate and Security Room | WO/SP34/CI34/6 | M.A Construction | 75 mm thick Brick Work | 75 mm thick Brick Work using Fly ash Bricks in Cement Sand mortar (1:6) in foundation and plinth including bailing out water, curing etc. complete with all labour , materials, tools and tackles and as per drawing, specification and direction of EIC. (Cement would be supplied by Employer free of cost, but subjected to reconciliation.) | Sq.Mtr. | 0.84 | 512 | Approved
SOUTHWINDS PROJECT LLP (PHASE - III & IV) | COMMON INFRASTRUCTURE - PHASE III & IV | Civil | Main Gate and Security Room | WO/SP34/CI34/6 | M.A Construction | plaster ( to ceiling) | Providing and applying plaster ( to ceiling) with sand and cement mortar including round off or chamfering of concrete surface , curing etc., complete as per direction of EIC - 6 mm thick sand cement mortar ( 4 parts sand : 1 part cement), at any floor and level . (Cement would be supplied by the employer free of cost, but subjected to reconciliation) | Sq.Mtr. | 8.125 | 149 | Approved
SOUTHWINDS PROJECT LLP (PHASE - III & IV) | COMMON INFRASTRUCTURE - PHASE III & IV | Civil | Main Gate and Security Room | WO/SP34/CI34/6 | M.A Construction | plaster ( to internal walls) | Providing and applying plaster ( to internal walls) with sand and cement mortar including round off or chamfering of concrete surface , curing etc, complete as per direction of EIC - 12 mm thick sand cement mortar ( 6 parts sand : 1 part cement), at any floor and level . (Cement would be supplied by the employer free of cost, but subjected to reconciliation) | Sq.Mtr. | 44.634 | 164 | Approved
SOUTHWINDS PROJECT LLP (PHASE - III & IV) | COMMON INFRASTRUCTURE - PHASE III & IV | Civil | Main Gate and Security Room | WO/SP34/CI34/6 | M.A Construction | Applying plaster to External Walls | Providing and applying plaster ( to External Walls)of 20 mm thick , with sand and cement mortar ( 6:1) including rounding off or chamfering of corners as directed and raking out joints or roughening of concrete surface, including threading nosing and drip course where necessary including MS pipe scaffolding, curing etc. all complete. , at any floor and level . (Cement would be supplied by the employer free of cost, but subjected to reconciliation) | Sq.Mtr. | 211.198 | 317 | Approved
SOUTHWINDS PROJECT LLP (PHASE - III & IV) | COMMON INFRASTRUCTURE - PHASE III & IV | Civil | Main Gate and Security Room | WO/SP34/CI34/6 | M.A Construction | Insert Plate (100 X 100 X 10 mm) | Fixing of Insert Plate (100 X 100 X 10 mm) at Balcony Projection for fixing of Outdoor Door Unit of A.C as per direction of Engineer-in-Charge | Kg | 28 | 135 | Approved
SOUTHWINDS PROJECT LLP (PHASE - III & IV) | COMMON INFRASTRUCTURE - PHASE III & IV | Boundary Wall |  | WO/SP34/CI34/7 | M.A Construction | Earth Work in Excavation | Charges for Earth Work in Excavation (by mechanical means/manually) in all types of soil including moorum, laterite for foundations and stacking the soils within a lead of 100m as directed. The item includes necessary trimming & removal of vegetation, preparing access to location of work, trimming of the sides of trenches, leveling, dressing and ramming the bottom, bailing/pumping out water with mechanical means and slush cleaning as required complete. (Measurement shall be made on extra over 10% of theoretical PCC dimension as per drawing. Rate is inclusive of any additional excavation required for working space). Rate is inclusive of labour, material, POL, tools & tackles all complete. Earthwork in Excavation - depth of excavation as per drawing including bailing out of water. | Cum. | 178 | 194 | Approved
SOUTHWINDS PROJECT LLP (PHASE - III & IV) | COMMON INFRASTRUCTURE - PHASE III & IV | Boundary Wall |  | WO/SP34/CI34/7 | M.A Construction | Single layer brick flat soling | Single layer brick flat soling work using Soling bricks including preparation of bed as necessary with joints properly filled in and packed with powdered earth or silver sand complete as per drawing, specification and direction of EIC. | Sq.Mtr. | 45.5 | 420 | Approved
SOUTHWINDS PROJECT LLP (PHASE - III & IV) | COMMON INFRASTRUCTURE - PHASE III & IV | Boundary Wall |  | WO/SP34/CI34/7 | M.A Construction | 1:3:6/ 1:4:8 Plain Cement Concrete | Providing and laying 1:3:6/ 1:4:8 Plain Cement Concrete with 25 mm and down sized , screened and washed well graded stone chips excluding shuttering, consolidation complete in all respect as per drawing, specification and direction of EIC. (Cement would be supplied by the Employer, but subjected to reconciliation.) | Cum. | 0.85 | 5664 | Approved
SOUTHWINDS PROJECT LLP (PHASE - III & IV) | COMMON INFRASTRUCTURE - PHASE III & IV | Boundary Wall |  | WO/SP34/CI34/7 | M.A Construction | Shuttering with centering | Hire and Labour charges for shuttering with centering and necessary staging up to necessary height using approved stout props , 12 mm thick quality ply board shuttering , with required bracing for curved or straight fitting, fixing and striking out after completion of works (including bailing out of water) at Substructure and super structure, complete as per drawing , specification and direction of EIC | Sq.Mtr. | 222 | 426 | Approved
SOUTHWINDS PROJECT LLP (PHASE - III & IV) | COMMON INFRASTRUCTURE - PHASE III & IV | Boundary Wall |  | WO/SP34/CI34/7 | M.A Construction | Fixing Reinforcement | Labour charges for fixing Reinforcement for reinforced cement concrete work in all sorts of structures including distribution bars, stirrups, binding wire etc., initial straighteneing and removal of loose rust (if necessary) , cutting to requisite length, hooking nad bending to correct shape, placing in proper position and binding with 16 gauge black aneealed wire / welding as per relevant IS code in every intersection complete as per drawing, specification or as directed by EIC, for works in foundation, basement slab, wall, pile cap, tie beam, column , deck slab, beam, floor beam, lintel chajja, fins, facia etc. , including bailing out of water during construction of foundation etc. all complete. | MT | 1.78 | 6300 | Approved
SOUTHWINDS PROJECT LLP (PHASE - III & IV) | COMMON INFRASTRUCTURE - PHASE III & IV | Boundary Wall |  | WO/SP34/CI34/7 | M.A Construction | R.C.C (M 25) | Charges for providing & laying of R.C.C (M 25) by site mix concrete 25 mm and down sized , screened and washed well graded stone chips excluding shuttering, consolidation complete in all respect as per drawing, specification and direction of EIC. Cement would be supplied by client, but subjected to reconciliation. | Cum. | 25 | 5344 | Approved
SOUTHWINDS PROJECT LLP (PHASE - III & IV) | COMMON INFRASTRUCTURE - PHASE III & IV | Boundary Wall |  | WO/SP34/CI34/7 | M.A Construction | 250 mm thick Brick Work | 250 mm thick Brick Work using Fly ash Bricks in Cement Sand mortar (1:4) in foundation and plinth including bailing out water, curing etc. complete with all labour , materials, tools and tackles and as per drawing, specification and direction of EIC. (Cement would be supplied by Employer free of cost, but subjected to reconciliation.) | Cum. | 17.5 | 6895.65 | Approved
SOUTHWINDS PROJECT LLP (PHASE - III & IV) | COMMON INFRASTRUCTURE - PHASE III & IV | Boundary Wall |  | WO/SP34/CI34/7 | M.A Construction | 125 mm thick Brick Work | 125 mm thick Brick Work using Fly ash Bricks in Cement Sand mortar (1:6) in foundation and plinth including bailing out water, curing etc. complete with all labour , materials, tools and tackles and as per drawing, specification and direction of EIC. (Cement would be supplied by Employer free of cost, but subjected to reconciliation.) | Sq.Mtr. | 230 | 853 | Approved
SOUTHWINDS PROJECT LLP (PHASE - III & IV) | COMMON INFRASTRUCTURE - PHASE III & IV | Boundary Wall |  | WO/SP34/CI34/7 | M.A Construction | plaster | Providing and applying plaster with sand and cement mortar including round off or chamfering of concrete surface , curing etc, complete as per direction of EIC - 12 mm thick sand cement mortar ( 6 parts sand : 1 part cement), at any floor and level . (Cement would be supplied by the employer free of cost, but subjected to reconciliation) | Sq.Mtr. | 524 | 164 | Approved
SOUTHWINDS PROJECT LLP (PHASE - III & IV) | COMMON INFRASTRUCTURE - PHASE III & IV | Civil | Main Gate and Security Room |  |  | Dismantling of brick work | All charges for doing dismantling of brick work of all thickness & of all mortar ratio along with its plaster & other finishes to incorporate changes & revisions of drawings/design or as per drawing and direction of Engineer-in-Charge including barricading the area, providing caution board, separating useable material, non useable material & debris, all labour, materials, plant & machinery, tools & tackles etc. for all lead & lift, for all level including maintaining dump yard for all dismantled material within the specified lines and levels as per drawing and direction of Engineer-in-Charge and subsequently if being directed by Engineer-in-Charge, disposing full or part of the dismantled material & its debris at designated dump yard outside of the site premises as specified by statutory authorities under contractor’s own arrangement including all statutory sanction and royalties if any shall be paid by the contractor. If the dismantled material is not being advised by Engineer-in-Charge to dispose it off, it shall be the property of the Owner. | Cum. |  |  | Approved
SOUTHWINDS PROJECT LLP (PHASE - III & IV) | COMMON INFRASTRUCTURE - PHASE III & IV | Boundary Wall |  | WO/SP34/CI34/7 | M.A Construction | Dismantling Reinforced cement concrete | All charges for doing dismantling of reinforced cement concrete of all thickness and grade to incorporate changes & revisions of drawings/design or as per drawing and direction of Engineer-in-Charge including barricading the area, providing caution board, cutting of reinforcement steel of the concrete, separating reinforcement steel & debris, all labour, materials, plant & machinery, tools & tackles etc. for all lead & lift, for all level including maintaining dump yard for debris & stacking reinforcement dia wise within the specified lines and levels to the entire satisfaction of Engineer-in-Charge and subsequently if being directed by Engineer-in-Charge, disposing debris at designated dump yard outside of the site premises as specified by statutory authorities under contractor’s own arrangement including all statutory sanction and royalties if any shall be paid by the contractor. If the dismantled material is not being advised by Engineer-in-Charge to dispose it off, it shall be the property of the Owner however reinforcement steel of dismantled concrete shall be always the property of the Owner. | Cum. | 1.5 | 4000 | Approved
SOUTHWINDS PROJECT LLP (PHASE - III & IV) | COMMON INFRASTRUCTURE - PHASE III & IV | Boundary Wall |  | WO/SP34/CI34/7 | M.A Construction | Earth work in filling | Earth work in filling with earth obtained from excavation in layers not exceeding 250 mm including watering, ramming etc.complete in all respect as per direction of EIC ( payment to be made on the basis of the finished quantity of work) | Cum. | 136 | 116 | Approved
SOUTHWINDS PROJECT LLP (PHASE - III & IV) | COMMON INFRASTRUCTURE - PHASE III & IV | Boundary Wall |  | WO/SP34/CI34/7 | M.A Construction | dismantling of brick work | All charges for doing dismantling of brick work of all thickness & of all mortar ratio along with its plaster & other finishes to incorporate changes & revisions of drawings/design or as per drawing and direction of Engineer-in-Charge including barricading the area, providing caution board, separating useable material, non useable material & debris, all labour, materials, plant & machinery, tools & tackles etc. for all lead & lift, for all level including maintaining dump yard for all dismantled material within the specified lines and levels as per drawing and direction of Engineer-in-Charge and subsequently if being directed by Engineer-in-Charge, disposing full or part of the dismantled material & its debris at designated dump yard outside of the site premises as specified by statutory authorities under contractor’s own arrangement including all statutory sanction and royalties if any shall be paid by the contractor. If the dismantled material is not being advised by Engineer-in-Charge to dispose it off, it shall be the property of the Owner. | Cum. | 21.5 | 2500 | Approved
SOUTHWINDS PROJECT LLP (PHASE - III & IV) | COMMON INFRASTRUCTURE - PHASE III & IV | Boundary Wall |  | WO/SP34/CI34/7 | M.A Construction | Additional lead charges for loading unloading | Additional lead charges for loading unloading of material as per direction of EIC | Lump Sum | 1 | 77614 | Approved
The Soul, Rajarhat | BASEMENT WITH PODIUM | Civil | Basement with Podium | WO/HR01/BP01/9 | Madhuban Contracts LLP | Power Trowelling work | Labour charges for Power Trowelling work at time of concreting of deck slab area for the smoothness of the surface & maintaining the desired level including all plant & machineries, loading-unloading all complete as per drawing and direction of Engineer-in-Charge. | Sq.Mtr. | 10316 | 75 | Amended & Approved
The Soul, Rajarhat | BLOCK | Electrical | Internal Electrical | WO/HR01/BOK01/8 | DIAMOND PROJECTS | Internal Electrical_Ground Floor | Supply & Labour charges/sq.ft. on plate area of total internal electrical work including supply of MMS PVC Conduit, CI/18 SWG MS fan box, MS circular box for slab casting including supply of Sand, MS JB of approved make, MMS PVC rigid conduit of approved make for electrical riser & meter room work, Supply & Installation of lift shaft electrical work, meter room & individual flat earthing, receiving and fixing of modular box, wire pulling, fixing of switch & socket, distribution boxes & MCB, main line wiring from individual DB to meter room, change over fixing and wiring from changeover to DG panel including dressing as required, TV & Telephone conduit & cable laying upto Ground Floor, Lift & Meter room earthing including supply of materials like GI Pipe electrode & GI strip of standard size & approved make, common area lift-lobby, staircase, car parking area conduiting & wiring including fixing of fixture as per drawing complete in all respect & as per annexure attach with the WO. (Area : Ground Floor only), Plate area details - 4,703.01 sq. ft. for T - 2 & 5,196.21 sq. ft. for T - 1 including Lift well & Shaft but excluding Ventilation Shaft & Cut out | Sq.Ft. | 9900 | 27 | Approved
The Soul, Rajarhat | BLOCK | Electrical | Internal Electrical | WO/HR01/BOK01/6 | A B S Enterprise | Internal Electrical_Ground Floor | Supply & Labour charges/sq.ft. on plate area of total internal electrical work including supply of MMS PVC Conduit, CI/18 SWG MS fan box, MS circular box for slab casting including supply of Sand, MS JB of approved make, MMS PVC rigid conduit of approved make for electrical riser & meter room work, Supply & Installation of lift shaft electrical work, meter room & individual flat earthing, receiving and fixing of modular box, wire pulling, fixing of switch & socket, distribution boxes & MCB, main line wiring from individual DB to meter room, change over fixing and wiring from changeover to DG panel including dressing as required, TV & Telephone conduit & cable laying upto Ground Floor, Lift & Meter room earthing including supply of materials like GI Pipe electrode & GI strip of standard size & approved make, common area lift-lobby, staircase, carparking area conduiting & wiring including fixing of fixture as per drawing complete in all respect & as per annexure attach with the WO. (Area : Ground Floor only), Plate area details - 7,226.13 sq. ft. for T - 4 & 4,770.93 sq. ft. for T - 3 including Lift well & Shaft but excluding Ventilation Shaft & Cut out. | Sq.Ft. | 11998 | 27 | Approved
SOUTHWINDS PROJECT LLP (PHASE - III & IV) | COMMON INFRASTRUCTURE - PHASE III & IV | Consultancy Charges | FIRE SAFETY CONSULTANT | WO/SP34/CI34/8 | Sekhar Dey | Consultancy Services for Implementation of Fire Detection and Fire Fighting system | Consultancy Services for Implementation of Fire Detection and Fire Fighting system at SOUTHWINDS - Phase-III & IV Phase-III of Block-11,12,13A,13B, MLCP & For - Phase- IV of Block- 14 & 15, scope of work attached in annexure - 1 Total Area of Phase - 02 & 04 - 9,23,000 SQ.FT | Lump Sum | 1 | 800000 | Approved
The Soul, Rajarhat | OVERHEADS | Corporate Social Responsibility |  | WO/HR01/OHES/18 | Mondal Nurseries & Exterior | Pterospermum acerifolium | Supply at required location as per approved drawing, specification and direction of Engineer in charge. For, Pterospermum acerifolium; Height (Min) : 12 Feet; Spacing : as per drawing, Girth (Min): As per approved drawing; including the charges of carriage, Manure/Cocopeat etc. | Nos | 4 | 2000 | Approved
SOUTHWINDS PROJECT LLP (PHASE - III & IV) | PRE-CONSTRUCTION PHASE - III & IV | Test Pile |  | WO/SP34/PC34/1 | M.A Construction | Test Pile at Phase-III & IV | Charges for Boring, Providing and installing 500 mm dia bored cast in situ reinforced cement concrete pile of length 20m below G.L using M-35 Grade cement concrete with cement contents of 450 kgs/cum in all conditions to carry safe working load not less than specified, excluding the cost of cement, admixture and steel reinforcement but including the cost of sand , aggregates ( As Per Design Mix to be submitted by you and approved by Structural Engineer/Southwinds Project LLP) boring with casing and / or Bentonite solution all complete as per I.S.2911(part 1 / scetion 2), including Providing, Laying, Placing and Fixing in position TMT steel bar reinforcement for RCC in situ or precast work, cost of supplying, cutting, bending and binding with 18 gauge MS annealed binding wire, cement mortar spacer blocks etc. complete including carrying out Empty Boring as per drawings, specifications and as directed by the Engineer-in-Charge. | Nos. | 4 | 65000 | Approved
The Soul, Rajarhat | BLOCK | Plumbing/Sanitory | Internal Plumbing | WO/HR01/BOK01/12 | R.M.CO.& PLAMBER | Internal Sanitary Plumbing Works Toilets | Internal Sanitary Plumbing Works in Toilets (Except Ground Floor) which includes works of Washing Machine point and its drainage outlet and also Balcony drainage. The scope includes the following works for the above, Groove Cutting, mending good the damages, CPVC Pipe concealed inside of the Toilet with Hot & Cold Line including their necessary fittings as Elbows, Tees, Sockets, Valves etc. plus Rising water line to Overhead reservoir from Ground level of Block plus Ring line in roof plus Soil and Waste and Rain Water Line up to Gully Pit / Inspection Chamber, Brick Hole Cutting, RCC Hole Cutting & Repairing by Cement, Sand, Stone Chips and Pipe laying and Jointing, Clamping with their necessary fittings as Tees, Elbows, Bend, P/S Trap, Socket etc. with Solvent Cement etc. & Basin Waste Line UPVC Pipe Laying and fixing & Testing with fully complete plus Bath Room Sanitary CP Fittings as Wall Hanging Commode with concealed cistern / flush valve, Basin, Angular Stop Cock, Bib Cock, Bottle Trap, single lever diverter, Wall Flange, Health Faucet, Shower Rose with Arm, drainage line of A.C and all UPVC pipe line for flushing purpose etc. full complete in all respect including hydraulic / smoke test for the above as per drawing, direction of Consultant & Engineer-in-charge. [Necessary Dia. of Pipes, Pipe fittings, Cement, CP Fitting Materials will be supplied by PS Primarc Projects LLP and Other Loose Materials as Screws, Nail, Fastener with bolt, MS Hooks, Solvent Cement, Jute, White Zinc, Teflon Tape, White Cement, MS Angle / Bracket, MS Saddle Clamp, Sand, Stone Chips will be supplied by Contractor] Testing kit, Tools & tackles will be in contractors scope. | Nos | 368 | 7250 | Approved
The Soul, Rajarhat | BLOCK | Plumbing/Sanitory | Internal Plumbing | WO/HR01/BOK01/13 | Mallick Enterprise | Internal Sanitary Plumbing Works Toilets | Internal Sanitary Plumbing Works in Toilets (Except Ground Floor) which includes works of Washing Machine point and its drainage outlet and also Balcony drainage. The scope includes the following works for the above, Groove Cutting, mending good the damages, CPVC Pipe concealed inside of the Toilet with Hot & Cold Line including their necessary fittings as Elbows, Tees, Sockets, Valves etc. plus Rising water line to Overhead reservoir from Ground level of Block plus Ring line in roof plus Soil and Waste and Rain Water Line up to Gully Pit / Inspection Chamber, Brick Hole Cutting, RCC Hole Cutting & Repairing by Cement, Sand, Stone Chips and Pipe laying and Jointing, Clamping with their necessary fittings as Tees, Elbows, Bend, P/S Trap, Socket etc. with Solvent Cement etc. & Basin Waste Line UPVC Pipe Laying and fixing & Testing with fully complete plus Bath Room Sanitary CP Fittings as Wall Hanging Commode with concealed cistern / flush valve, Basin, Angular Stop Cock, Bib Cock, Bottle Trap, single lever diverter, Wall Flange, Health Faucet, Shower Rose with Arm, drainage line of A.C and all UPVC pipe line for flushing purpose etc. full complete in all respect including hydraulic / smoke test for the above as per drawing, direction of Consultant & Engineer-in-charge. [Necessary Dia. of Pipes, Pipe fittings, Cement, CP Fitting Materials will be supplied by PS Primarc Projects LLP and Other Loose Materials as Screws, Nail, Fastener with bolt, MS Hooks, Solvent Cement, Jute, White Zinc, Teflon Tape, White Cement, MS Angle / Bracket, MS Saddle Clamp, Sand, Stone Chips will be supplied by Contractor] Testing kit, Tools & tackles will be in contractors scope. | Nos | 336 | 7250 | Approved
The Soul, Rajarhat | BLOCK | Plumbing/Sanitory | Internal Plumbing | WO/HR01/BOK01/44 | R.M.CO.& PLAMBER | Internal Sanitary Plumbing Works Toilets | Internal Sanitary Plumbing Works in Toilets (Except Ground Floor) which includes works of Washing Machine point and its drainage outlet and also Balcony drainage. The scope includes the following works for the above, Groove Cutting, mending good the damages, CPVC Pipe concealed inside of the Toilet with Hot & Cold Line including their necessary fittings as Elbows, Tees, Sockets, Valves etc. plus Rising water line to Overhead reservoir from Ground level of Block plus Ring line in roof plus Soil and Waste and Rain Water Line up to Gully Pit / Inspection Chamber, Brick Hole Cutting, RCC Hole Cutting & Repairing by Cement, Sand, Stone Chips and Pipe laying and Jointing, Clamping with their necessary fittings as Tees, Elbows, Bend, P/S Trap, Socket etc. with Solvent Cement etc. & Basin Waste Line UPVC Pipe Laying and fixing & Testing with fully complete plus Bath Room Sanitary CP Fittings as Wall Hanging Commode with concealed cistern / flush valve, Basin, Angular Stop Cock, Bib Cock, Bottle Trap, single lever diverter, Wall Flange, Health Faucet, Shower Rose with Arm, drainage line of A.C and all UPVC pipe line for flushing purpose etc. full complete in all respect including hydraulic / smoke test for the above as per drawing, direction of Consultant & Engineer-in-charge. [Necessary Dia. of Pipes, Pipe fittings, Cement, CP Fitting Materials will be supplied by PS Primarc Projects LLP and Other Loose Materials as Screws, Nail, Fastener with bolt, MS Hooks, Solvent Cement, Jute, White Zinc, Teflon Tape, White Cement, MS Angle / Bracket, MS Saddle Clamp, Sand, Stone Chips will be supplied by Contractor] Testing kit, Tools & tackles will be in contractors scope. | Nos | 368 | 7250 | Approved
The Soul, Rajarhat | BLOCK | Plumbing/Sanitory | Internal Plumbing | WO/HR01/BOK01/45 | Mallick Enterprise | Internal Sanitary Plumbing Works Toilets | Internal Sanitary Plumbing Works in Toilets (Except Ground Floor) which includes works of Washing Machine point and its drainage outlet and also Balcony drainage. The scope includes the following works for the above, Groove Cutting, mending good the damages, CPVC Pipe concealed inside of the Toilet with Hot & Cold Line including their necessary fittings as Elbows, Tees, Sockets, Valves etc. plus Rising water line to Overhead reservoir from Ground level of Block plus Ring line in roof plus Soil and Waste and Rain Water Line up to Gully Pit / Inspection Chamber, Brick Hole Cutting, RCC Hole Cutting & Repairing by Cement, Sand, Stone Chips and Pipe laying and Jointing, Clamping with their necessary fittings as Tees, Elbows, Bend, P/S Trap, Socket etc. with Solvent Cement etc. & Basin Waste Line UPVC Pipe Laying and fixing & Testing with fully complete plus Bath Room Sanitary CP Fittings as Wall Hanging Commode with concealed cistern / flush valve, Basin, Angular Stop Cock, Bib Cock, Bottle Trap, single lever diverter, Wall Flange, Health Faucet, Shower Rose with Arm, drainage line of A.C and all UPVC pipe line for flushing purpose etc. full complete in all respect including hydraulic / smoke test for the above as per drawing, direction of Consultant & Engineer-in-charge. [Necessary Dia. of Pipes, Pipe fittings, Cement, CP Fitting Materials will be supplied by PS Primarc Projects LLP and Other Loose Materials as Screws, Nail, Fastener with bolt, MS Hooks, Solvent Cement, Jute, White Zinc, Teflon Tape, White Cement, MS Angle / Bracket, MS Saddle Clamp, Sand, Stone Chips will be supplied by Contractor] Testing kit, Tools & tackles will be in contractors scope. | Nos | 336 | 7250 | Approved
The Soul, Rajarhat | BLOCK | Plumbing/Sanitory | Internal Plumbing | WO/HR01/BOK01/12 | R.M.CO.& PLAMBER | Plumbing work at Kitchen | Labour Charges for Kitchen - CPVC Pipe with their Necessary fittings as tees, Elbows, Socket etc. and UPVC pipe Laying and Jointing for Kitchen Waste Line and UPVC pipe laying for Sink Waste line along with their necessary fittings as Tees, Bend, Trap etc. plus Rising water line to Overhead reservoir from Ground level of Block with Waste and Rain Water Line up to Gully Pit / Inspection Chamber, Brick Hole Cutting, RCC Hole Cutting & Repairing by Cement, Sand, Stone Chips and CP Fittings as Sink, Sink Cock, Angular Stop Cock, Bottle Trap etc. with full complete in all respect along with hydraulic / smoke test for above as per drawing, direction of Consultant & Engineer-in-charge. [Necessary Dia. of Pipes, Pipe fittings, Cement, CP Fitting Materials will be supplied by PS Primarc Projects LLP and Other Loose Materials as Screws, Nail, Fastener with bolt, MS Hooks, Solvent Cement, Jute, White Zinc, Teflon Tape, White Cement, MS Angle / Bracket, MS Saddle Clamp, Sand, Stone Chips will be supplied by Contractor] Testing kit, Tools & tackles will be in contractors scope. | Nos | 160 | 3000 | Approved
The Soul, Rajarhat | BLOCK | Plumbing/Sanitory | Internal Plumbing | WO/HR01/BOK01/13 | Mallick Enterprise | Plumbing work at Kitchen | Labour Charges for Kitchen - CPVC Pipe with their Necessary fittings as tees, Elbows, Socket etc. and UPVC pipe Laying and Jointing for Kitchen Waste Line and UPVC pipe laying for Sink Waste line along with their necessary fittings as Tees, Bend, Trap etc. plus Rising water line to Overhead reservoir from Ground level of Block with Waste and Rain Water Line up to Gully Pit / Inspection Chamber, Brick Hole Cutting, RCC Hole Cutting & Repairing by Cement, Sand, Stone Chips and CP Fittings as Sink, Sink Cock, Angular Stop Cock, Bottle Trap etc. with full complete in all respect along with hydraulic / smoke test for above as per drawing, direction of Consultant & Engineer-in-charge. [Necessary Dia. of Pipes, Pipe fittings, Cement, CP Fitting Materials will be supplied by PS Primarc Projects LLP and Other Loose Materials as Screws, Nail, Fastener with bolt, MS Hooks, Solvent Cement, Jute, White Zinc, Teflon Tape, White Cement, MS Angle / Bracket, MS Saddle Clamp, Sand, Stone Chips will be supplied by Contractor] Testing kit, Tools & tackles will be in contractors scope. | Nos | 128 | 3000 | Approved
The Soul, Rajarhat | BLOCK | Plumbing/Sanitory | Internal Plumbing | WO/HR01/BOK01/44 | R.M.CO.& PLAMBER | Plumbing work at Kitchen | Labour Charges for Kitchen - CPVC Pipe with their Necessary fittings as tees, Elbows, Socket etc. and UPVC pipe Laying and Jointing for Kitchen Waste Line and UPVC pipe laying for Sink Waste line along with their necessary fittings as Tees, Bend, Trap etc. plus Rising water line to Overhead reservoir from Ground level of Block with Waste and Rain Water Line up to Gully Pit / Inspection Chamber, Brick Hole Cutting, RCC Hole Cutting & Repairing by Cement, Sand, Stone Chips and CP Fittings as Sink, Sink Cock, Angular Stop Cock, Bottle Trap etc. with full complete in all respect along with hydraulic / smoke test for above as per drawing, direction of Consultant & Engineer-in-charge. [Necessary Dia. of Pipes, Pipe fittings, Cement, CP Fitting Materials will be supplied by PS Primarc Projects LLP and Other Loose Materials as Screws, Nail, Fastener with bolt, MS Hooks, Solvent Cement, Jute, White Zinc, Teflon Tape, White Cement, MS Angle / Bracket, MS Saddle Clamp, Sand, Stone Chips will be supplied by Contractor] Testing kit, Tools & tackles will be in contractors scope. | Nos | 160 | 3000 | Approved
The Soul, Rajarhat | BLOCK | Plumbing/Sanitory | Internal Plumbing | WO/HR01/BOK01/45 | Mallick Enterprise | Plumbing work at Kitchen | Labour Charges for Kitchen - CPVC Pipe with their Necessary fittings as tees, Elbows, Socket etc. and UPVC pipe Laying and Jointing for Kitchen Waste Line and UPVC pipe laying for Sink Waste line along with their necessary fittings as Tees, Bend, Trap etc. plus Rising water line to Overhead reservoir from Ground level of Block with Waste and Rain Water Line up to Gully Pit / Inspection Chamber, Brick Hole Cutting, RCC Hole Cutting & Repairing by Cement, Sand, Stone Chips and CP Fittings as Sink, Sink Cock, Angular Stop Cock, Bottle Trap etc. with full complete in all respect along with hydraulic / smoke test for above as per drawing, direction of Consultant & Engineer-in-charge. [Necessary Dia. of Pipes, Pipe fittings, Cement, CP Fitting Materials will be supplied by PS Primarc Projects LLP and Other Loose Materials as Screws, Nail, Fastener with bolt, MS Hooks, Solvent Cement, Jute, White Zinc, Teflon Tape, White Cement, MS Angle / Bracket, MS Saddle Clamp, Sand, Stone Chips will be supplied by Contractor] Testing kit, Tools & tackles will be in contractors scope. | Nos | 128 | 3000 | Approved
The Soul, Rajarhat | BLOCK | Plumbing/Sanitory | Internal Plumbing | WO/HR01/BOK01/12 | R.M.CO.& PLAMBER | Internal Sanitary Plumbing Works in Ground floor Toilet | Internal Sanitary Plumbing Works in Ground floor Toilet The scope includes the following works for the above, Groove Cutting, mending good the damages, CPVC Pipe concealed inside of the Toilet including their necessary fittings as Elbows, Tees, Sockets, Valves etc. plus Rising water line to Overhead reservoir from Ground level of Block with Soil and Waste up to Gully Pit / Inspection Chamber, Brick Hole Cutting, RCC Hole Cutting & Repairing by Cement, Sand, Stone Chips and Pipe laying and Jointing, Clamping with their necessary fittings as Tees, Elbows, Bend, P/S Trap, Socket etc. with Solvent Cement etc. & Basin Waste Line UPVC Pipe Laying and fixing & Testing with fully complete plus Bath Room Sanitary CP Fittings as Floor Mounted / Wall Hanging Commode with cistern / flush valve, Basin, Angular Stop Cock, Bib Cock, Bottle Trap, Wall Flange, Health Faucet, drainage line of A.C and all UPVC pipe line for flushing purpose etc. full complete in all respect including hydraulic / smoke test for the above as per drawing, direction of Consultant & Engineer-in-charge. [Necessary Dia. of Pipes, Pipe fittings, Cement, CP Fitting Materials will be supplied by PS Primarc Projects LLP and Other Loose Materials as Screws, Nail, Fastener with bolt, MS Hooks, Solvent Cement, Jute, White Zinc, Teflon Tape, White Cement, MS Angle / Bracket, MS Saddle Clamp, Sand, Stone Chips will be supplied by Contractor] Testing kit, Tools & tackles will be in contractors scope. | Nos | 2 | 7250 | Approved
The Soul, Rajarhat | BLOCK | Plumbing/Sanitory | Internal Plumbing | WO/HR01/BOK01/44 | R.M.CO.& PLAMBER | Internal Sanitary Plumbing Works in Ground floor Toilet | Internal Sanitary Plumbing Works in Ground floor Toilet The scope includes the following works for the above, Groove Cutting, mending good the damages, CPVC Pipe concealed inside of the Toilet including their necessary fittings as Elbows, Tees, Sockets, Valves etc. plus Rising water line to Overhead reservoir from Ground level of Block with Soil and Waste up to Gully Pit / Inspection Chamber, Brick Hole Cutting, RCC Hole Cutting & Repairing by Cement, Sand, Stone Chips and Pipe laying and Jointing, Clamping with their necessary fittings as Tees, Elbows, Bend, P/S Trap, Socket etc. with Solvent Cement etc. & Basin Waste Line UPVC Pipe Laying and fixing & Testing with fully complete plus Bath Room Sanitary CP Fittings as Floor Mounted / Wall Hanging Commode with cistern / flush valve, Basin, Angular Stop Cock, Bib Cock, Bottle Trap, Wall Flange, Health Faucet, drainage line of A.C and all UPVC pipe line for flushing purpose etc. full complete in all respect including hydraulic / smoke test for the above as per drawing, direction of Consultant & Engineer-in-charge. [Necessary Dia. of Pipes, Pipe fittings, Cement, CP Fitting Materials will be supplied by PS Primarc Projects LLP and Other Loose Materials as Screws, Nail, Fastener with bolt, MS Hooks, Solvent Cement, Jute, White Zinc, Teflon Tape, White Cement, MS Angle / Bracket, MS Saddle Clamp, Sand, Stone Chips will be supplied by Contractor] Testing kit, Tools & tackles will be in contractors scope. | Nos | 2 | 7250 | Approved
The Soul, Rajarhat | MARKETING | Sales Promotional Activity | Flex Print & Mounting | WO/HR01/MKT01/105 | Iden Graphics Pvt. Ltd. | Flex print charges | Flex print charges | Pcs | 2 | 350 | Approved
SOUTHWINDS PROJECT LLP (PHASE - III & IV) | PRE-CONSTRUCTION PHASE - III & IV | Test Pile |  | WO/SP34/PC34/2 | Drillers & Engineers, Kolkata (Calcutta) | Initial Load Test-Test load-350 MT | Charges for Static Load Test on Cast-in-situ Piles (Design Load-140 MT Test Load-350 MT, Kentledge Load- 437.5 MT) including Mobilization & Demobilzation Charges and preparation of Pile Head taking necessary Readings and Submitting Two Copies of Reports etc. for Phase-3 & 4 as per direction of Engineer in charge. | Nos | 1 | 153125 | Approved
SOUTHWINDS PROJECT LLP (PHASE - III & IV) | PRE-CONSTRUCTION PHASE - III & IV | Test Pile |  | WO/SP34/PC34/2 | Drillers & Engineers, Kolkata (Calcutta) | Initial Load Test-Test load-325 MT | Charges for Static Load Test on Cast-in-situ Piles (Design Load-130 MT ,Test Load-325 MT, Kentledge Load- 406.25 MT) including Mobilization & Demobilzation Charges and preparation of Pile Head taking necessary Readings and Submitting Two Copies of Reports etc. for Phase-3 & 4 as per direction of Engineer in charge. | Nos | 1 | 142187.5 | Approved
SOUTHWINDS PROJECT LLP (PHASE - III & IV) | PRE-CONSTRUCTION PHASE - III & IV | Test Pile |  | WO/SP34/PC34/2 | Drillers & Engineers, Kolkata (Calcutta) | Initial Load Test-Test load-300 MT | Charges for Static Load Test on Cast-in-situ Piles (Design Load-120 MT ,Test Load-300 MT, Kentledge Load- 375 MT) including Mobilization & Demobilzation Charges and preparation of Pile Head taking necessary Readings and Submitting Two Copies of Reports etc. for Phase-3 & 4 as per direction of Engineer in charge. | Nos | 1 | 131250 | Approved
The Soul, Rajarhat | IT Expenses | AMC and Services |  | WO/HR01/ITES001/13 | Trisita Marketing Pvt. Ltd. | Service Charge | Service Charge | Lump Sum | 1 | 600 | Approved
The Soul, Rajarhat | MARKETING | Marketing Office | Landscape | WO/HR01/MKT01/106 | Mondal Nurseries & Exterior | CYNODON DACTYLON_carriage etc. complete | Supply of CYNODON DACTYLON(CALCUTTA DOOB GRASS-Carpet)at required area(19 sqm) as per drawing and direction of Engineer-in-charge. Shrub Spacing-0.15, Height-0.1 m. Including the charges of carriage etc. complete. | Sq.Mtr. | 72 | 194.75 | Approved
The Soul, Rajarhat | MARKETING | Sales Promotional Activity | Exhibition Event etc Expenses | WO/HR01/MKT01/107 | Credai Bengal | Listing for Credai Bengal fair | Listing for Credai Bengal fair | Lump Sum | 1 | 15000 | Approved
The Soul, Rajarhat | BLOCK | Grill / Steel Work |  | WO/HR01/BOK01/14 | PROTECH ENGINEERS | Bedroom Balcony Railing/ Living Dining Balcony railing/ Utility railing: | Bedroom Balcony Railing/ Living Dining Balcony railing/ Utility railing: Providing and fixing of balcony railing made with (8/9/10X25) MS Flat Top & Bottom Horizontal ,(8/9/10x25) MS Flat Vertical grouted in Balcony Sill, (6x25) MS Flat Vertical welded with (8/9/10X25) MS Flat including one coat of red oxide primer, transportation, lifting and fixing for all levels as per drawing and direction of EIC | Kg | 21407 | 84.5 | Approved
The Soul, Rajarhat | BLOCK | Grill / Steel Work |  | WO/HR01/BOK01/16 | ADA-METCON | Bedroom Balcony Railing/ Living Dining Balcony railing/ Utility railing: | Bedroom Balcony Railing/ Living Dining Balcony railing/ Utility railing: Providing and fixing of balcony railing made with (8/9/10X25) MS Flat Top & Bottom Horizontal ,(8/9/10x25) MS Flat Vertical grouted in Balcony Sill, (6x25) MS Flat Vertical welded with (8/9/10X25) MS Flat including one coat of red oxide primer, transportation, lifting and fixing for all levels as per drawing and direction of EIC | Kg | 18367 | 84.5 | Approved
The Soul, Rajarhat | BLOCK | Grill / Steel Work |  | WO/HR01/BOK01/14 | PROTECH ENGINEERS | Stair Railing | Stair Lobby Railing (ST-1-5) (Ground)/ Stair Waist Slab Railing (ST-1-5) (Ground)/ Lobby Railing (ST-1-5) (Ground): Providing and fixing of stair railing made with (25x6) MS Flat member Vertical (1st flight), (25x6) MS Flat member Vertical (2nd flight),(25x10) MS Flat member (Landing handrail), (25x10) MS Flat member (Waist Slab handrail), (25x10) MS Flat member (Waist Slab handrail),(25x10) MS Flat member (Waist Slab handrail), (25x10) MS Flat member (Waist Slab handrail),Insert Plate (75mm x 100mm x 6mm), (25x6) MS Flat member Vertical (Landing) Stair Lobby including one coat of red oxide primer, transportation,lifting and fixing for all levels as per drawing and direction of EIC Stair Lobby Railing (ST-1-5) (Typical)/ Stair Waist Slab Railing (ST-1-5) (Typical)/ Lobby Railing (ST-1-5) (Typical): Providing and fixing of stair railing made with (25x6) MS Flat member Vertical (1st flight), (25x6) MS Flat member Vertical (2nd flight), (25x10) MS Flat member (Waist Slab handrail), (25x10) MS Flat member (Landing handrail), (25x10) MS Flat member (Waist Slab handrail), (25x10) MS Flat member (Waist Slab handrail),Insert Plate (75mm x 100mm x 6mm), (25x6) MS Flat member Vertical (Landing) Stair Lobby including one coat of red oxide primer, transportation, lifting and fixing for all levels as per drawing and direction of EIC Stair Lobby Railing (ST-6-8) (Ground)/ Stair Waist Slab Railing (ST-6-8) (Ground)/ Lobby Railing (ST-6-8) (Ground): Providing and fixing of stair railing made with (25x6) MS Flat member Vertical (1st flight), (25x6) MS Flat member Vertical (2nd flight),(25x10) MS Flat member (Landing handrail),(25x10) MS Flat member (Waist Slab handrail), (25x10) MS Flat member (Waist Slab handrail),(25x10) MS Flat member (Waist Slab handrail), (25x10) MS Flat member (Waist Slab handrail), (25x10) MS Flat member (Waist Slab handrail),Insert Plate (75mm x 100mm x 6mm),(25x6) MS Flat member Vertical (Landing) Stair Lobby including one coat of red oxide primer, transportation, lifting and fixing for all levels as per drawing and direction of EIC Stair Lobby Railing (ST-6-8) (Typical)/ Stair Waist Slab Railing (ST-6-8) (Typical)/ Lobby Railing (ST-6-8) (Typical): Providing and fixing of stair railing made with(25x6) MS Flat member Vertical (1st flight), (25x6) MS Flat member Vertical (2nd flight), (25x10) MS Flat member (Waist Slab handrail),(25x10) MS Flat member (Landing handrail), (25x10) MS Flat member (Waist Slab handrail),(25x10) MS Flat member (Waist Slab handrail), (25x10) MS Flat member (Waist Slab handrail), Insert Plate (75mm x 100mm x 6mm), (25x6) MS Flat member Vertical (Landing) Stair Lobby including one coat of red oxide primer, lifting, transportation and fixing for all levels as per drawing and direction of EIC | Kg | 7747 | 84.5 | Approved
The Soul, Rajarhat | BLOCK | Grill / Steel Work |  | WO/HR01/BOK01/16 | ADA-METCON | Stair Railing | Stair Lobby Railing (ST-1-5) (Ground)/ Stair Waist Slab Railing (ST-1-5) (Ground)/ Lobby Railing (ST-1-5) (Ground): Providing and fixing of stair railing made with (25x6) MS Flat member Vertical (1st flight), (25x6) MS Flat member Vertical (2nd flight),(25x10) MS Flat member (Landing handrail), (25x10) MS Flat member (Waist Slab handrail), (25x10) MS Flat member (Waist Slab handrail),(25x10) MS Flat member (Waist Slab handrail), (25x10) MS Flat member (Waist Slab handrail),Insert Plate (75mm x 100mm x 6mm), (25x6) MS Flat member Vertical (Landing) Stair Lobby including one coat of red oxide primer, transportation,lifting and fixing for all levels as per drawing and direction of EIC Stair Lobby Railing (ST-1-5) (Typical)/ Stair Waist Slab Railing (ST-1-5) (Typical)/ Lobby Railing (ST-1-5) (Typical): Providing and fixing of stair railing made with (25x6) MS Flat member Vertical (1st flight), (25x6) MS Flat member Vertical (2nd flight), (25x10) MS Flat member (Waist Slab handrail), (25x10) MS Flat member (Landing handrail), (25x10) MS Flat member (Waist Slab handrail), (25x10) MS Flat member (Waist Slab handrail),Insert Plate (75mm x 100mm x 6mm), (25x6) MS Flat member Vertical (Landing) Stair Lobby including one coat of red oxide primer, transportation, lifting and fixing for all levels as per drawing and direction of EIC Stair Lobby Railing (ST-6-8) (Ground)/ Stair Waist Slab Railing (ST-6-8) (Ground)/ Lobby Railing (ST-6-8) (Ground): Providing and fixing of stair railing made with (25x6) MS Flat member Vertical (1st flight), (25x6) MS Flat member Vertical (2nd flight),(25x10) MS Flat member (Landing handrail),(25x10) MS Flat member (Waist Slab handrail), (25x10) MS Flat member (Waist Slab handrail),(25x10) MS Flat member (Waist Slab handrail), (25x10) MS Flat member (Waist Slab handrail), (25x10) MS Flat member (Waist Slab handrail),Insert Plate (75mm x 100mm x 6mm),(25x6) MS Flat member Vertical (Landing) Stair Lobby including one coat of red oxide primer, transportation, lifting and fixing for all levels as per drawing and direction of EIC Stair Lobby Railing (ST-6-8) (Typical)/ Stair Waist Slab Railing (ST-6-8) (Typical)/ Lobby Railing (ST-6-8) (Typical): Providing and fixing of stair railing made with(25x6) MS Flat member Vertical (1st flight), (25x6) MS Flat member Vertical (2nd flight), (25x10) MS Flat member (Waist Slab handrail),(25x10) MS Flat member (Landing handrail), (25x10) MS Flat member (Waist Slab handrail),(25x10) MS Flat member (Waist Slab handrail), (25x10) MS Flat member (Waist Slab handrail), Insert Plate (75mm x 100mm x 6mm), (25x6) MS Flat member Vertical (Landing) Stair Lobby including one coat of red oxide primer, lifting, transportation and fixing for all levels as per drawing and direction of EIC | Kg | 8151 | 84.5 | Approved
The Soul, Rajarhat | BLOCK | AC Ledge Works |  | WO/HR01/BOK01/15 | PROTECH ENGINEERS | ODU Balcony (Typical)/ AC Ledge: | ODU Balcony (Typical)/ AC Ledge: Providing and fixing of ODU Balcony (Typical) made with (25x25) MS Square Hollow section welded onto baseplate, (25x25) MS Square Hollow section welded onto baseplate, (8/9/10x25) MS Flat Top & Bottom Horizontal , (8/9/10x25) MS Flat Top & Vertical , Insert Plate (75mm x 100mm x 6mm) including one coat of red oxide primer, lifting, transportation and fixing for all levels as per drawing and direction of EIC | Kg | 14116 | 84.5 | Approved
The Soul, Rajarhat | BLOCK | AC Ledge Works |  | WO/HR01/BOK01/17 | ADA-METCON | ODU Balcony (Typical)/ AC Ledge: | ODU Balcony (Typical)/ AC Ledge: Providing and fixing of ODU Balcony (Typical) made with (25x25) MS Square Hollow section welded onto baseplate, (25x25) MS Square Hollow section welded onto baseplate, (8/9/10x25) MS Flat Top & Bottom Horizontal , (8/9/10x25) MS Flat Top & Vertical , Insert Plate (75mm x 100mm x 6mm) including one coat of red oxide primer, lifting, transportation and fixing for all levels as per drawing and direction of EIC | Kg | 12287 | 84.5 | Approved
The Soul, Rajarhat | COMMON INFRASTRUCTURE | Consultancy Charges | OTHER CONSLUTANTS | WO/HR01/CIH01/47 | OMEGA Consultant Services | Testing Charges for TMT Bar | Testing Charges for TMT Bar: A. Physical Test: 1. UTS, Y.S & Elongation 2. Weight per meter 3. Bend Test 4. Rebend Test B. Chemical Test 1. %C, %S & %P Per set 3 Nos.(1.5m per sample 1 no.) as per direction of EIC. | Set | 35 | 2100 | Approved
The Soul, Rajarhat | IT Expenses | AMC and Services |  |  |  | Service Charge | Service Charge | Lump Sum |  |  | Approved
The Soul, Rajarhat | BLOCK | POP/PUTTY Work |  | WO/HR01/BOK01/18 | Madhuban Contracts LLP | Putty | Charges for providing and applying of minimum 3.5 mm thick putty (2mm thick coarse putty in single coat as base coarse and 1.5mm thick fine putty in double coats over the base coarse),including necessary surface preparation (sanding, surface rendering, grinding etc. all complete) of the internal wall and ceiling as per direction of Engineer-in-charge. (The rate is inclusive of cost of all materials, storage of materials ,tools and tackles ,inside scaffolding, labour, transportation all lead and lift ,overhead and profit etc. all complete.) Make of Putty: 'Bison' Coarse wall putty by 'Berger'/equiv. | Sq.Ft. | 201529 | 8 | Approved
The Soul, Rajarhat | BLOCK | POP/PUTTY Work |  | WO/HR01/BOK01/19 | A.M. Enterprise | Putty | Charges for providing and applying of minimum 3.5 mm thick putty (2mm thick coarse putty in single coat as base coarse and 1.5mm thick fine putty in double coats over the base coarse),including necessary surface preparation (sanding, surface rendering, grinding etc. all complete) of the internal wall and ceiling as per direction of Engineer-in-charge. (The rate is inclusive of cost of all materials, storage of materials ,tools and tackles ,inside scaffolding, labour, transportation all lead and lift ,overhead and profit etc. all complete.) Make of Putty: 'Bison' Coarse wall putty by 'Berger'/equiv. | Sq.Ft. | 104603 | 8 | Approved
The Soul, Rajarhat | BLOCK | POP/PUTTY Work |  | WO/HR01/BOK01/21 | Durga Colour & Chem. Pvt. Ltd. | Putty | Charges for providing and applying of minimum 3.5 mm thick putty (2mm thick coarse putty in single coat as base coarse and 1.5mm thick fine putty in double coats over the base coarse),including necessary surface preparation (sanding, surface rendering, grinding etc. all complete) of the internal wall and ceiling as per direction of Engineer-in-charge. (The rate is inclusive of cost of all materials, storage of materials ,tools and tackles ,inside scaffolding, labour, transportation all lead and lift ,overhead and profit etc. all complete.) Make of Putty: 'Bison' Coarse wall putty by 'Berger'/equiv. | Sq.Ft. | 24855 | 6.3 | Approved
The Soul, Rajarhat | COMMON INFRASTRUCTURE | Consultancy Charges | OTHER CONSLUTANTS | WO/HR01/CIH01/48 | SARDIP CONSULTING ENGINEERS | Rebound Hammer Test | Charges for Rebound Hammer Test as per direction of EIC | Nos | 8 | 400 | Approved
The Soul, Rajarhat | COMMON INFRASTRUCTURE | Consultancy Charges | OTHER CONSLUTANTS | WO/HR01/CIH01/48 | SARDIP CONSULTING ENGINEERS | Ultrasonic Pulse Test | Charges for Ultrasonic Pulse Test as per direction of EIC | Nos | 17 | 500 | Approved
The Soul, Rajarhat | COMMON INFRASTRUCTURE | Consultancy Charges | OTHER CONSLUTANTS | WO/HR01/CIH01/48 | SARDIP CONSULTING ENGINEERS | CoreTest | Charges for CoreTest for inspection as per direction of EIC | Nos | 6 | 2000 | Approved
The Soul, Rajarhat | COMMON INFRASTRUCTURE | Consultancy Charges | OTHER CONSLUTANTS | WO/HR01/CIH01/48 | SARDIP CONSULTING ENGINEERS | Report | Charges for Preparation and submission of Report on NDT | Job | 1 | 5000 | Approved
The Soul, Rajarhat | BLOCK | Water Proofing |  | WO/HR01/BOK01/20 | Fenderform | Waterproofing work in Toilet, Kitchen ,Balcony, Pntry, W.C | Waterproofing work in Toilet, Kitchen ,Balcony, Pntry, W.C: I. Bore Packing: Preparing the inside surface of core and PVC by roughening using suitable file to get better adhesion prior to packing works. Cleaning the surface by wire brushing followed water jet to remove any laitance or loose flaky particles. Providing necessary formwork for packing the bore using suitable arrangement (depending upon site conditions). Applying a coat of styrene- butadiene based polymer coating using Nitobond SBR to enhance adhesion between the packing material and other surfaces andPacking the gap using non-shrink cement polymer based grout using Conbextra GP2upto the surface of the bore whilst the Nitobond SBR is in tacky stateand then sealing with epoxy/polyester sealant. I.Chipping and Cleaning of concrete surface to remove dust, oil, grease , loose paint / coating. II.Groove cutting and halloring work in floor and wall joints with Fosroc Hydraproof (Single Component Acrylic Polymer for cement based waterproof composite coating membrane) modified mortar. III.One coat Fosroc Brushbond RFX (High performance elastomeric cementitious waterproof coating) painting on entire surface. IV.Next day 2nd coat Fosroc Brushbond RFX (High performance elastomeric cementitious waterproof coating) painting on entire surface. Each coating of BrushbondRFX will be 90 degree to each other. (Application will be done as per Manufacturer’s specification). Sprinkle fine aggregate immediately after the application of second coat. Cure the BrushbondRFX membrane for minimum 3 days as per normal curing practice. Consumption of Fosroc Brushbond RFX - (15Kg +5.088 Kg Pack) 12m2 -14m2 Cement will be supplied by Client at free of cost but subjected to reconciliation." IV. Protective Plaster: The water proofing surface shall be protected with cement plaster of 12 mm (1:4) admixed with integral water proofing compound CONPLAST WL .(The minimum dosage is 125ml and the maximum is 200ml per 50kgs of cement) V. Curing Complete. | Sq.Ft. | 26659 | 26.75 | Approved
The Soul, Rajarhat | BLOCK | Water Proofing |  | WO/HR01/BOK01/20 | Fenderform | Waterproofing work in Lift Pit: | Waterproofing work in Lift Pit: (i) Surface Preparation for cleaning of concrete surface to remove dust, oil, grease , loose paint /coating, by cleaning or chipping. (ii) Hallormaking: The junction of roof slab & wall shall be chamfered with 25mm X 25 mm fillet of mortar (Cement : sand 1:4) admixed with Fosroc Nitobond Latex. Before chamfering a prime coat shall be given with the slurry coat of (Single Component Acrylic Polymer for cement based waterproof composite coating membrane). (iii) Waterproofing Coating: Over prepared surface, SSD substrate shall be treated with Crystalline Coating of Brushbond TGP( Coverage of 1.5 kg/sqm/coat) in inside surface of lift pit (High performance elastomeric cementitious waterproof coating) waterproofing slurry in two coats at right angles to each other (iv) Protective Plaster: Providing & Laying of 10 mm to 12 mm protective plaster over parapet wall admixed with Water Proofing Chemical - Fosroc WL (Integral waterproofing liquid admixture with concrete and mortar)@ 200 ml per bag of cement. (v) Complete curing. Cement will be supplied by Client at free of cost but subjected to reconciliation. | Sq.Ft. | 876 | 26.5 | Approved
The Soul, Rajarhat | BLOCK | Water Proofing |  | WO/HR01/BOK01/20 | Fenderform | Nozzel Grouting at OHR & Lift : | Nozzel Grouting at OHR & Lift : Providing & Injection of expanding Nozzle Grout (Fosroc Cebex 100) with cement slurry admixed with expanding grout admixture to be mixed @225 gm per bag of cement with pressure grouting using 12 mm dia, 75 mm long PVC nozzles in the concrete as per approved drawing and direction of Engineer in charge. Cement will be supplied by Client at free of cost but subjected to reconciliation. | Nos | 0 | 80 | Approved
The Soul, Rajarhat | MARKETING | Annual Maintenance Contract |  | WO/HR01/MKT01/109 | Smart Cleaning Enterprise | Inside and outside glass | Monthly Charges for Cleaning of Inside and outside glass of entire Marketing Office by hanging rope system, chemicals and necessary tools and tackles. | Months | 22 | 8000 | Approved
The Soul, Rajarhat | MARKETING | Annual Maintenance Contract |  | WO/HR01/MKT01/134 | Smart Cleaning Enterprise | Inside and outside glass | Monthly Charges for Cleaning of Inside and outside glass of entire Marketing Office by hanging rope system, chemicals and necessary tools and tackles. | Months | 12 | 8000 | Approved
The Soul, Rajarhat | MARKETING | Annual Maintenance Contract |  | WO/HR01/MKT01/109 | Smart Cleaning Enterprise | Canopy glass cleaning | Monthly Charges for Canopy glass cleaning of Marketing Office by chemicals and necessary tools and tackles. | Months | 21 | 2500 | Approved
The Soul, Rajarhat | MARKETING | Annual Maintenance Contract |  | WO/HR01/MKT01/134 | Smart Cleaning Enterprise | Canopy glass cleaning | Monthly Charges for Canopy glass cleaning of Marketing Office by chemicals and necessary tools and tackles. | Months | 12 | 2500 | Approved
The Soul, Rajarhat | MARKETING | Marketing Office | Interior Works | WO/HR01/MKT01/23 | Pan Intercraft Pvt. Ltd. | ADDITIONAL ITEMS | ADDITIONAL ITEMS OF INTERIOR WORKS- Tiles, Paver work |  | 0 | 0 | Approved
The Soul, Rajarhat | MARKETING | Marketing Office | Interior Works | WO/HR01/MKT01/23 | Pan Intercraft Pvt. Ltd. | LUSERNA FUMA IN Floor | Providing and laying 10 mm thick VITRIFIED TILES SIZE (1200X600) 30-40mm thk. in Floor Cement Mortar 1:4 (Only Tiles Supplied by Client) LUSERNA FUMA | Sq.Mtr. | 414.64 | 717.8 | Approved
The Soul, Rajarhat | MARKETING | Marketing Office | Interior Works | WO/HR01/MKT01/23 | Pan Intercraft Pvt. Ltd. | LUSERNA FUMA ON CAFÉ COUNTER | Fixing of VITRIFIED TILES SIZE 1200x600 in dado with araldite on the CAFÉ COUNTER dado as suggested by Engineer in charge in marketing office ground floor Only Tiles Supplied by Client) LUSERNA FUMA | SqMtr | 4.64 | 717.8 | Approved
The Soul, Rajarhat | MARKETING | Marketing Office | Interior Works | WO/HR01/MKT01/23 | Pan Intercraft Pvt. Ltd. | TROPICANA WHITE IN FLOOR | Providing and laying 10 mm thick VITRIFIED TILES SIZE (600X600) 30-40mm thk. in Floor Cement Mortar 1:4 (Only Tiles Supplied by Client) TROPICANA WHITE | Sq.Mtr. | 165.89 | 717.8 | Approved
The Soul, Rajarhat | MARKETING | Marketing Office | Interior Works | WO/HR01/MKT01/23 | Pan Intercraft Pvt. Ltd. | HUE BIEGE | Providing and laying 10 mm thick VITRIFIED TILES SIZE (300X300) 30-40mm thk. in Floor Cement Mortar 1:4 (Only Tiles Supplied by Client) HUE BIEGE | Sq.Mtr. | 21.61 | 717.8 | Approved
The Soul, Rajarhat | MARKETING | Marketing Office | Interior Works | WO/HR01/MKT01/23 | Pan Intercraft Pvt. Ltd. | CRUST-6 | Providing and laying 10 mm thick VITRIFIED TILES SIZE (300X300) 30-40mm thk. in Floor Cement Mortar 1:4 (Only Tiles Supplied by Client) CRUST-6 | Sq.Mtr. | 12.9 | 717.8 | Approved
The Soul, Rajarhat | MARKETING | Marketing Office | Interior Works | WO/HR01/MKT01/23 | Pan Intercraft Pvt. Ltd. | PALE IVORY | Providing and laying 10 mm thick VITRIFIED TILES SIZE (300X300) 30-40mm thk. in Floor Cement Mortar 1:4 (Only Tiles Supplied by Client) PALE IVORY | Sq.Mtr. | 17.02 | 717.8 | Approved
The Soul, Rajarhat | MARKETING | Marketing Office | Interior Works | WO/HR01/MKT01/23 | Pan Intercraft Pvt. Ltd. | ASPEN TRIGO | Providing and laying 10 mm thick VITRIFIED TILES SIZE (196X1200) 30-40mm thk. Cement Mortar 1:4 (Only Tiles Supplied by Client) ASPEN TRIGO | Sq.Mtr. | 13.16 | 717.8 | Approved
The Soul, Rajarhat | MARKETING | Marketing Office | Interior Works | WO/HR01/MKT01/23 | Pan Intercraft Pvt. Ltd. | LAVACHE LT | Providing and laying 10 mm thick VITRIFIED TILES SIZE (300X450) 30-40mm thk. In Dado Cement Mortar 1:4 (Only Tiles Supplied by Client) LAVACHE LT | Sq.Mtr. | 52.2 | 717.8 | Approved
The Soul, Rajarhat | MARKETING | Marketing Office | Interior Works | WO/HR01/MKT01/23 | Pan Intercraft Pvt. Ltd. | MISTY BROWN LT | Providing and laying 10 mm thick VITRIFIED TILES SIZE (300X450) 30-40mm thk. In Dado Cement Mortar 1:4 (Only Tiles Supplied by Client) MISTY BROWN LT | Sq.Mtr. | 37.5 | 717.8 | Approved
The Soul, Rajarhat | MARKETING | Marketing Office | Interior Works | WO/HR01/MKT01/23 | Pan Intercraft Pvt. Ltd. | MISTY BROWN DK | Providing and laying 10 mm thick VITRIFIED TILES SIZE (300X450) 30-40mm thk. In Dado Cement Mortar 1:4 (Only Tiles Supplied by Client) MISTY BROWN DK | Sq.Mtr. | 5.5 | 717.8 | Approved
The Soul, Rajarhat | MARKETING | Marketing Office | Interior Works | WO/HR01/MKT01/23 | Pan Intercraft Pvt. Ltd. | OMANI GREY LT | Providing and laying 10 mm thick VITRIFIED TILES SIZE (300X450) 30-40mm thk. In Dado Cement Mortar 1:4 (Only Tiles Supplied by Client) OMANI GREY LT | Sq.Mtr. | 18.51 | 717.8 | Approved
The Soul, Rajarhat | MARKETING | Marketing Office | Interior Works | WO/HR01/MKT01/23 | Pan Intercraft Pvt. Ltd. | OMANI GREY | Providing and laying 10 mm thick VITRIFIED TILES SIZE (300X450) 30-40mm thk. In Dado Cement Mortar 1:4 (Only Tiles Supplied by Client) OMANI GREY | Sq.Mtr. | 4.42 | 717.8 | Approved
The Soul, Rajarhat | MARKETING | Marketing Office | Interior Works | WO/HR01/MKT01/23 | Pan Intercraft Pvt. Ltd. | ONTARIO GRIS | Providing and laying 10 mm thick VITRIFIED TILES SIZE (300X450) 30-40mm thk. In Dado Cement Mortar 1:4 (Only Tiles Supplied by Client) ONTARIO GRIS | Sq.Mtr. | 13.93 | 717.8 | Approved
The Soul, Rajarhat | MARKETING | Marketing Office | Interior Works | WO/HR01/MKT01/23 | Pan Intercraft Pvt. Ltd. | WOODLAND WALL NUT | Providing and laying 10 mm thick VITRIFIED TILES SIZE (148x600) 30-40mm thk. in Floor Cement Mortar 1:4 (Only Tiles Supplied by Client) WOODLAND WALL NUT | Sq.Mtr. | 25.26 | 717.8 | Approved
The Soul, Rajarhat | MARKETING | Marketing Office | Interior Works | WO/HR01/MKT01/23 | Pan Intercraft Pvt. Ltd. | LUSERNA FUMA | Providing and laying 10 mm thick VITRIFIED TILES SIZE (1200X600) 30-40mm thk. in Skirting Cement Mortar 1:4 (Only Tiles Supplied by Client) LUSERNA FUMA | RMT | 115.57 | 72.75 | Approved
The Soul, Rajarhat | MARKETING | Marketing Office | Interior Works | WO/HR01/MKT01/23 | Pan Intercraft Pvt. Ltd. | TROPICANA WHITE | Providing and laying 10 mm thick VITRIFIED TILES SIZE (600X600) 30-40mm thk. in Skirting Cement Mortar 1:4 (Only Tiles Supplied by Client) TROPICANA WHITE | RMT | 134.64 | 72.75 | Approved
The Soul, Rajarhat | MARKETING | Marketing Office | Interior Works | WO/HR01/MKT01/23 | Pan Intercraft Pvt. Ltd. | WOODLAND WALL NUT | Providing and laying 10 mm thick VITRIFIED TILES SIZE (148x600) 30-40mm thk. in Skirting Cement Mortar 1:4 (Only Tiles Supplied by Client) WOODLAND WALL NUT | RMT | 24.85 | 72.75 | Approved
The Soul, Rajarhat | MARKETING | Marketing Office | Interior Works | WO/HR01/MKT01/23 | Pan Intercraft Pvt. Ltd. | Polythene sheet | Covering of flooring with polythene sheet and plaster of paris & removal of the same | Sq.Ft. | 6520.72 | 17.46 | Approved
The Soul, Rajarhat | MARKETING | Marketing Office | Interior Works | WO/HR01/MKT01/23 | Pan Intercraft Pvt. Ltd. | ADDITIONAL ITEMS | ADDITIONAL ITEMS OF INTERIOR WORKS- Putty and Painting |  | 0 | 0 | Approved
The Soul, Rajarhat | MARKETING | Marketing Office | Interior Works | WO/HR01/MKT01/23 | Pan Intercraft Pvt. Ltd. | POP | 12mm wide POP molding on ceiling finished in paint | RMT | 45.16 | 97 | Approved
The Soul, Rajarhat | MARKETING | Marketing Office | Interior Works | WO/HR01/MKT01/23 | Pan Intercraft Pvt. Ltd. | Exterior weather coat paint | Exterior weather coat paint for the outside walls of building including boundary walls. | Sq.Mtr. | 364.39 | 271.6 | Approved
The Soul, Rajarhat | MARKETING | Marketing Office | Interior Works | WO/HR01/MKT01/23 | Pan Intercraft Pvt. Ltd. | ACRYLIC EMULSION PAINT | Providing and applying ACRYLIC EMULSION PAINT on MOISTURE RESISTANT BOARD of false ceiling. | Sq.Mtr. | 585.73 | 271.6 | Approved
The Soul, Rajarhat | MARKETING | Marketing Office | Interior Works | WO/HR01/MKT01/23 | Pan Intercraft Pvt. Ltd. | PUTTY | Providing & applying of coat of PUTTY for surface preparation for paint on walls, as per details provided. | Sq.Mtr. | 931.91 | 105 | Approved
The Soul, Rajarhat | MARKETING | Marketing Office | Interior Works | WO/HR01/MKT01/23 | Pan Intercraft Pvt. Ltd. | Acrylic emulsion paint | Providing and Applying two coats of primer with two coats of acrylic emulsion paint of approved shade, quality and manufacturer on wall. | Sq.Mtr. | 543.41 | 271.6 | Approved
The Soul, Rajarhat | MARKETING | Marketing Office | Interior Works | WO/HR01/MKT01/23 | Pan Intercraft Pvt. Ltd. | ADDITIONAL ITEMS | ADDITIONAL ITEMS OF INTERIOR WORKS- Ply wood and Veener work |  | 0 | 0 | Approved
The Soul, Rajarhat | MARKETING | Marketing Office | Interior Works | WO/HR01/MKT01/23 | Pan Intercraft Pvt. Ltd. | VENEER PANELING | Providing and fixing VENEER PANELING on wall. 4mm thk. veneer to be pasted over 6mm plywood base fixed over wooden framework on plastered wall till false ceiling level. | Sq.Mtr. | 21.39 | 7566 | Approved
The Soul, Rajarhat | MARKETING | Marketing Office | Interior Works | WO/HR01/MKT01/23 | Pan Intercraft Pvt. Ltd. | VENEER PANELING | Providing and fixing 1000mm wide discrete VENEER PANELS on wall. 4mm thk. veneer to be pasted over 6mm plywood base fixed over wooden framework on plastered wall till false ceiling level. | Sq.Mtr. | 12.44 | 7566 | Approved
The Soul, Rajarhat | MARKETING | Marketing Office | Interior Works | WO/HR01/MKT01/23 | Pan Intercraft Pvt. Ltd. | ACOUSTICAL DOOR in AV ROOM | Providing & fixing of ACOUSTICAL DOOR in AV ROOM made with 12 mm plywood fixed both sides over 50x20mm wooden section & GLASSWOOL filling inside & 4mm veneer pasted on top of plywood finished with MELAMINE, as per suggested by Engineer incharge. | Nos | 1 | 40182.25 | Approved
The Soul, Rajarhat | MARKETING | Marketing Office | Interior Works | WO/HR01/MKT01/23 | Pan Intercraft Pvt. Ltd. | FLUSH DOOR in STORE ROOM | Fixing of FLUSH DOOR in STORE ROOM fixed with FLOOR SPRING finished with one side laminate & paint on the other side. | Nos | 1 | 40182.25 | Approved
The Soul, Rajarhat | MARKETING | Marketing Office | Interior Works | WO/HR01/MKT01/23 | Pan Intercraft Pvt. Ltd. | flush Internal & Toilets Door Shutter | Providing approved size flush Internal & Toilets Door Shutter Fixing with commercial veneer & duco paint with adhesive and proper clipping, fixing lipping, approved handle, Lock, Hatch bolt, tower bolt, buffer etc. Door Frame (750x2450) | Nos | 2 | 36579.67 | Approved
The Soul, Rajarhat | MARKETING | Marketing Office |  | WO/HR01/MKT01/23 | Pan Intercraft Pvt. Ltd. | ADDITIONAL ITEMS | ADDITIONAL ITEMS OF INTERIOR WORKS- Glass Work :- |  | 0 | 0 | Approved
The Soul, Rajarhat | MARKETING | Marketing Office |  | WO/HR01/MKT01/23 | Pan Intercraft Pvt. Ltd. | Toughened glass full height partition | Providing and fixing 12mm thk. Toughened glass full height partition as per detail dwg. Finish with all necessary hardware ,fittings etc including all complete as per direction of the Engineer In Charge / Archtiect | Sq.Mtr. | 79.52 | 6305 | Approved
The Soul, Rajarhat | MARKETING | Marketing Office |  | WO/HR01/MKT01/23 | Pan Intercraft Pvt. Ltd. | 12 mm thick clear toughened glass | Providing and fixing of 12 mm thick clear toughened glass single leaf door glass (900x2150) | Nos. | 6 | 31525 | Approved
The Soul, Rajarhat | MARKETING | Marketing Office | Interior Works | WO/HR01/MKT01/23 | Pan Intercraft Pvt. Ltd. | False ceiling | False ceiling Providing and fixing horizontal suspended 12.5mm thick MOISTURE RESISTANT BOARD for false ceiling including putty. | Sq.Mtr. | 585.73 | 1400 | Approved
The Soul, Rajarhat | MARKETING | Marketing Office | Interior Works | WO/HR01/MKT01/110 | D.C. Interiors | Putty & Painting | Putty & Painting |  | 0 | 0 | Approved
The Soul, Rajarhat | MARKETING | Marketing Office | Interior Works | WO/HR01/MKT01/110 | D.C. Interiors | Duco spray paint | Providing and applying of duco spray paint on door bead, frame & shutter | Sq.Mtr. | 50.6 | 1200 | Approved
The Soul, Rajarhat | MARKETING | Marketing Office | Interior Works | WO/HR01/MKT01/110 | D.C. Interiors | Cement based Primar | Cement based Primar | Sq.Mtr. | 136.62 | 145 | Approved
The Soul, Rajarhat | MARKETING | Marketing Office | Interior Works | WO/HR01/MKT01/110 | D.C. Interiors | DUCO paint with spray on MS Hollow tube | Providing & applying of DUCO paint with spray on MS Hollow tube (2"x1") on marketing of approved shades after proper surface preparation. | Rft | 1082.4 | 80 | Approved
The Soul, Rajarhat | MARKETING | Marketing Office | Interior Works | WO/HR01/MKT01/110 | D.C. Interiors | two coat of red lead & two coat of NC coat/satin matte paint | Providing & applying of two coat of red lead & two coat of NC coat/satin matte paint of approved shades at exterior boundry railings, as per detail provided. | Sq.Mtr. | 76.29 | 207 | Approved
The Soul, Rajarhat | MARKETING | Marketing Office | Interior Works | WO/HR01/MKT01/110 | D.C. Interiors | Ply, Wood & Veener Work | Ply, Wood & Veener Work |  | 0 | 0 | Amended & Approved
The Soul, Rajarhat | MARKETING | Marketing Office | Interior Works | WO/HR01/MKT01/110 | D.C. Interiors | 3mm thk. Veneer over 19mm thK. plywood | Providing and fixing 3mm thk. Veneer over 19mm thK. plywood structure supported on salwood section | Sq.Mtr. | 14.57 | 4300 | Approved
The Soul, Rajarhat | MARKETING | Marketing Office | Interior Works | WO/HR01/MKT01/110 | D.C. Interiors | SOLID WOOD | Providing and fixing of 18mm thick SOLID WOOD of approved shade on staircase tread and riser. (WOOD to be supplied by Client) | Sq.Mtr. | 19.39 | 6500 | Approved
The Soul, Rajarhat | MARKETING | Marketing Office | Interior Works | WO/HR01/MKT01/110 | D.C. Interiors | WOODEN HAND RAILING | Fixing of WOODEN HAND RAILING on top of 19mm glass railing finished with coat of PU polish as per suggested by engineer in charge (WOOD to be supplied client). | RMT | 9.32 | 1100 | Approved
The Soul, Rajarhat | MARKETING | Marketing Office | Interior Works | WO/HR01/MKT01/110 | D.C. Interiors | Accoustical panelling | Providing and fixing of accoustical panelling. Frame of 50 mm x 50 mm to be fitted horizontally vertically with 12mm ply and finished with teak veneer / soft board with cloth. | Sq.Mtr. | 27.33 | 3500 | Approved
The Soul, Rajarhat | MARKETING | Marketing Office | Interior Works | WO/HR01/MKT01/110 | D.C. Interiors | Fixing timber door frame | Fixing timber door frame of approved quality including packing with wood, smoothing surface by sand paper etc. (Frame to be supplied by Client) | Nos | 21 | 1300 | Approved
The Soul, Rajarhat | MARKETING | Marketing Office | Interior Works | WO/HR01/MKT01/110 | D.C. Interiors | Flush Main Door Shutter Fixing | Providing & Fixing approved size flush Main Door Shutter Fixing with decorative Lamination with adhesive and proper clipping, fixing lipping, approved handle, Lock, Hatch bolt, tower bolt, buffer etc. Door Shutter (1100x2400) | Nos | 2 | 10000 | Approved
The Soul, Rajarhat | MARKETING | Marketing Office | Interior Works | WO/HR01/MKT01/110 | D.C. Interiors | Flush Internal Door Shutter | Providing approved size flush Internal Door Shutter Fixing with commercial veneer & duco paint with adhesive and proper clipping, fixing lipping, approved handle, Lock, Hatch bolt, tower bolt, buffer etc. Door Shutter (900x2100) | Nos | 8 | 11000 | Approved
The Soul, Rajarhat | MARKETING | Marketing Office | Interior Works | WO/HR01/MKT01/110 | D.C. Interiors | Flush Toilets Door Shutter Fixing | Providing approved size flush Toilets Door Shutter Fixing with commercial veneer & duco paint with adhesive and proper clipping, fixing lipping, approved handle, Lock, Hatch bolt, tower bolt, buffer etc. Door Frame (750x2100) | Nos | 6 | 11000 | Approved
The Soul, Rajarhat | MARKETING | Marketing Office | Interior Works | WO/HR01/MKT01/110 | D.C. Interiors | Fflush Internal & Toilets Door Shutter Fixing | Providing approved size flush Internal & Toilets Door Shutter Fixing with commercial veneer & duco paint with adhesive and proper clipping, fixing lipping, approved handle, Lock, Hatch bolt, tower bolt, buffer etc. Door Frame (750x2450) | Nos | 2 | 14000 | Approved
The Soul, Rajarhat | MARKETING | Marketing Office | Interior Works | WO/HR01/MKT01/110 | D.C. Interiors | solid wood molding bead | Providing & fixing of solid wood molding bead in all ground floor apartment doors, finished with paint & primer, as per details provided. | RMT | 38.4 | 250 | Approved
The Soul, Rajarhat | MARKETING | Marketing Office | Interior Works | WO/HR01/MKT01/110 | D.C. Interiors | veneer over 19mm ply COVE | Providing & fixing 4 mm commercial veneer over 19mm ply COVE of size 100x150mm finished with 3 coat of DUCO paint & 2 coat of primer fixed with required hardwares in ground floor apartment, as per details provided. | RMT | 91.44 | 500 | Approved
The Soul, Rajarhat | MARKETING | Marketing Office | Interior Works | WO/HR01/MKT01/110 | D.C. Interiors | shera board on ledge walls | 12mm thk. ply fixing behind shera board on ledge walls / Modular Kitchen Cabinet and toilets | Sq.Ft. | 128.41 | 1000 | Approved
The Soul, Rajarhat | MARKETING | Marketing Office | Interior Works | WO/HR01/MKT01/110 | D.C. Interiors | Ply paneling at 1st floor | 12mm thk. Ply paneling at 1st floor apartment beside main entrance door | Sq.Ft. | 51.56 | 1000 | Approved
The Soul, Rajarhat | MARKETING | Marketing Office | Interior Works | WO/HR01/MKT01/110 | D.C. Interiors | TRELLIS with V GROUP | Providing & fixing of TRELLIS with V GROUP made with 12 mm plywood & 4mm veneer on top finished with coat of MELAMINE as per details in marketting office. | Sq.Mtr. | 49.3 | 4500 | Approved
The Soul, Rajarhat | MARKETING | Marketing Office | Interior Works | WO/HR01/MKT01/110 | D.C. Interiors | WOODEN MARGIN | Fixing of WOODEN MARGIN with necessary hardware fixtures finished with PU Polish on bottom of MS railing/19mm glass railing/glazing glass as per suggested by Engineer incharge in marketing office. (WOOD to be supplied by client) | Sq.Mtr. | 0 | 1 | Approved
The Soul, Rajarhat | MARKETING | Marketing Office | Interior Works | WO/HR01/MKT01/110 | D.C. Interiors | HANDICAPED TOILET | Fixing of SLIDING DOOR in HANDICAPED TOILET made with 35mm FLUSH DOOR & with all necessary sliding hardware fittings & finished with laminate inside and paint outside. | Nos | 1 | 30000 | Approved
The Soul, Rajarhat | MARKETING | Marketing Office | Interior Works | WO/HR01/MKT01/110 | D.C. Interiors | Ffalse ceilng of ground floor | Providing & fixing of 19 mm ply from false ceilng of ground floor kids play & café area upto bottom of 19 mm GLASS RAILING to cover the glass fixtures, finished with putty, primer & paint | Sq.Mtr. | 7.46 | 3280 | Approved
The Soul, Rajarhat | MARKETING | Marketing Office | Interior Works | WO/HR01/MKT01/110 | D.C. Interiors | ALLUMINIUM U-CHANEL | Fixing of ALLUMINIUM U-CHANEL on ledge at bottom of wooden margin fixed at top of ledge in workstation area near glass glazing. | RMT | 9.14 | 350 | Approved
The Soul, Rajarhat | MARKETING | Marketing Office | Interior Works | WO/HR01/MKT01/110 | D.C. Interiors | ACOUSTICAL VENEER PANELING | Providing and fixing ACOUSTICAL VENEER PANELING on wall over wooden framework made with 50x50mm wooden section fixed over plastered wall. | Sq.Mtr. | 19.63 | 5000 | Approved
The Soul, Rajarhat | MARKETING | Marketing Office | Interior Works | WO/HR01/MKT01/110 | D.C. Interiors | Glass Work | Glass Work |  | 0 | 0 | Amended & Approved
The Soul, Rajarhat | MARKETING | Marketing Office | Interior Works | WO/HR01/MKT01/110 | D.C. Interiors | ACP Mirror | Fixing of ACP Mirror on window in sample appartment (ACP Mirror to be supplied by client) | Sq.Ft. | 45.1 | 250 | Approved
The Soul, Rajarhat | MARKETING | Marketing Office | Interior Works | WO/HR01/MKT01/110 | D.C. Interiors | Mirror fixing with two tape | Fixing of Mirror fixing with two tape over commercial ply paneling. (Mirror to be supplied by the client) | Sq.Ft. | 0 | 1 | Approved
The Soul, Rajarhat | MARKETING | Marketing Office | Interior Works | WO/HR01/MKT01/110 | D.C. Interiors | 19mm toughened glass for railing | Providing & Fixing of 19mm toughened glass for railing with proper hardware fixtures and joints filled with silicon. | Sq.Mtr. | 21.25 | 8500 | Approved
The Soul, Rajarhat | MARKETING | Marketing Office | Interior Works | WO/HR01/MKT01/110 | D.C. Interiors | commercial ply panelling | Removing and fixing of commercial ply panelling only labour charge on all veneer panelling | Sq.Mtr. | 12.46 | 807 | Approved
The Soul, Rajarhat | MARKETING | Marketing Office | Interior Works | WO/HR01/MKT01/110 | D.C. Interiors | removing and refixing of trap door | Labour charge for removing and refixing of trap door on 1st floor due to air conditioning problem. | Sq.Mtr. | 7.08 | 807 | Approved
The Soul, Rajarhat | MARKETING | Marketing Office | Interior Works | WO/HR01/MKT01/110 | D.C. Interiors | Misc. Furniture Work | Misc. Furniture Work |  | 0 | 0 | Amended & Approved
The Soul, Rajarhat | MARKETING | Marketing Office | Interior Works | WO/HR01/MKT01/110 | D.C. Interiors | Cabinet outside toilet | Cabinet outside toilet made of block board finished in laminate from inside and outside with edge polish / paint (Size : 8'-0"x6'-8"x1'-5") (1st floor) | Sq.Mtr. | 4.95 | 8500 | Approved
The Soul, Rajarhat | MARKETING | Marketing Office | Interior Works | WO/HR01/MKT01/110 | D.C. Interiors | Library cabinet made of block board ply | Library cabinet made of block board ply finished with teak veener polished on outside with moulding work and laminate inside matching with outside veener (Size : 7'-9" x 2'-5" x1'-3") 2 Nos (1st floor) | Sq.Mtr. | 3.48 | 12000 | Approved
The Soul, Rajarhat | MARKETING | Marketing Office | Interior Works | WO/HR01/MKT01/110 | D.C. Interiors | Cabinet as per design | Cabinet as per design of to hold coffee/water filter for cafeteria.. Size : 4'-7" x 4'-7" x 2'-2") (Cafeteria) | Sq.Mtr. | 1.95 | 11000 | Approved
The Soul, Rajarhat | MARKETING | Marketing Office | Interior Works | WO/HR01/MKT01/110 | D.C. Interiors | Cabinet for work station finished with spray paint | Cabinet for work station finished with spray paint 7-11" x 1'-6" x 1'-2" (1st floor) 2 Nos | Sq.Mtr. | 2.21 | 11000 | Approved
The Soul, Rajarhat | MARKETING | Marketing Office | Interior Works | WO/HR01/MKT01/110 | D.C. Interiors | Ground Floor Size 7'-11"x1'-6" | Change of teak ply on floating table and fixing the same as per instruction of architect a)Ground Floor Size 7'-11"x1'-6" | Nos. | 1 | 7000 | Approved
The Soul, Rajarhat | MARKETING | Marketing Office | Interior Works | WO/HR01/MKT01/110 | D.C. Interiors | 1st Floor Size 7'-10"x1'-0" | Change of teak ply on floating table and fixing the same as per instruction of architect b)1st Floor Size 7'-10"x1'-0" | Nos. | 2 | 6000 | Approved
The Soul, Rajarhat | MARKETING | Marketing Office | Interior Works | WO/HR01/MKT01/110 | D.C. Interiors | Cabinet to cover opening | Cabinet to cover opening in Sweet cabinet and finish front to match existing counter. (3'-6"x1'-5") (In place of glass unit) (Cafeteria) | Sq.Mtr. | 0.46 | 14000 | Approved
The Soul, Rajarhat | MARKETING | Marketing Office | Interior Works | WO/HR01/MKT01/110 | D.C. Interiors | Making of shutters | Making of shutters for existing table with two shelves. | Sq.Mtr. | 1.4 | 9000 | Approved
The Soul, Rajarhat | MARKETING | Marketing Office | Interior Works | WO/HR01/MKT01/110 | D.C. Interiors | Manager table /side | Manager table /side unit removel of Laminate and refixing of veener polished and laquer | Sq.Mtr. | 3.05 | 2800 | Approved
The Soul, Rajarhat | MARKETING | Marketing Office | Interior Works | WO/HR01/MKT01/110 | D.C. Interiors | locks on cabinets | Supply and fixing of locks on cabinets of workstation | Nos. | 10 | 184 | Approved
The Soul, Rajarhat | MARKETING | Marketing Office | Interior Works | WO/HR01/MKT01/110 | D.C. Interiors | L Chitkani" for above cabinets 4 | Supply and fixing of "L Chitkani" for above cabinets 4 | Nos. | 6 | 115 | Approved
The Soul, Rajarhat | MARKETING | Marketing Office | Interior Works | WO/HR01/MKT01/110 | D.C. Interiors | Modesty panel on workstation tables | Modesty panel on workstation tables on 1st floor | Sq.Mtr. | 1.24 | 2200 | Approved
The Soul, Rajarhat | MARKETING | Marketing Office | Interior Works | WO/HR01/MKT01/110 | D.C. Interiors | laminate in 1st floor Managers room | Providing, fixing & Changes of laminate in 1st floor Managers room | Sq.Mtr. | 3.05 | 1420 | Approved
The Soul, Rajarhat | MARKETING | Marketing Office | Interior Works | WO/HR01/MKT01/110 | D.C. Interiors | Circular frame with moulding | Circular frame with moulding polished (490mm dia) | Nos. | 8 | 3500 | Approved
The Soul, Rajarhat | MARKETING | Marketing Office | Interior Works | WO/HR01/MKT01/110 | D.C. Interiors | AV Room T.V. Cabinet (Size: | AV Room T.V. Cabinet (Size: 5'-7" x 1'-8" x 11") | Sq.Mtr. | 0.86 | 12600 | Approved
The Soul, Rajarhat | MARKETING | Marketing Office | Interior Works | WO/HR01/MKT01/110 | D.C. Interiors | removal, fixing of discussion Table & fixing of stand | Labour Charges for removal, fixing of discussion Table & fixing of stand | Nos. | 1 | 6350 | Approved
The Soul, Rajarhat | MARKETING | Marketing Office | Interior Works | WO/HR01/MKT01/110 | D.C. Interiors | Artificial Flower | Artificial Flower fixing at central stair side trallies | Lump Sum | 1 | 3000 | Approved
The Soul, Rajarhat | MARKETING | Marketing Office | Interior Works | WO/HR01/MKT01/110 | D.C. Interiors | Fixing of paper holder | Fixing of paper holder at Ground floor Handicraft Toilet | Nos. | 0 | 1 | Approved
The Soul, Rajarhat | MARKETING | Marketing Office | Interior Works | WO/HR01/MKT01/110 | D.C. Interiors | MS Structure / applying of PU primer | Scrapping of all MS Structure / applying of PU primer with PU paint finish. | Sq.Ft. | 1456.99 | 35 | Approved
The Soul, Rajarhat | MARKETING | Marketing Office | Interior Works | WO/HR01/MKT01/110 | D.C. Interiors | 19mm Block board with polished leaping | Supply and fixing of posters on 19mm Block board with polished leaping (Posters Provided by the Client) | Sq.Ft. | 96.66 | 180 | Approved
The Soul, Rajarhat | MARKETING | Marketing Office | Interior Works | WO/HR01/MKT01/110 | D.C. Interiors | Skirting on wooden floor | Supply of fixing of Skirting on wooden floor | Rft | 8 | 250 | Approved
The Soul, Rajarhat | MARKETING | Marketing Office | Interior Works | WO/HR01/MKT01/110 | D.C. Interiors | Micro Wave unit Laminate | Micro Wave unit Laminate and fixing of veener polished and laquer (2'-7" x 1'-2" x 2'-2") | Sq.Mtr. | 0.28 | 12500 | Approved
The Soul, Rajarhat | MARKETING | Marketing Office | Interior Works | WO/HR01/MKT01/110 | D.C. Interiors | AV Room Beading | AV Room Beading on corner of carpet | RMT | 15.7 | 211.25 | Approved
The Soul, Rajarhat | MARKETING | Marketing Office | Interior Works | WO/HR01/MKT01/110 | D.C. Interiors | AV Room charge of shutter | AV Room charge of shutter with looward (AV Room Cabinet) | Sq.Mtr. | 0.26 | 6500 | Approved
The Soul, Rajarhat | MARKETING | Marketing Office | Interior Works | WO/HR01/MKT01/110 | D.C. Interiors | Cutting of pop-up box | Cutting of pop-up box | Nos. | 8 | 450 | Approved
The Soul, Rajarhat | MARKETING | Marketing Office | Interior Works | WO/HR01/MKT01/110 | D.C. Interiors | Cutting of popup box and supply and fixing of popup box | Cutting of popup box and supply and fixing of popup box | Nos. | 1 | 3600 | Approved
The Soul, Rajarhat | MARKETING | Marketing Office | Interior Works | WO/HR01/MKT01/110 | D.C. Interiors | Library Cabinet top fixing of pine wood | Library Cabinet top fixing of pine wood & polishing of the same (7'-9" x 1'-3") 2 Nos | Sq.Ft. | 19.38 | 208 | Approved
The Soul, Rajarhat | MARKETING | Marketing Office | Interior Works | WO/HR01/MKT01/110 | D.C. Interiors | Repolishing with laquer of stair case | Repolishing with laquer of stair case and wooden ledge in marketing office | Lump Sum | 1 | 9500 | Approved
The Soul, Rajarhat | MARKETING | Marketing Office | Interior Works | WO/HR01/MKT01/110 | D.C. Interiors | Closing of study room in apartment | Closing of study room in apartment 1st floor with ply / putty and paint. Closure of study room. | Sq.Ft. | 40 | 220 | Approved
The Soul, Rajarhat | MARKETING | Marketing Office | Interior Works | WO/HR01/MKT01/110 | D.C. Interiors | Repainting work at Marketing Office | Repainting work at Marketing Office |  | 0 | 0 | Approved
The Soul, Rajarhat | MARKETING | Marketing Office | Interior Works | WO/HR01/MKT01/110 | D.C. Interiors | Repainting of walls ceiling for Marketing Office | Repainting of walls ceiling for Marketing Office, Sample flat ground floor and first floor. | Sq.Mtr. | 862.06 | 80 | Approved
The Soul, Rajarhat | MARKETING | Marketing Office | Interior Works | WO/HR01/MKT01/110 | D.C. Interiors | Repainting of doors both side | Repainting of doors both side with one coats of paint | Sq.Mtr. | 40.91 | 600 | Approved
The Soul, Rajarhat | MARKETING | Marketing Office | Interior Works | WO/HR01/MKT01/110 | D.C. Interiors | Tiles, Paver work | Tiles, Paver work |  | 0 | 0 | Approved
The Soul, Rajarhat | MARKETING | Marketing Office | Interior Works | WO/HR01/MKT01/110 | D.C. Interiors | Fixing of RESTILE (600x300) & (300x300) | Fixing of RESTILE (600x300) & (300x300) with 4x8 mm GROOVE finished with 30 to 40mm mortar (1:6) & kerakol grouting per suggested by engineer in charge. (Only Tiles Supplied by Client) | Sq.Mtr. | 169.25 | 550 | Approved
The Soul, Rajarhat | MARKETING | Marketing Office | Interior Works | WO/HR01/MKT01/110 | D.C. Interiors | Fixing of PAVER BLOCK in PARKING AREA | Fixing of PAVER BLOCK in PARKING AREA as per suggested by engineer in charge. (Only Paver Block Supplied by client.) | Sq.Mtr. | 91.2 | 550 | Approved
The Soul, Rajarhat | MARKETING | Marketing Office | Interior Works | WO/HR01/MKT01/110 | D.C. Interiors | Granite Extra Work | Granite Extra Work |  | 0 | 0 | Approved
The Soul, Rajarhat | MARKETING | Marketing Office | Interior Works | WO/HR01/MKT01/110 | D.C. Interiors | Granite Strip/Facia/Patty (within 200mm) | Providing and Labour charges for fixing of Granite Strip/Facia/Patty (within 200mm) at any level with adhesive including all finishing. (Only Granite supplied by Client) | RMT | 321.01 | 120 | Approved
The Soul, Rajarhat | MARKETING | Marketing Office | Interior Works | WO/HR01/MKT01/110 | D.C. Interiors | Granite Slab as per showing in the drawing over a bed of 20-30 mm thick cement mortar (1:4 | Providing and Fixing charges of Granite Slab as per showing in the drawing over a bed of 20-30 mm thick cement mortar (1:4) joints filled with white cement slurry pigmented to match including all finishing & cleaning as per drawing and direction of Engineer-In-Charge. (Only Granite supplied by Client) | Sq.Mtr. | 127.94 | 900 | Approved
The Soul, Rajarhat | MARKETING | Marketing Office | Interior Works | WO/HR01/MKT01/110 | D.C. Interiors | Moulding/Edge Polishing of Granite | Labour charges for Moulding/Edge Polishing of Granite as per drawing and direction of Engineer - in -Charge. | RMT | 294.11 | 120 | Approved
The Soul, Rajarhat | MARKETING | Marketing Office | Interior Works | WO/HR01/MKT01/110 | D.C. Interiors | Making of GROOVES on Granite | Making of GROOVES on Granite at PLANTER attached to water feature on campus area as per suggested by engineer in charge.(Only Granite supplied by Client) | RMT | 48.4 | 150 | Approved
The Soul, Rajarhat | MARKETING | Marketing Office | Interior Works | WO/HR01/MKT01/110 | D.C. Interiors | Nasoli Granite Slab on living, dining, passage, Balcony Floor cutting 300x600 | Providing and Fixing charges of Nasoli Granite Slab on living, dining, passage, Balcony Floor cutting 300x600 as per showing in the drawing over a bed of 20-30 mm thick cement mortar (1:4) joints filled with white cement slurry pigmented to match including all finishing & cleaning as per drawing and direction of Engineer-In-Charge. (Only Nasoli Granite supplied by Client) | Sq.Mtr. | 35.18 | 1000 | Approved
The Soul, Rajarhat | MARKETING | Marketing Office | Interior Works | WO/HR01/MKT01/110 | D.C. Interiors | Nasoli Granite Slab on living, dining, passage, Balcony Skirting cutting 300x600 | Providing and Fixing charges of Nasoli Granite Slab on living, dining, passage, Balcony Skirting cutting 300x600 as per showing in the drawing over a bed of 20-30 mm thick cement mortar (1:4) joints filled with white cement slurry pigmented to match including all finishing & cleaning as per drawing and direction of Engineer-In-Charge. (Only Nasoli Granite supplied by Client) | RMT | 71.29 | 150 | Approved
The Soul, Rajarhat | MARKETING | Marketing Office | Interior Works | WO/HR01/MKT01/110 | D.C. Interiors | 18mm thk. BLACK STONE (KUDAPPA) | Providing and Labour charges for fixing of 18mm thk. BLACK STONE (KUDAPPA) with adhesive / cement mortar including all finishing. (Only Black Stone supplied by Client) | Sq.Mtr. | 10.7 | 280 | Approved
The Soul, Rajarhat | MARKETING | Marketing Office | Internal Plumbing Works | WO/HR01/MKT01/24 | Pan Intercraft Pvt. Ltd. | Extra Item Plumbing (Drainage and Water supply) work | Extra Item Plumbing (Drainage and Water supply) work |  | 0 | 0 | Approved
The Soul, Rajarhat | MARKETING | Marketing Office | Internal Plumbing Works | WO/HR01/MKT01/24 | Pan Intercraft Pvt. Ltd. | 75mm dia pipe for waste line | Supply and fixing of 75mm dia pipe for waste line at ground floor. | RMT | 26 | 355 | Approved
The Soul, Rajarhat | MARKETING | Marketing Office | Internal Plumbing Works | WO/HR01/MKT01/24 | Pan Intercraft Pvt. Ltd. | Floor trap | Supply and fixing of floor trap of 110 dia. | Nos | 6 | 700 | Approved
The Soul, Rajarhat | MARKETING | Marketing Office | Internal Plumbing Works | WO/HR01/MKT01/24 | Pan Intercraft Pvt. Ltd. | Manhole pit | Making of manhole pit with supply and fixing of CI manhole cover (450mm x 450mm) | Nos | 21 | 6500 | Approved
The Soul, Rajarhat | MARKETING | Marketing Office | Internal Plumbing Works | WO/HR01/MKT01/24 | Pan Intercraft Pvt. Ltd. | Eco drain UPVC drain pipe | Supply and fixing of 200mm Eco drain UPVC drain pipe. | RMT | 123.5 | 1400 | Approved
The Soul, Rajarhat | MARKETING | Marketing Office | Internal Plumbing Works | WO/HR01/MKT01/24 | Pan Intercraft Pvt. Ltd. | Rain water pipe | Labour charges for fixing of 150mm dia rain water pipe. | Rft | 20 | 300 | Approved
The Soul, Rajarhat | MARKETING | Marketing Office | Internal Plumbing Works | WO/HR01/MKT01/24 | Pan Intercraft Pvt. Ltd. | AC outlet | Labour charges for fixing of 50mm dia pipe for AC outlet.. | Rft | 30 | 150 | Approved
The Soul, Rajarhat | MARKETING | Marketing Office | Internal Plumbing Works | WO/HR01/MKT01/24 | Pan Intercraft Pvt. Ltd. | overflow pipe | Labour charges for fixing of 32mm dia overflow pipe for water tank. | Rft | 40 | 75 | Approved
The Soul, Rajarhat | MARKETING | Marketing Office | Internal Plumbing Works | WO/HR01/MKT01/24 | Pan Intercraft Pvt. Ltd. | 25mm dia pipe for filter water | Supply and fixing of 25mm dia pipe for filter water. | Rft | 55 | 121 | Approved
The Soul, Rajarhat | MARKETING | Marketing Office | Internal Plumbing Works | WO/HR01/MKT01/24 | Pan Intercraft Pvt. Ltd. | PVC pipe near stair | Supplt and fixing of dummy PVC pipe near stair at ground floor and first floor. | Rft | 30 | 120 | Approved
The Soul, Rajarhat | MARKETING | Marketing Office | Internal Plumbing Works | WO/HR01/MKT01/24 | Pan Intercraft Pvt. Ltd. | RCC trench cutting | RCC trench cutting 150mm x 300mm for electrical. | RMT | 30 | 400 | Approved
The Soul, Rajarhat | MARKETING | Marketing Office | Internal Plumbing Works | WO/HR01/MKT01/24 | Pan Intercraft Pvt. Ltd. | Civil core cutting | Civil core cutting : toilet 9nos., Roof 1 no., AC 8nos., Wash basin 4nos. | Nos | 22 | 2200 | Approved
The Soul, Rajarhat | MARKETING | Marketing Office | Internal Plumbing Works | WO/HR01/MKT01/24 | Pan Intercraft Pvt. Ltd. | Brick Wall cutting | Brick Wall cutting (ground 3noc., 1st 2nos., roof 1no.) | Nos | 6 | 1200 | Approved
The Soul, Rajarhat | MARKETING | Marketing Office | Internal Plumbing Works | WO/HR01/MKT01/24 | Pan Intercraft Pvt. Ltd. | Brick soling | Charges for Brick soling 100mm. | RMT | 120 | 275 | Approved
The Soul, Rajarhat | MARKETING | Marketing Office | Internal Plumbing Works | WO/HR01/MKT01/24 | Pan Intercraft Pvt. Ltd. | PCC covering of pipes. | Charges for PCC covering of pipes. | RMT | 120 | 185 | Approved
The Soul, Rajarhat | MARKETING | Marketing Office | Int Electrical | WO/HR01/MKT01/22 | Pan Intercraft Pvt. Ltd. | Extra Item Electrical work for Marketing office | Extra Item Electrical work for Marketing office |  | 0 | 0 | Approved
The Soul, Rajarhat | MARKETING | Marketing Office | Int Electrical | WO/HR01/MKT01/22 | Pan Intercraft Pvt. Ltd. | 1.5 Sq mm 3 Core Cu Flat Cable | Providing & Fixing of 1.5 Sq mm 3 Core Cu Flat Cable through PVC Conduit in Primary Circuit 10×20 at Garden Area | Mtrs. | 200 | 110 | Approved
The Soul, Rajarhat | MARKETING | Marketing Office | Int Electrical | WO/HR01/MKT01/22 | Pan Intercraft Pvt. Ltd. | 1.5 Sq mm 3 Core Cu Flat C | Providing & Fixing of 1.5 Sq mm 3 Core Cu Flat Cable through PVC Conduit in Seconary Circuit 55×8 at Garden Area | Mtrs. | 400 | 110 | Approved
The Soul, Rajarhat | MARKETING | Marketing Office | Int Electrical | WO/HR01/MKT01/22 | Pan Intercraft Pvt. Ltd. | Fixing of Light Light at Garden | Fixing of Light Light at Garden area (Light fixtures to be supplied by client. | Nos. | 60 | 130 | Approved
The Soul, Rajarhat | MARKETING | Marketing Office | Int Electrical | WO/HR01/MKT01/22 | Pan Intercraft Pvt. Ltd. | 12 Way SPN D.B. Fixing | 12 Way SPN D.B. Fixing & Connection Incomer 63A DP MCB = 1no / Outgoin 6-32A SP MCB = 10 nos at Ground floor Electrical Room | Set | 1 | 13000 | Approved
The Soul, Rajarhat | MARKETING | Marketing Office | Int Electrical | WO/HR01/MKT01/22 | Pan Intercraft Pvt. Ltd. | 4.0 Sq mm 4 Core Cu Flat Cable | 4.0 Sq mm 4 Core Cu Flat Cable through Dalda Conduit in Primary Circuit 15×1 at Pump Room of water feature | Mtrs. | 15 | 290 | Approved
The Soul, Rajarhat | MARKETING | Marketing Office | Int Electrical | WO/HR01/MKT01/22 | Pan Intercraft Pvt. Ltd. | 32A TPN MCB | 32A TPN MCB with Enclouser Box at Pump Room of water feature | Set | 1 | 6000 | Approved
The Soul, Rajarhat | MARKETING | Marketing Office | Int Electrical | WO/HR01/MKT01/22 | Pan Intercraft Pvt. Ltd. | Laying of 70 Sq mm 3.5 Core | Laying of 70 Sq mm 3.5 Core Cable Laying at main line from Project Panel room to Marketing office electrical room for DB of AC (Cable to be supplied by the client) | Mtrs. | 40 | 155 | Approved
The Soul, Rajarhat | MARKETING | Marketing Office | Int Electrical | WO/HR01/MKT01/22 | Pan Intercraft Pvt. Ltd. | Laying of 70 Sq mm 3.5 Core | Laying of 70 Sq mm 3.5 Core Cable end Thimbal Gland only termination at Main line from Project panel room to Marketing office Busbar of AC (Gland to be supplied by the client) | Set | 2 | 1300 | Approved
The Soul, Rajarhat | MARKETING | Marketing Office | Int Electrical | WO/HR01/MKT01/22 | Pan Intercraft Pvt. Ltd. | 12 Way Double Door DB Box with RCCB | Providing & Supplying of 12 Way Double Door DB Box with RCCB at Main line from Project panel room to Marketing office DB of AC | Set | 1 | 19000 | Approved
The Soul, Rajarhat | MARKETING | Marketing Office | Int Electrical | WO/HR01/MKT01/22 | Pan Intercraft Pvt. Ltd. | 10 Sq mm X 4 Core Copper | Providing & Fixing of 10 Sq mm X 4 Core Copper Flexible Cable with PVC 32 mm pipe at AHU ODU | Mtrs. | 35 | 460 | Approved
The Soul, Rajarhat | MARKETING | Marketing Office | Int Electrical | WO/HR01/MKT01/22 | Pan Intercraft Pvt. Ltd. | 6 Sq mm X 4 Core Copper Flexi | Providing & Fixing of 6 Sq mm X 4 Core Copper Flexible Cable with PVC 32 mm pipe | Mtrs. | 115 | 390 | Approved
The Soul, Rajarhat | MARKETING | Marketing Office | Int Electrical | WO/HR01/MKT01/22 | Pan Intercraft Pvt. Ltd. | 4 Sq mm X 3 Core Copper Flexible Ca | Providing & Fixing of 4 Sq mm X 3 Core Copper Flexible Cable with PVC 32 mm pipe | Mtrs. | 379 | 250 | Approved
The Soul, Rajarhat | MARKETING | Marketing Office | Int Electrical | WO/HR01/MKT01/22 | Pan Intercraft Pvt. Ltd. | 6 Sq mm X 6 wire with PVC pipe | Providing & Fixing of 6 Sq mm X 6 wire with PVC pipe from Sub Main line at Ground Floor DB | Mtrs. | 33 | 460 | Approved
The Soul, Rajarhat | MARKETING | Marketing Office | Int Electrical | WO/HR01/MKT01/22 | Pan Intercraft Pvt. Ltd. | 4 Sq mm X 6 wire with PVC pipe from Sub Main line | Providing & Fixing of 4 Sq mm X 6 wire with PVC pipe from Sub Main line at 1st Floor DB | Mtrs. | 45 | 390 | Approved
The Soul, Rajarhat | MARKETING | Marketing Office | Int Electrical | WO/HR01/MKT01/22 | Pan Intercraft Pvt. Ltd. | 2.5 Sq mm X 6 wire with PVC pipe from Sub main line | Providing & Fixing of 2.5 Sq mm X 6 wire with PVC pipe from Sub main line at 1st Floor DB | Mtrs. | 30 | 210 | Approved
The Soul, Rajarhat | MARKETING | Marketing Office | Int Electrical | WO/HR01/MKT01/22 | Pan Intercraft Pvt. Ltd. | HDMI Cable at Conference Room | Providing & Fixing of HDMI Cable at Conference Room with PVC pipe | Mtrs. | 15 | 275 | Approved
The Soul, Rajarhat | MARKETING | Marketing Office | Int Electrical | WO/HR01/MKT01/22 | Pan Intercraft Pvt. Ltd. | Speakar wiring with PVC Pipe | Providing & Fixing of Speakar wiring with PVC Pipe | Mtrs. | 83 | 65 | Approved
The Soul, Rajarhat | MARKETING | Marketing Office | Int Electrical | WO/HR01/MKT01/22 | Pan Intercraft Pvt. Ltd. | 4 C 1.5 sq mm Flexcible cable | Providing & Fixing of 4 C 1.5 sq mm Flexcible cable at parking area for pole light | Mtrs. | 150 | 130 | Approved
The Soul, Rajarhat | MARKETING | Marketing Office | Int Electrical | WO/HR01/MKT01/22 | Pan Intercraft Pvt. Ltd. | T.V Power & data telephone box | Shifting of T.V Power & data telephone box | Nos. | 11 | 450 | Approved
The Soul, Rajarhat | MARKETING | Marketing Office | Int Electrical | WO/HR01/MKT01/22 | Pan Intercraft Pvt. Ltd. | POPUP BOX (4 M 6A/16A X1 DADA/TELE) | Instalaltion of POPUP BOX (4 M 6A/16A X1 DADA/TELE) (POPUP BOX to be supplied by client) | Nos. | 6 | 700 | Approved
The Soul, Rajarhat | MARKETING | Marketing Office | Int Electrical | WO/HR01/MKT01/22 | Pan Intercraft Pvt. Ltd. | POPUP BOX (8 M 6A/16A X1 DADA/TELE) | Instalaltion of POPUP BOX (8 M 6A/16A X1 DADA/TELE) (POPUP BOX to be supplied by client) | Nos. | 2 | 700 | Approved
The Soul, Rajarhat | MARKETING | Marketing Office | Int Electrical | WO/HR01/MKT01/22 | Pan Intercraft Pvt. Ltd. | 100 A TPN BUSBAR FIXING & C | 100 A TPN BUSBAR FIXING & CONECATION at server room | Set | 1 | 4500 | Approved
The Soul, Rajarhat | MARKETING | Marketing Office | Int Electrical | WO/HR01/MKT01/22 | Pan Intercraft Pvt. Ltd. | LIGHT POINT & WIRING & LIGHT FIXING | LIGHT POINT & WIRING & LIGHT FIXING for sinage | Set | 1 | 1100 | Approved
The Soul, Rajarhat | MARKETING | Marketing Office | Int Electrical | WO/HR01/MKT01/22 | Pan Intercraft Pvt. Ltd. | Dammy Modular Box & Plate Fixing | Dammy Modular Box & Plate Fixing at 1st Floor Apartment | Set | 18 | 108 | Approved
The Soul, Rajarhat | MARKETING | Marketing Office | Interior Works | WO/HR01/MKT01/110 | D.C. Interiors | WOODEN MARGIN | Fixing of WOODEN MARGIN with necessary hardware fixtures finished with PU Polish on bottom of MS railing/19mm glass railing/glazing glass as per suggested by Engineer incharge in marketing office. (WOOD to be supplied by client) | RMT | 61.77 | 1500 | Approved
The Soul, Rajarhat | MARKETING | Marketing Office | Interior Works | WO/HR01/MKT01/110 | D.C. Interiors | Mirror fixing with two tape | Fixing of Mirror fixing with two tape over commercial ply paneling. (Mirror to be supplied by the client) | Sq.Mtr. | 7.46 | 1000 | Approved
The Soul, Rajarhat | MARKETING | Marketing Office | Interior Works | WO/HR01/MKT01/110 | D.C. Interiors | Fixing of paper holder | Fixing of paper holder at Ground floor Handicraft Toilet | Lump Sum | 1 | 200 | Approved
SOUTHWINDS PROJECT LLP (PHASE - III & IV) | PRE-CONSTRUCTION PHASE - III & IV | Test Pile |  | WO/SP34/PC34/2 | Drillers & Engineers, Kolkata (Calcutta) | Shifting charges for Load testing materials | Shifting charges for Load testing materials from one point to another point including transportation charges as per B.O.Q & direction of EIC. |  | 0 | 0 | Approved
SOUTHWINDS PROJECT LLP (PHASE - III & IV) | PRE-CONSTRUCTION PHASE - III & IV | Test Pile |  | WO/SP34/PC34/2 | Drillers & Engineers, Kolkata (Calcutta) | From 1st point to 2nd point | From 1st point to 2nd point | Lump Sum | 1 | 20000 | Approved
SOUTHWINDS PROJECT LLP (PHASE - III & IV) | PRE-CONSTRUCTION PHASE - III & IV | Test Pile |  | WO/SP34/PC34/2 | Drillers & Engineers, Kolkata (Calcutta) | From 2nd point to 3rd point | From 2nd point to 3rd point | Lump Sum | 1 | 25000 | Approved
The Soul, Rajarhat | BLOCK | Fire Fighting |  | WO/HR01/BOK01/27 | Balajee Fire | Electric Motor driven horizontal, centrifugal Fire pump | Installation,testing, commission of Electric Motor driven horizontal, centrifugal Fire pump of capacity 2850 LPM at 110 MWC (Motor shall be provided with space heater) as per Specification/drawing & direction of Engineer-in-charge. (Client would supply pump only.) | Nos. | 3 | 32025 | Approved
The Soul, Rajarhat | BLOCK | Fire Fighting |  | WO/HR01/BOK01/27 | Balajee Fire | Electric Motor driven horizontal Centrifugal Jockey pump | Installation,testing, commission of Electric Motor driven horizontal Centrifugal Jockey pump of Cap. 180 LPM at 110 MWC (Motor shall be provided with space heater) as per Specification/drawing & direction of Engineer-in-charge. (Client would supply pump only.) | Nos. | 2 | 22875 | Approved
The Soul, Rajarhat | BLOCK | Fire Fighting |  | WO/HR01/BOK01/27 | Balajee Fire | Electric Motor driven horizontal Centrifugal Water Carten pump | Installation,testing, commission of Electric Motor driven horizontal Centrifugal Water Carten pump of Cap. 500 LPM at 60 MWC (Motor shall be provided with space heater) as per Specification/drawing & direction of Engineer-in-charge. (Client would supply pump only.) | Nos. | 1 | 22875 | Approved
The Soul, Rajarhat | BLOCK | Fire Fighting |  | WO/HR01/BOK01/27 | Balajee Fire | ABOVE GROUND PIPING-250 mm NB (6.35 mm Thk.) | Installation,testing, commission of PUMP SUCTION AND DELIVERY PIPING (M.S. PIPE)-ABOVE GROUND PIPING as per Specification/drawing & direction of Engineer-in-charge a)250 mm NB (6.35 mm Thk.) (Client would supply pipe only.) | Mtrs. | 12 | 1190 | Approved
The Soul, Rajarhat | BLOCK | Fire Fighting |  | WO/HR01/BOK01/27 | Balajee Fire | ABOVE GROUND PIPING-200 mm NB (6.35 mm Thk.) | Installation,testing, commission of PUMP SUCTION AND DELIVERY PIPING (M.S. PIPE)-ABOVE GROUND PIPING as per Specification/drawing & direction of Engineer-in-charge b)200 mm NB (6.35 mm Thk.) (Client would supply pipe only.) | Mtrs. | 8 | 1052 | Approved
The Soul, Rajarhat | BLOCK | Fire Fighting |  | WO/HR01/BOK01/27 | Balajee Fire | ABOVE GROUND PIPING-150 mm NB (Heavy grade) | Installation,testing, commission of PUMP SUCTION AND DELIVERY PIPING (M.S. PIPE)-ABOVE GROUND PIPING as per Specification/drawing & direction of Engineer-in-charge c)150 mm NB (Heavy grade. (Client would supply pipe only.) | Mtrs. | 27 | 915 | Approved
The Soul, Rajarhat | BLOCK | Fire Fighting |  | WO/HR01/BOK01/27 | Balajee Fire | ABOVE GROUND PIPING-80 mm NB (Heavy grade) | Installation,testing, commission of PUMP SUCTION AND DELIVERY PIPING (M.S. PIPE)-ABOVE GROUND PIPING as per Specification/drawing & direction of Engineer-in-charge e)80 mm NB (Heavy grade. (Client would supply pipe only.) | Mtrs. | 12 | 458 | Approved
The Soul, Rajarhat | BLOCK | Fire Fighting |  | WO/HR01/BOK01/27 | Balajee Fire | ABOVE GROUND PIPING-50 mm NB | Installation,testing, commission of PUMP SUCTION AND DELIVERY PIPING (M.S. PIPE)-ABOVE GROUND PIPING as per Specification/drawing & direction of Engineer-in-charge f) 50 mm NB (Heavy grade) (Client would supply pipe only.) | Mtrs. | 20 | 320 | Approved
The Soul, Rajarhat | BLOCK | Fire Fighting |  | WO/HR01/BOK01/27 | Balajee Fire | ABOVE GROUND PIPING-25 mm NB | Installation,testing, commission of PUMP SUCTION AND DELIVERY PIPING (M.S. PIPE)-ABOVE GROUND PIPING as per Specification/drawing & direction of Engineer-in-charge g) 25 mm NB (Heavy grade) (Client would supply pipe only.) | Mtrs. | 3 | 183 | Approved
The Soul, Rajarhat | BLOCK | Fire Fighting |  | WO/HR01/BOK01/27 | Balajee Fire | HYDRANT SYSTEM (OUTSIDE PUMP HOUSE) | HYDRANT SYSTEM (OUTSIDE PUMP HOUSE) |  | 0 | 0 | Amended & Approved
The Soul, Rajarhat | BLOCK | Fire Fighting |  | WO/HR01/BOK01/27 | Balajee Fire | PIPING (ABOVE GROUND PIPING-200 mm NB (6.35 mm Thk.) | Installation,testing, commission of HYDRANT SYSTEM (OUTSIDE PUMP HOUSE) for PIPING (ABOVE GROUND PIPING) as per specification/drawing and direction of Engineer-in-charge b) 200 mm NB (6.35 mm Thk.) (Client would supply pipes only.) | Mtrs. | 0 | 1052 | Approved
The Soul, Rajarhat | BLOCK | Fire Fighting |  | WO/HR01/BOK01/27 | Balajee Fire | PIPING (ABOVE GROUND PIPING-150 mm NB (Medium Grade) | Installation,testing, commission of HYDRANT SYSTEM (OUTSIDE PUMP HOUSE) for PIPING (ABOVE GROUND PIPING) as per specification/drawing and direction of Engineer-in-charge c) 150 mm NB (Medium Grade) (Client would supply pipes only.) | Mtrs. | 522 | 915 | Approved
The Soul, Rajarhat | BLOCK | Fire Fighting |  | WO/HR01/BOK01/27 | Balajee Fire | PIPING (ABOVE GROUND PIPING-100 mm NB (Medium Grade) | Installation,testing, commission of HYDRANT SYSTEM (OUTSIDE PUMP HOUSE) for PIPING (ABOVE GROUND PIPING) as per specification/drawing and direction of Engineer-in-charge d)100 mm NB (Medium Grade) (Client would supply pipes only.) | Mtrs. | 20 | 641 | Approved
The Soul, Rajarhat | BLOCK | Fire Fighting |  | WO/HR01/BOK01/27 | Balajee Fire | PIPING (ABOVE GROUND PIPING-80 mm NB (Medium Grade) | Installation,testing, commission of HYDRANT SYSTEM (OUTSIDE PUMP HOUSE) for PIPING (ABOVE GROUND PIPING) as per specification/drawing and direction of Engineer-in-charge e)80 mm NB (Medium Grade) (Client would supply pipes only.) | Mtrs. | 79 | 458 | Approved
The Soul, Rajarhat | BLOCK | Fire Fighting |  | WO/HR01/BOK01/27 | Balajee Fire | PIPING (ABOVE GROUND PIPING-25 mm NB (Heavy grade) for Hose reel & Air release Valve. | Installation,testing, commission of HYDRANT SYSTEM (OUTSIDE PUMP HOUSE) for PIPING (ABOVE GROUND PIPING) as per specification/drawing and direction of Engineer-in-charge g) 25 mm NB (Heavy grade) for Hose reel & Air release Valve. (Client would supply pipes only.) | Mtrs. | 215 | 183 | Approved
The Soul, Rajarhat | BLOCK | Fire Fighting |  | WO/HR01/BOK01/27 | Balajee Fire | PIPING (UNDER GROUND PIPING)-150 mm NB (Heavy grade) | Installation,testing, commission of HYDRANT SYSTEM (OUTSIDE PUMP HOUSE) for PIPING (UNDER GROUND PIPING) as per specification/drawing and direction of Engineer-in-charge c) 150 mm NB (Heavy grade) (Client would supply pipes only.) | Mtrs. | 570 | 1373 | Approved
The Soul, Rajarhat | BLOCK | Fire Fighting |  | WO/HR01/BOK01/27 | Balajee Fire | PIPING (UNDER GROUND PIPING)-150 mm NB (Medium grade) | Installation,testing, commission of HYDRANT SYSTEM (OUTSIDE PUMP HOUSE) for PIPING (UNDER GROUND PIPING) as per specification/drawing and direction of Engineer-in-charge c) 150 mm NB (Medium grade) (Client would supply pipes only.) | Mtrs. | 845 | 915 | Approved
The Soul, Rajarhat | BLOCK | Fire Fighting |  | WO/HR01/BOK01/27 | Balajee Fire | 100 mm NB (Heavy grade) | Installation,testing, commission of HYDRANT SYSTEM (OUTSIDE PUMP HOUSE) for PIPING (UNDER GROUND PIPING) as per specification/drawing and direction of Engineer-in-charge d) 100 mm NB (Heavy grade) (Client would supply pipes only.) | Mtrs. | 24 | 1098 | Approved
The Soul, Rajarhat | BLOCK | Fire Fighting |  | WO/HR01/BOK01/27 | Balajee Fire | PIPING (UNDER GROUND PIPING)-80 mm NB (Heavy grade) | Installation,testing, commission of HYDRANT SYSTEM (OUTSIDE PUMP HOUSE) for PIPING (UNDER GROUND PIPING) as per specification/drawing and direction of Engineer-in-charge e) 80 mm NB (Heavy grade) (Client would supply pipes only.) | Mtrs. | 84 | 915 | Approved
The Soul, Rajarhat | BLOCK | Fire Fighting |  | WO/HR01/BOK01/27 | Balajee Fire | PIPING (UNDER GROUND PIPING)-50 mm NB (Heavy grade) | Installation,testing, commission of HYDRANT SYSTEM (OUTSIDE PUMP HOUSE) for PIPING (UNDER GROUND PIPING) as per specification/drawing and direction of Engineer-in-charge f) 50 mm NB (Heavy grade) (Client would supply pipes only.) | Mtrs. | 0 | 320 | Approved
The Soul, Rajarhat | BLOCK | Fire Fighting |  | WO/HR01/BOK01/27 | Balajee Fire | CAST IRON GATE VALVE(PN 1.6)-150 mm NB | Installation,testing, commission of VALVE AND SPECIALITIES for CAST IRON GATE VALVE (PN 1.6) as per specification/drawing and direction of Engineer-in-charge. b) 150 mm NB | Nos. | 39 | 2288 | Approved
The Soul, Rajarhat | BLOCK | Fire Fighting |  | WO/HR01/BOK01/27 | Balajee Fire | CAST IRON GATE VALVE(PN 1.6)-100 mm NB | Installation,testing, commission of VALVE AND SPECIALITIES for CAST IRON GATE VALVE (PN 1.6) as per specification/drawing and direction of Engineer-in-charge. c) 100 mm NB | Nos. | 1 | 1830 | Approved
The Soul, Rajarhat | BLOCK | Fire Fighting |  | WO/HR01/BOK01/27 | Balajee Fire | CAST IRON GATE VALVE(PN 1.6)-800 mm NB | Installation,testing, commission of VALVE AND SPECIALITIES for CAST IRON GATE VALVE (PN 1.6) as per specification/drawing and direction of Engineer-in-charge. d) 800 mm NB | Nos. | 0 | 1830 | Approved
The Soul, Rajarhat | BLOCK | Fire Fighting |  | WO/HR01/BOK01/27 | Balajee Fire | CAST IRON NON RETURN VALVE (Duel plate Wafer Type) (PN 1.6)-150 mm NB | Installation,testing, commission of VALVE AND SPECIALITIES for CAST IRON NON RETURN VALVE (Duel plate Wafer Type) (PN 1.6) as per specification/drawing and direction of Engineer-in-charge. a) 150 mm NB | Nos. | 10 | 2288 | Approved
The Soul, Rajarhat | BLOCK | Fire Fighting |  | WO/HR01/BOK01/27 | Balajee Fire | Hydrant Valve with stand pipe and bend | Installation,testing, commission of HYDRANT SYS. ACCESSORIES for Hydrant Valve with stand pipe and bend for outdoor hydrants (Single headed) as per specification/drawing and direction of Engineer-in-charge. | Nos. | 20 | 1647 | Approved
The Soul, Rajarhat | BLOCK | Fire Fighting |  | WO/HR01/BOK01/27 | Balajee Fire | Landing valve for indoor hydrants | Installation,testing, commission of HYDRANT SYS. ACCESSORIES for Landing valve for indoor hydrants as per specification/drawing and direction of Engineer-in-charge. | Nos. | 156 | 1647 | Approved
The Soul, Rajarhat | BLOCK | Fire Fighting |  | WO/HR01/BOK01/27 | Balajee Fire | 15 M long Hose with couplings | Installation,testing, commission of HYDRANT SYS. ACCESSORIES for 15 M long Hose with couplings as per specification/drawing and direction of Engineer-in-charge. | Nos. | 352 | 92 | Approved
The Soul, Rajarhat | BLOCK | Fire Fighting |  | WO/HR01/BOK01/27 | Balajee Fire | Jet Nozzle with branch pipe | Installation,testing, commission of HYDRANT SYS. ACCESSORIES for Jet Nozzle with branch pipe as per specification/drawing and direction of Engineer-in-charge. | Nos. | 176 | 92 | Approved
The Soul, Rajarhat | BLOCK | Fire Fighting |  | WO/HR01/BOK01/27 | Balajee Fire | Hose cabinet with support and foundation for outdoor hydrants. | Installation,testing, commission of HYDRANT SYS. ACCESSORIES for Hose cabinet with support and foundation for outdoor hydrants as per specification/drawing and direction of Engineer-in-charge. | Nos. | 20 | 92 | Approved
The Soul, Rajarhat | BLOCK | Fire Fighting |  | WO/HR01/BOK01/27 | Balajee Fire | Hose cabinet with support for indoor hydrants. | Installation,testing, commission of HYDRANT SYS. ACCESSORIES for Hose cabinet with support for indoor hydrants as per specification/drawing and direction of Engineer-in-charge. | Nos. | 156 | 92 | Approved
The Soul, Rajarhat | BLOCK | Fire Fighting |  | WO/HR01/BOK01/27 | Balajee Fire | Swinging Hose reel drum & S.S. bend pipe | Installation,testing, commission of HYDRANT SYS. ACCESSORIES for Swinging Hose reel drum & S.S. bend pipe with 20 mm dia 30M long rubber hose including shut of nozzle as per specification/drawing and direction of Engineer-in-charge. | Nos. | 148 | 458 | Approved
The Soul, Rajarhat | BLOCK | Fire Fighting |  | WO/HR01/BOK01/27 | Balajee Fire | 4 Way Fire brigade inlet connection | Installation,testing, commission of HYDRANT SYS. ACCESSORIES for 4 Way Fire brigade inlet connection with 4 way inbuilt non return valve for Wet risers. as per specification/drawing and direction of Engineer-in-charge. | Nos. | 10 | 458 | Approved
The Soul, Rajarhat | BLOCK | Fire Fighting |  | WO/HR01/BOK01/27 | Balajee Fire | ORIFICE PLATE (SS 304) (6 mm thk.)-80 mm NB | Supply,Installation,testing, commission of ORIFICE PLATE (SS 304) (6 mm thk.) for 80 mm NB on upstream of hydrant valves (As required) as per specification/drawing and direction of Engineer-in-charge. | Lot | 1 | 9151 | Approved
The Soul, Rajarhat | BLOCK | Fire Fighting |  | WO/HR01/BOK01/27 | Balajee Fire | 25 NB Gate Valve for swing Hose reel | Installation,testing, commission of 25 NB GATE Valve for swing Hose reel as per specification/drawing and direction of Engineer-in-charge. | Nos. | 148 | 458 | Approved
The Soul, Rajarhat | BLOCK | Fire Fighting |  | WO/HR01/BOK01/27 | Balajee Fire | AIR RELEASE VALVE-25mm NB with one no. root valve & Vent valve (Ball type) | Supply,Installation,testing, commission of AIR RELEASE VALVE for -a) 25mm NB with one no. root valve & Vent valve (Ball type) on top of each risers for Hydrant system (Refer scetch Enclosed) as per specification/drawing and direction of Engineer-in-charge. | Nos. | 10 | 5033 | Approved
The Soul, Rajarhat | BLOCK | Fire Fighting |  | WO/HR01/BOK01/27 | Balajee Fire | AIR RELEASE VALVE-Pressure Gauge with half Cupling, | Supply,Installation,testing, commission of AIR RELEASE VALVE for- b)Pressure Gauge with half Cupling, nipple, root valve (Globe type), adapter, vibration damper as per sketch enclosed or drawing and direction of Engineer-in-charge. | Nos. | 10 | 3661 | Approved
The Soul, Rajarhat | BLOCK | Fire Fighting |  | WO/HR01/BOK01/27 | Balajee Fire | HUME PIPE BELOW ROADS-300 mm Dia (NP3) | Installation,testing, commission of HUME PIPE BELOW ROADS for-d) 300 mm Dia (NP3) IS:458 as per specification/drawing and direction of Engineer-in-charge. | Mtrs. | 90 | 1373 | Approved
The Soul, Rajarhat | BLOCK | Fire Fighting |  | WO/HR01/BOK01/27 | Balajee Fire | HUME PIPE BELOW ROADS-200 mm Dia (NP3) | Installation,testing, commission of HUME PIPE BELOW ROADS for-e) 200 mm Dia (NP3) IS:458 as per specification/drawing and direction of Engineer-in-charge. | Mtrs. | 8 | 1098 | Approved
The Soul, Rajarhat | BLOCK | Fire Fighting |  | WO/HR01/BOK01/27 | Balajee Fire | HUME PIPE BELOW ROADS-150 mm Dia (NP3) | Installation,testing, commission of HUME PIPE BELOW ROADS for-f) 150 mm Dia (NP3) IS:458 as per specification/drawing and direction of Engineer-in-charge. | Mtrs. | 10 | 915 | Approved
The Soul, Rajarhat | BLOCK | Fire Fighting |  | WO/HR01/BOK01/27 | Balajee Fire | Valve chamber-150NB | Supply,Installation,testing, commission of CIVIL WORKS RELATED TO RCC SLEEPER/FOUNDATION /PLATFORMS for Valve chamber-a)150NB as per specification/drawing and direction of Engineer-in-charge. | Nos. | 0 | 11895 | Approved
The Soul, Rajarhat | BLOCK | Fire Fighting |  | WO/HR01/BOK01/27 | Balajee Fire | Valve chamber-100NB | Supply,Installation,testing, commission of CIVIL WORKS RELATED TO RCC SLEEPER/FOUNDATION /PLATFORMS for Valve chamber-b)100NB as per specification/drawing and direction of Engineer-in-charge. | Nos. | 0 | 10980 | Approved
The Soul, Rajarhat | BLOCK | Fire Fighting |  | WO/HR01/BOK01/27 | Balajee Fire | Valve chamber-80NB | Supply,Installation,testing, commission of CIVIL WORKS RELATED TO RCC SLEEPER/FOUNDATION /PLATFORMS for Valve chamber-c)80NB as per specification/drawing and direction of Engineer-in-charge. | Nos. | 0 | 10065 | Approved
The Soul, Rajarhat | BLOCK | Fire Fighting |  | WO/HR01/BOK01/27 | Balajee Fire | MISCELLANEOUS ITEMS-Fire notice & Instruction Board | Supply,Installation,testing, commission of MISCELLANEOUS ITEMS For each block. At Ground Floor Only : Fire notice & Instruction Board at Ground Floor entrance lobby as per NBC / WBFES as per specification/drawing and direction of Engineer-in-charge at both Phase-I & II. | Lot | 1 | 18300 | Approved
The Soul, Rajarhat | BLOCK | Fire Fighting |  | WO/HR01/BOK01/27 | Balajee Fire | MISCELLANEOUS ITEMS- Exit Sign near each stairs & in conpicous places | Supply,Installation,testing, commission of MISCELLANEOUS ITEMS for In Each Floor : a) Exit Sign near each stairs & in conpicous places, near turning point at Exit routes as per NBC / WBFES as per specification/drawing and direction of Engineer-in-charge at both Phase-I & II. | Lot | 1 | 50325 | Approved
The Soul, Rajarhat | BLOCK | Fire Fighting |  | WO/HR01/BOK01/27 | Balajee Fire | MISCELLANEOUS ITEMS-Evacuation Sign near turning places | Supply,Installation,testing, commission of MISCELLANEOUS ITEMS for - b) Evacuation Sign near turning places & as required as per site condition as per NBC / WBFES as per specification/drawing and direction of Engineer-in-charge at both Phase-I & II. | Lot | 1 | 50325 | Approved
The Soul, Rajarhat | BLOCK | Fire Fighting |  | WO/HR01/BOK01/27 | Balajee Fire | MISCELLANEOUS ITEMS- Floor plan with Exit location sign board | Supply,Installation,testing, commission of MISCELLANEOUS ITEMS for - c) Floor plan with Exit location sign board for each floor as per NBC / WBFES as per specification/drawing and direction of Engineer-in-charge at both Phase-I & II. | Lot | 1 | 50325 | Approved
The Soul, Rajarhat | BLOCK | Fire Fighting |  | WO/HR01/BOK01/27 | Balajee Fire | MISCELLANEOUS ITEMS- In case of Fire do not use Lift, use Stairs. | Supply,Installation,testing, commission of MISCELLANEOUS ITEMS for - d) In case of Fire do not use Lift, use Stairs as per specification/drawing and direction of Engineer-in-charge at both Phase-I & II. | Lot | 1 | 50325 | Approved
The Soul, Rajarhat | BLOCK | Fire Fighting |  | WO/HR01/BOK01/27 | Balajee Fire | MISCELLANEOUS ITEMS-Floor No. in front of each Stair & Lift.. | Supply,Installation,testing, commission of MISCELLANEOUS ITEMS for - e) Floor No. in front of each Stair & Lift as per specification/drawing and direction of Engineer-in-charge at both Phase-I & II. | Lot | 1 | 50325 | Approved
The Soul, Rajarhat | BLOCK | Fire Fighting |  | WO/HR01/BOK01/27 | Balajee Fire | MISCELLANEOUS ITEMS- FHC - Fire Wet riser & Sprinkler Duct. | Supply,Installation,testing, commission of MISCELLANEOUS ITEMS for -f) FHC - Fire Wet riser & Sprinkler Duct as per specification/drawing and direction of Engineer-in-charge at both Phase-I & II. | Lot | 1 | 50325 | Approved
The Soul, Rajarhat | BLOCK | Fire Fighting |  | WO/HR01/BOK01/27 | Balajee Fire | MISCELLANEOUS ITEMS-Refuge area where applicable. | Supply,Installation,testing, commission of MISCELLANEOUS ITEMS for- g) Refuge area where applicable as per specification/drawing and direction of Engineer-in-charge at both Phase-I & II. | Lot | 1 | 13725 | Approved
The Soul, Rajarhat | BLOCK | Fire Fighting |  | WO/HR01/BOK01/27 | Balajee Fire | MISCELLANEOUS ITEMS-Instruction Board in Fire Water Pump House | Supply,Installation,testing, commission of MISCELLANEOUS ITEMS for-Instruction Board in Fire Water Pump House as per specification/drawing and direction of Engineer-in-charge at both Phase-I & II. | Nos. | 1 | 4575 | Approved
The Soul, Rajarhat | BLOCK | Fire Fighting |  | WO/HR01/BOK01/27 | Balajee Fire | SPRINKLER SYSTEM | SPRINKLER SYSTEM |  | 0 | 0 | Amended & Approved
The Soul, Rajarhat | BLOCK | Fire Fighting |  | WO/HR01/BOK01/27 | Balajee Fire | SPRINKLER SYSTEM-ABOVE GROUND PIPING(150 mm NB (Medium Grade) | Installation,testing, commission of SPRINKLER SYSTEM for ABOVE GROUND PIPING -c) 150 mm NB (Medium Grade) as per specification/drawing and direction of Engineer-in-charge. (Pipes be supplied by client only.) | Mtrs. | 1074 | 915 | Approved
The Soul, Rajarhat | BLOCK | Fire Fighting |  | WO/HR01/BOK01/27 | Balajee Fire | SPRINKLER SYSTEM-ABOVE GROUND PIPING(100 mm NB (Medium Grade) | Installation,testing, commission of SPRINKLER SYSTEM for ABOVE GROUND PIPING -d) 100 mm NB (Medium Grade) as per specification/drawing and direction of Engineer-in-charge. (Pipes be supplied by client only.) | Mtrs. | 1120 | 641 | Approved
The Soul, Rajarhat | BLOCK | Fire Fighting |  | WO/HR01/BOK01/27 | Balajee Fire | SPRINKLER SYSTEM-ABOVE GROUND PIPING(80 mm NB (Medium Grade) | Installation,testing, commission of SPRINKLER SYSTEM for ABOVE GROUND PIPING -e) 80 mm NB (Medium Grade) as per specification/drawing and direction of Engineer-in-charge. (Pipes be supplied by client only.) | Mtrs. | 1478 | 458 | Approved
The Soul, Rajarhat | BLOCK | Fire Fighting |  | WO/HR01/BOK01/27 | Balajee Fire | SPRINKLER SYSTEM-ABOVE GROUND PIPING(65 mm NB (Medium Grade) | Installation,testing, commission of SPRINKLER SYSTEM for ABOVE GROUND PIPING -f) 65 mm NB (Medium Grade) as per specification/drawing and direction of Engineer-in-charge. | Mtrs. | 1410 | 366 | Approved
The Soul, Rajarhat | BLOCK | Fire Fighting |  | WO/HR01/BOK01/27 | Balajee Fire | SPRINKLER SYSTEM-ABOVE GROUND PIPING(50 mm NB (Medium Grade) | Installation,testing, commission of SPRINKLER SYSTEM for ABOVE GROUND PIPING -g) 50 mm NB (Medium Grade) as per specification/drawing and direction of Engineer-in-charge. (Pipes be supplied by client only.) | Mtrs. | 4726 | 275 | Approved
The Soul, Rajarhat | BLOCK | Fire Fighting |  | WO/HR01/BOK01/27 | Balajee Fire | SPRINKLER SYSTEM-ABOVE GROUND PIPING(40 mm NB (Heavy Grade) | Installation,testing, commission of SPRINKLER SYSTEM for ABOVE GROUND PIPING -h) 40 mm NB (Heavy Grade) as per specification/drawing and direction of Engineer-in-charge. (Pipes be supplied by client only.) | Mtrs. | 3134 | 247 | Approved
The Soul, Rajarhat | BLOCK | Fire Fighting |  | WO/HR01/BOK01/27 | Balajee Fire | SPRINKLER SYSTEM-ABOVE GROUND PIPING(32 mm NB (Heavy Grade) | Installation,testing, commission of SPRINKLER SYSTEM for ABOVE GROUND PIPING -i) 32 mm NB (Heavy Grade) as per specification/drawing and direction of Engineer-in-charge. (Pipes be supplied by client only.) | Mtrs. | 1410 | 229 | Approved
The Soul, Rajarhat | BLOCK | Fire Fighting |  | WO/HR01/BOK01/27 | Balajee Fire | SPRINKLER SYSTEM-ABOVE GROUND PIPING(25 mm NB (Heavy Grade) | Installation,testing, commission of SPRINKLER SYSTEM for ABOVE GROUND PIPING -j) 25 mm NB (Heavy Grade) as per specification/drawing and direction of Engineer-in-charge. (Pipes be supplied by client only.) | Mtrs. | 11100 | 183 | Approved
The Soul, Rajarhat | BLOCK | Fire Fighting |  | WO/HR01/BOK01/27 | Balajee Fire | SPRINKLER SYSTEM-100 mm NB (Medium Grade) (FOR TARRACE TANK CONNECTION) | Installation,testing, commission of SPRINKLER SYSTEM for ABOVE GROUND PIPING -k)100 mm NB (Medium Grade) (FOR TARRACE TANK CONNECTION) as per specification/drawing and direction of Engineer-in-charge. (Pipes be supplied by client only.) | Mtrs. | 310 | 641 | Approved
The Soul, Rajarhat | BLOCK | Fire Fighting |  | WO/HR01/BOK01/27 | Balajee Fire | SPRINKLER SYSTEM-32 mm NB for drain riser (Medium Grade) | Installation,testing, commission of SPRINKLER SYSTEM for ABOVE GROUND PIPING -l) 32 mm NB for drain riser (Medium Grade) as per specification/drawing and direction of Engineer-in-charge. (Pipes be supplied by client only.) | Mtrs. | 438 | 229 | Approved
The Soul, Rajarhat | BLOCK | Fire Fighting |  | WO/HR01/BOK01/27 | Balajee Fire | SPRINKLER SYSTEM-25 mm NB for drain riser (Medium Grade) | Installation,testing, commission of SPRINKLER SYSTEM for ABOVE GROUND PIPING -m) 25 mm NB for drain riser (Medium Grade) as per specification/drawing and direction of Engineer-in-charge. (Pipes be supplied by client only.) | Mtrs. | 219 | 183 | Approved
The Soul, Rajarhat | BLOCK | Fire Fighting |  | WO/HR01/BOK01/27 | Balajee Fire | SPRINKLER SYSTEM-15 mm NB for drain riser (Medium Grade) | Installation,testing, commission of SPRINKLER SYSTEM for ABOVE GROUND PIPING -n) 15 mm NB for drain riser (Medium Grade) as per specification/drawing and direction of Engineer-in-charge. (Pipes be supplied by client only.) | Mtrs. | 0 | 137 | Approved
The Soul, Rajarhat | BLOCK | Fire Fighting |  | WO/HR01/BOK01/27 | Balajee Fire | SPRINKLER SYSTEM-UNDER GROUND PIPING-150 mm NB (Heavy Grade) | Installation,testing, commission of SPRINKLER SYSTEM for UNDER GROUND PIPING - c) 150 mm NB (Heavy Grade) as per specification/drawing and direction of Engineer-in-charge. (Pipes be supplied by client only.) | Mtrs. | 376 | 1373 | Approved
The Soul, Rajarhat | BLOCK | Fire Fighting |  | WO/HR01/BOK01/27 | Balajee Fire | CAST IRON GATE VALVE(PN 1.6)-150mm NB | Installation,testing, commission of VALVE AND SPECIALITIES for CAST IRON GATE VALVE(PN 1.6)-150 mm NB as per specification/drawing and direction of Engineer-in-charge. (Valves shall be supplied by client) | Nos. | 10 | 2288 | Approved
The Soul, Rajarhat | BLOCK | Fire Fighting |  | WO/HR01/BOK01/27 | Balajee Fire | CAST IRON NON RETURN VALVE (Duel plate Wafer Type) (PN 1.6)-150 mm NB | Installation,testing, commission of VALVE AND SPECIALITIES for CAST IRON NON RETURN VALVE (Duel plate Wafer Type) (PN 1.6)-150 mm NB as per specification/drawing and direction of Engineer-in-charge. (Valves shall be supplied by client) | Nos. | 7 | 1830 | Approved
The Soul, Rajarhat | BLOCK | Fire Fighting |  | WO/HR01/BOK01/27 | Balajee Fire | CAST IRON NON RETURN VALVE (Duel plate Wafer Type) (PN 1.6)-100 mm NB | Installation,testing, commission of VALVE AND SPECIALITIES for CAST IRON NON RETURN VALVE (Duel plate Wafer Type) (PN 1.6)-100 mm NB as per specification/drawing and direction of Engineer-in-charge. (Valves shall be supplied by client) | Nos | 43 | 1647 | Approved
The Soul, Rajarhat | BLOCK | Fire Fighting |  | WO/HR01/BOK01/27 | Balajee Fire | CAST IRON NON RETURN VALVE (Duel plate Wafer Type) (PN 1.6)-80 mm NB | Installation,testing, commission of VALVE AND SPECIALITIES for CAST IRON NON RETURN VALVE (Duel plate Wafer Type) (PN 1.6)-80 mm NB as per specification/drawing and direction of Engineer-in-charge. (Valves shall be supplied by client) | Nos. | 96 | 1373 | Approved
The Soul, Rajarhat | BLOCK | Fire Fighting |  | WO/HR01/BOK01/27 | Balajee Fire | CAST IRON NON RETURN VALVE (Duel plate Wafer Type) (PN 1.6)-100 mm NB (At terrace) | Installation,testing, commission of VALVE AND SPECIALITIES for CAST IRON NON RETURN VALVE (Duel plate Wafer Type) (PN 1.6)-100 mm NB (At terrace) as per specification/drawing and direction of Engineer-in-charge. (Valves shall be supplied by client) | Nos. | 10 | 1647 | Approved
The Soul, Rajarhat | BLOCK | Fire Fighting |  | WO/HR01/BOK01/27 | Balajee Fire | CAST IRON BUTTERFLY VALVE (PN 1.6)-150mm NB | Installation,testing, commission of VALVE AND SPECIALITIES for CAST IRON BUTTERFLY VALVE (PN 1.6)-150 mm NB as per specification/drawing and direction of Engineer-in-charge. | Nos. | 7 | 1830 | Approved
The Soul, Rajarhat | BLOCK | Fire Fighting |  | WO/HR01/BOK01/27 | Balajee Fire | CAST IRON BUTTERFLY VALVE (PN 1.6)-100mm NB | Installation,testing, commission of VALVE AND SPECIALITIES for CAST IRON BUTTERFLY VALVE (PN 1.6)-100 mm NB as per specification/drawing and direction of Engineer-in-charge. | Nos. | 42 | 1373 | Approved
The Soul, Rajarhat | BLOCK | Fire Fighting |  | WO/HR01/BOK01/27 | Balajee Fire | CAST IRON BUTTERFLY VALVE (PN 1.6)-80mm NB | Installation,testing, commission of VALVE AND SPECIALITIES for CAST IRON BUTTERFLY VALVE (PN 1.6)-80 mm NB as per specification/drawing and direction of Engineer-in-charge. | Nos. | 96 | 1190 | Approved
The Soul, Rajarhat | BLOCK | Fire Fighting |  | WO/HR01/BOK01/27 | Balajee Fire | CAST IRON BUTTERFLY VALVE (PN 1.6)-50mm NB | Installation,testing, commission of VALVE AND SPECIALITIES for CAST IRON BUTTERFLY VALVE (PN 1.6)-50 mm NB as per specification/drawing and direction of Engineer-in-charge. | Nos. | 576 | 732 | Approved
The Soul, Rajarhat | BLOCK | Fire Fighting |  | WO/HR01/BOK01/27 | Balajee Fire | CAST IRON BUTTERFLY-100 mm NB (At terrace) VALVE (PN 1.6)- | Installation,testing, commission of VALVE AND SPECIALITIES for CAST IRON BUTTERFLY VALVE (PN 1.6)-100 mm NB ((At terrace) as per specification/drawing and direction of Engineer-in-charge | Nos | 15 | 1373 | Approved
The Soul, Rajarhat | BLOCK | Fire Fighting |  | WO/HR01/BOK01/27 | Balajee Fire | INSTALLATION CONTROL VALVE (CAST IRON)-150mm NB | Installation,testing, commission of VALVE AND SPECIALITIES for INSTALLATION CONTROL VALVE (CAST IRON)-150 mm NB as per specification/drawing and direction of Engineer-in-charge | Nos. | 10 | 4575 | Approved
The Soul, Rajarhat | BLOCK | Fire Fighting |  | WO/HR01/BOK01/27 | Balajee Fire | S.S. GATE VALVE-25 mm NB | Installation,testing, commission of VALVE AND SPECIALITIES for S.S. GATE VALVE-25 mm NB (For drain connection at branch) as per drawing and direction of Engineer-in-charge | Nos. | 145 | 641 | Approved
The Soul, Rajarhat | BLOCK | Fire Fighting |  | WO/HR01/BOK01/27 | Balajee Fire | S.S. BALL VALVE-15 mm NB (For drain connection at end of the sprinkler line ) | Installation,testing, commission of VALVE AND SPECIALITIES for S.S. BALL VALVE-15 mm NB (For drain connection at end of the sprinkler line ) as per specification/drawing and direction of Engineer-in-charge | Nos. | 600 | 183 | Approved
The Soul, Rajarhat | BLOCK | Fire Fighting |  | WO/HR01/BOK01/27 | Balajee Fire | FAST RESPONSE SPRINKLER HEAD-Pendent type Sprinkler with escutcheon plate | Installation,testing, commission of FAST RESPONSE SPRINKLER HEAD K-81,68 Degree C RATING (Fast response)-a)Pendent type Sprinkler with escutcheon plate (For Basement) as per specification/drawing and direction of Engineer-in-charge | Nos. | 4162 | 92 | Approved
The Soul, Rajarhat | BLOCK | Fire Fighting |  | WO/HR01/BOK01/27 | Balajee Fire | FAST RESPONSE SPRINKLER HEAD-Side wall Pendent type Sprinkler | Installation,testing, commission of FAST RESPONSE SPRINKLER HEAD K-81, 68 Degree C,RATING (Fast response)- c) Side wall Pendent type Sprinkler as per specification/drawing and direction of Engineer-in-charge | Nos. | 3456 | 92 | Approved
The Soul, Rajarhat | BLOCK | Fire Fighting |  | WO/HR01/BOK01/27 | Balajee Fire | FAST RESPONSE SPRINKLER HEAD-Upright type | Installation,testing, commission of FAST RESPONSE SPRINKLER HEAD K-81, 68 Degree C,RATING (Fast response)- d) Upright type as per specification/drawing and direction of Engineer-in-charge | Nos. | 85 | 92 | Approved
The Soul, Rajarhat | BLOCK | Fire Fighting |  | WO/HR01/BOK01/27 | Balajee Fire | Flow Switch to -150 mm NB | Installation,testing, commission of VALVE AND SPECIALITIES for Flow Switch to be mounted on-a)150 mm NB as per specification/drawing and direction of Engineer-in-charge. | Nos. | 7 | 549 | Approved
The Soul, Rajarhat | BLOCK | Fire Fighting |  | WO/HR01/BOK01/27 | Balajee Fire | Flow Switch to -100 mm NB | Installation,testing, commission of VALVE AND SPECIALITIES for Flow Switch to be mounted on-b)100 mm NB as per specification/drawing and direction of Engineer-in-charge. | Nos. | 42 | 549 | Approved
The Soul, Rajarhat | MARKETING | Sales Promotional Activity | Exhibition Event etc Expenses | WO/HR01/MKT01/111 | Credo Events & Entertainment | Event Management Service | Event Management Service at Soul for Broker meet on 12th December | Lump Sum | 1 | 135000 | Approved
The Soul, Rajarhat | BLOCK | Fire Fighting |  | WO/HR01/BOK01/27 | Balajee Fire | Flow Switch to -80 mm NB | Installation,testing, commission of VALVE AND SPECIALITIES for Flow Switch to be mounted on-c)80 mm NB as per specification/drawing and direction of Engineer-in-charge. | Nos. | 96 | 549 | Approved
The Soul, Rajarhat | BLOCK | Fire Fighting |  | WO/HR01/BOK01/27 | Balajee Fire | S.S. Orifice plate for 150 NB/100NB / 80NB pipe | Supply,Installation,testing, commission of S.S. Orifice plate for 150 NB/100NB / 80NB pipe with companion flanges & required fasteners. (6 mm thk.) (If required) as per specification/drawing and direction of Engineer-in-charge. | Lot | 1 | 9151 | Approved
The Soul, Rajarhat | BLOCK | Fire Fighting |  | WO/HR01/BOK01/27 | Balajee Fire | Pressure Gauge with half coupling, nipple, root valve (Ball type) | Supply,Installation,testing, commission of Pressure Gauge with half coupling, nipple, root valve (Ball type), adaptor, vibration damper as per sketch enclosed as per specification/drawing and direction of Engineer-in-charge. | Nos. | 153 | 3661 | Approved
The Soul, Rajarhat | BLOCK | Fire Fighting |  | WO/HR01/BOK01/27 | Balajee Fire | AIR RELEASE VALVE-25mm NB with one no. root valve & Vent valve (Ball type | Supply,Installation,testing, commission of AIR RELEASE VALVE -25mm NB with one no. root valve & Vent valve (Ball type) on top of each risers for Hydrant system (Refer scetch enclosed) as per specification/drawing and direction of Engineer-in-charge. | Nos. | 10 | 5033 | Approved
The Soul, Rajarhat | BLOCK | Fire Fighting |  | WO/HR01/BOK01/27 | Balajee Fire | HUME PIPE BELOW ROADS-300 mm Dia (NP3) | Installation,testing, commission of HUME PIPE BELOW ROADS-for 300 mm Dia (NP3) as per specification/drawing and direction of Engineer-in-charge. | Mtrs. | 90 | 1373 | Approved
The Soul, Rajarhat | BLOCK | Fire Fighting |  | WO/HR01/BOK01/27 | Balajee Fire | PORTABLE FIRE EXTINGUISHER | PORTABLE FIRE EXTINGUISHER |  | 0 | 0 | Amended & Approved
The Soul, Rajarhat | BLOCK | Fire Fighting |  | WO/HR01/BOK01/27 | Balajee Fire | 6 Kg ABC type Fire Extinguishers | Installation,testing,commissioning of PORTABLE FIRE EXTINGUISHERS for (i) 6 Kg ABC type Fire Extinguishers as per specification/drawing and direction of Engineer in charge. | Nos. | 414 | 183 | Approved
The Soul, Rajarhat | BLOCK | Fire Fighting |  | WO/HR01/BOK01/27 | Balajee Fire | 4.5 Kg CO2 type Fire Extinguishers | Installation,testing,commissioning of PORTABLE FIRE EXTINGUISHERS for (ii) 4.5 Kg CO2 type Fire Extinguishers as per specification/drawing and direction of Engineer in charge. | Nos. | 414 | 183 | Approved
The Soul, Rajarhat | BLOCK | Fire Fighting |  | WO/HR01/BOK01/27 | Balajee Fire | 9 Ltrs Mechanical Foam Extinguishers | Installation,testing,commissioning of PORTABLE FIRE EXTINGUISHERS for (iii) 9 Ltrs Mechanical Foam Extinguishers as per specification/drawing and direction of Engineer in charge. | Nos. | 110 | 183 | Approved
The Soul, Rajarhat | BLOCK | Fire Fighting |  | WO/HR01/BOK01/28 | Balajee Fire | PANELS AND ASSOCIATED EQUIPMENTS | PANELS AND ASSOCIATED EQUIPMENTS |  | 0 | 0 | Amended & Approved
The Soul, Rajarhat | BLOCK | Fire Fighting |  | WO/HR01/BOK01/28 | Balajee Fire | FIRE ALARM PANEL (Analogue addressable type, BMS Compatible,Networkable) | Installation charges for FIRE ALARM PANEL (Analogue addressable type, BMS Compatible, Networkable) complete with all alarms, hooter, fire/fault indicators, audio/visual signals, solid state logic circuit, selector switches, rectifier, battery (24 hrs.+15 min.), battery charger & M.S.Battery box, UPS with necessary supporting frame work auxiliary contacts etc.as detailed technical specification. ( No. of Panel & Loop to be decided by the Bidder with future provision). Any other accessories material as may be required for complete system as per specification/drawing and direction of Engineer-in-charge. | Set | 9 | 10000 | Approved
The Soul, Rajarhat | BLOCK | Fire Fighting |  | WO/HR01/BOK01/28 | Balajee Fire | DESKTOP COMPUTER | Installation charges for DESKTOP COMPUTER complete with Printer & all other peripherial. (Hardware, Software, Dongle) as per specification/drawing and direction of Engineer-in-charge. | Set | 0 | 2000 | Approved
The Soul, Rajarhat | BLOCK | Fire Fighting |  | WO/HR01/BOK01/28 | Balajee Fire | REPEATER PANEL complete with all accessories. | Installation charges for REPEATER PANEL complete with all accessories as per specification/drawing and direction of Engineer-in-charge. | Set | 1 | 5000 | Approved
The Soul, Rajarhat | BLOCK | Fire Fighting |  | WO/HR01/BOK01/28 | Balajee Fire | DETECTORS AND OTHER DEVICES | DETECTORS AND OTHER DEVICES |  | 0 | 0 | Amended & Approved
The Soul, Rajarhat | BLOCK | Fire Fighting |  | WO/HR01/BOK01/28 | Balajee Fire | ANALOGUE ADDRESSABLE MULTICRITERIA DETECTOR | Installation charges for ANALOGUE ADDRESSABLE MULTICRITERIA DETECTOR (Heat cum Smoke - optical type) with JB & all other accessories as per specification/drawing and direction of Engineer-in-charge. | Nos. | 178 | 500 | Approved
The Soul, Rajarhat | BLOCK | Fire Fighting |  | WO/HR01/BOK01/28 | Balajee Fire | ANALOGUE ADDRESSABLE MULTICRITERIA DETECTOR | Installation charges for ANALOGUE ADDRESSABLE MULTICRITERIA DETECTOR (Heat cum Smoke - optical type) with JB & all other accessories for future when void exceed 800 mm as per specification/drawing and direction of Engineer-in-charge. | Nos. | 10 | 550 | Approved
The Soul, Rajarhat | BLOCK | Fire Fighting |  | WO/HR01/BOK01/28 | Balajee Fire | ANALOGUE ADDRESSABLE HEAT DETECTOR WITH SOUNDER BASE | Installation charges for ANALOGUE ADDRESSABLE HEAT DETECTOR WITH SOUNDER BASE (Rate of rise cum Fixed temperature type) with JB & all other accessories as per specification/drawing and direction of Engineer-in-charge. | Nos. | 3 | 500 | Approved
The Soul, Rajarhat | BLOCK | Fire Fighting |  | WO/HR01/BOK01/28 | Balajee Fire | ANALOGUE ADDRESSABLE SMOKE DETECTOR | Installation charges for ANALOGUE ADDRESSABLE SMOKE DETECTOR (Smoke - optical type)with with JB & all other accessories as per specification/drawing and direction of Engineer-in-charge. | Nos. | 141 | 500 | Approved
The Soul, Rajarhat | BLOCK | Fire Fighting |  | WO/HR01/BOK01/28 | Balajee Fire | ANALOGUE ADDRESSABLE MANUAL CALL POINT | Installation charges for ANALOGUE ADDRESSABLE MANUAL CALL POINT with with JB & all other accessories as per specification/drawing and direction of Engineer-in-charge. | Nos. | 312 | 500 | Approved
The Soul, Rajarhat | BLOCK | Fire Fighting |  | WO/HR01/BOK01/28 | Balajee Fire | ANALOGUE ADDRESSABLE CONTROL MODUL | Installation charges for ANALOGUE ADDRESSABLE CONTROL MODULE with with JB & all other accessories as per specification/drawing and direction of Engineer-in-charge. | Nos. | 32 | 500 | Approved
The Soul, Rajarhat | BLOCK | Fire Fighting |  | WO/HR01/BOK01/28 | Balajee Fire | ANALOGUE ADDRESSABLE MONITOR MODULE | Installation charges for ANALOGUE ADDRESSABLE MONITOR MODULE (Analogue addressable type) with with JB & all other accessories as per specification/drawing and direction of Engineer-in-charge. | Nos. | 152 | 500 | Approved
The Soul, Rajarhat | BLOCK | Fire Fighting |  | WO/HR01/BOK01/28 | Balajee Fire | ANALOGUE ADDRESSABLE ISOLATOR MODULE | Installation charges for ANALOGUE ADDRESSABLE ISOLATOR MODULE with with JB & all other accessories (to be provided after every 16 detectors) as per specification/drawing and direction of Engineer-in-charge. | Nos. | 0 | 500 | Approved
The Soul, Rajarhat | BLOCK | Fire Fighting |  | WO/HR01/BOK01/28 | Balajee Fire | CEILING / WALL MOUNTED ANALOGUE ADDRESSABLE HORN cum STROBE | Installation charges for CEILING / WALL MOUNTED ANALOGUE ADDRESSABLE HORN cum STROBE completewith JB & all other accessories as per specification/drawing and direction of Engineer-in-charge. | Nos. | 323 | 500 | Approved
The Soul, Rajarhat | BLOCK | Fire Fighting |  | WO/HR01/BOK01/28 | Balajee Fire | RESPONSE INDICATOR | Installation charges for RESPONSE INDICATOR complete with all accessories For Future when void exceed 800 mm as per specification/drawing and direction of Engineer-in-charge. | Nos. | 25 | 500 | Approved
The Soul, Rajarhat | BLOCK | Fire Fighting |  | WO/HR01/BOK01/28 | Balajee Fire | CABLING AND CONDUIT WORK | CABLING AND CONDUIT WORK |  | 0 | 0 | Approved
The Soul, Rajarhat | BLOCK | Fire Fighting |  | WO/HR01/BOK01/28 | Balajee Fire | 2C x 1.5 mm2 MULTI STAND XLPE FRLS CABLE | Installation charges for FRLS CABLING complete with lugs, laying inside conduits and termination of both ends-(a) 2C x 1.5 mm2 MULTI STAND XLPE FRLS CABLE FOR LOOP & POWER as per specification/drawing and direction of Engineer-in-charge | Mtrs. | 9514 | 50 | Approved
The Soul, Rajarhat | BLOCK | Fire Fighting |  | WO/HR01/BOK01/28 | Balajee Fire | 4C x 1.5 mm2 MULTI STAND XLPE FRLS CABLE | Installation charges for FRLS CABLING complete with lugs, laying inside conduits and termination of both ends-(b) 4C x 1.5 mm2 MULTI STAND XLPE FRLS CABLE Burried Type as per specification/drawing and direction of Engineer-in-charge. | Mtrs. | 800 | 50 | Approved
The Soul, Rajarhat | BLOCK | Fire Fighting |  | WO/HR01/BOK01/28 | Balajee Fire | PA SYSTEM AND ASSOCIATED EQUIPMENTS | PA SYSTEM AND ASSOCIATED EQUIPMENTS |  | 0 | 0 | Amended & Approved
The Soul, Rajarhat | BLOCK | Fire Fighting |  | WO/HR01/BOK01/28 | Balajee Fire | PA CONSOLE | Installation charges for PA CONSOLE complete with Amplifier unit with selector switch for individual /all call, rectifier, 2 Nos. 42 Amp battery, battery charger & M.S. Battery box, UPS with necessary supporting frame work auxiliary contacts etc.as detailed in the detailed technical specification. Selection of watts of Amplifier shall be decided by Bidder with future provision. (For individual floor call as well as all call) as per drawing and direction of Engineer-in-charge | Set | 9 | 10000 | Approved
The Soul, Rajarhat | BLOCK | Fire Fighting |  | WO/HR01/BOK01/28 | Balajee Fire | CEILING/WALL MOUNTED SPEAKER | Installation charges for CEILING/WALL MOUNTED SPEAKER complete with all accessories (6 Watt) as per specification/drawing and direction of Engineer-in-charge. | Nos | 321 | 500 | Approved
The Soul, Rajarhat | BLOCK | Fire Fighting |  | WO/HR01/BOK01/28 | Balajee Fire | FRLS CABLING- 2C x 1.5 mm2 | Installation charges for FRLS CABLING complete with lugs, and termination of both ends-a) 2C x 1.5 mm2 MULTI STAND XLPE FRLS Armoured Cable as per specification/drawing and direction of Engineer-in-charge. | Mtrs. | 6460 | 40 | Approved
The Soul, Rajarhat | BLOCK | Fire Fighting |  | WO/HR01/BOK01/28 | Balajee Fire | FRLS ARMOURED CABLING-12C x 1.5 mm2 | Installation charges for FRLS ARMOURED CABLING complete with lugs, and termination of both ends-c) 12C x 1.5 mm2 MULTI STAND XLPE FRLSArmoured Cable (PA Console to JB) as per specification/drawing and direction of Engineer-in-charge. | Mtrs. | 184 | 70 | Approved
The Soul, Rajarhat | BLOCK | Fire Fighting |  | WO/HR01/BOK01/28 | Balajee Fire | FRLS ARMOURED CABLING-10C x 1.5 mm2 | Installation charges for FRLS ARMOURED CABLING complete with lugs, and termination of both ends-d) 10C x 1.5 mm2 MULTI STAND XLPE FRLSArmoured Cable (PA Console to JB) as per specification/drawing and direction of Engineer-in-charge. | Mtrs. | 100 | 65 | Approved
The Soul, Rajarhat | BLOCK | Fire Fighting |  | WO/HR01/BOK01/28 | Balajee Fire | TALKBACK SYSTEM AND ASSOCIATED EQUIPMENTS | TALKBACK SYSTEM AND ASSOCIATED EQUIPMENTS |  | 0 | 0 | Amended & Approved
The Soul, Rajarhat | BLOCK | Fire Fighting |  | WO/HR01/BOK01/28 | Balajee Fire | MASTER SET | Installation charges of MASTER SET with mounting arrangement as per specification/drawing and direction of Engineer-in-charge. | Set | 9 | 5000 | Approved
The Soul, Rajarhat | BLOCK | Fire Fighting |  | WO/HR01/BOK01/28 | Balajee Fire | FIELD HAND SET | Installation charges for FIELD HAND SET with front glass door kept under lock & key & complete with all accessories as per specification/drawing and direction of Engineer-in-charge. | Nos. | 280 | 100 | Approved
The Soul, Rajarhat | BLOCK | Fire Fighting |  | WO/HR01/BOK01/28 | Balajee Fire | FLEXIBLE WIRE | Installation charges for FLEXIBLE WIRE complete with lugs, laying inside conduits and termination of both ends-a) 5 Pair 2C x 0.5 sq. mt. Armoured Cable as per specification/drawing and direction of Engineer-in-charge. | Mtrs. | 7613 | 40 | Approved
The Soul, Rajarhat | BLOCK | Electrical | External Electrical | WO/HR01/BOK01/22 | A B S Enterprise | G.I earth spike 2 mtr long | Supply & erection of G.I earth spike 2 mtr long directly in ground (without charcoal & Salt) | Nos | 8 | 900 | Approved
The Soul, Rajarhat | BLOCK | Electrical | External Electrical | WO/HR01/BOK01/23 | DIAMOND PROJECTS | G.I earth spike 2 mtr long | Supply & erection of G.I earth spike 2 mtr long directly in ground (without charcoal & Salt) | Nos | 8 | 900 | Approved
The Soul, Rajarhat | BLOCK | Electrical | External Electrical | WO/HR01/BOK01/22 | A B S Enterprise | G.I strip 25X6 as | Supply erection of G.I strip 25X6 as per direction of site in charge including supply of hardware, consumables & tar felt tape etc. | Mtrs. | 48 | 140 | Approved
The Soul, Rajarhat | BLOCK | Electrical | External Electrical | WO/HR01/BOK01/23 | DIAMOND PROJECTS | G.I strip 25X6 as | Supply erection of G.I strip 25X6 as per direction of site in charge including supply of hardware, consumables & tar felt tape etc. | Mtrs. | 40 | 140 | Approved
The Soul, Rajarhat | BLOCK | Water Proofing |  | WO/HR01/BOK01/24 | S K CONSTRUCTION | Waterproofing work in toilet,kitchen,balcony,pantry.W.C | Waterproofing work in Toilet, Kitchen ,Balcony, Pantry, W.C: Preparing the inside surface of core and PVC by roughening using suitable file to get better adhesion prior to packing works. Cleaning the surface by wire brushing followed water jet to remove any laitance or loose flaky particles. Providing necessary formwork for packing the bore using suitable arrangement (depending upon site conditions). Applying a coat of styrene- butadiene based polymer coating using Nitobond SBR to enhance adhesion between the packing material and other surfaces andPacking the gap using non-shrink cement polymer based grout using Conbextra GP2upto the surface of the bore whilst the Nitobond SBR is in tacky stateand then sealing with epoxy/polyester sealant. I.Chipping and Cleaning of concrete surface to remove dust, oil, grease , loose paint / coating. II.Groove cutting and halloring work in floor and wall joints with Fosroc Hydraproof (Single Component Acrylic Polymer for cement based waterproof composite coating membrane) modified mortar. III.One coat Fosroc Brushbond RFX (High performance elastomeric cementitious waterproof coating) painting on entire surface. IV.Next day 2nd coat Fosroc Brushbond RFX (High performance elastomeric cementitious waterproof coating) painting on entire surface. Each coating of BrushbondRFX will be 90 degree to each other. (Application will be done as per Manufacturer’s specification). Sprinkle fine aggregate immediately after the application of second coat. Cure the BrushbondRFX membrane for minimum 3 days as per normal curing practice. Consumption of Fosroc Brushbond RFX - (15Kg +5.088 Kg Pack) 12m2 -14m2 Cement will be supplied by Client at free of cost but subjected to reconciliation." IV. Protective Plaster: The water proofing surface shall be protected with cement plaster of 12 mm (1:4) admixed with integral water proofing compound CONPLAST WL .(The minimum dosage is 125ml and the maximum is 200ml per 50kgs of cement) V. Curing Complete. | Sq.Ft. | 19584 | 26.75 | Approved
The Soul, Rajarhat | BLOCK | Water Proofing |  | WO/HR01/BOK01/53 | S K CONSTRUCTION | Waterproofing work in toilet,kitchen,balcony,pantry.W.C | Waterproofing work in Toilet, Kitchen ,Balcony, Pantry, W.C: Preparing the inside surface of core and PVC by roughening using suitable file to get better adhesion prior to packing works. Cleaning the surface by wire brushing followed water jet to remove any laitance or loose flaky particles. Providing necessary formwork for packing the bore using suitable arrangement (depending upon site conditions). Applying a coat of styrene- butadiene based polymer coating using Nitobond SBR to enhance adhesion between the packing material and other surfaces andPacking the gap using non-shrink cement polymer based grout using Conbextra GP2upto the surface of the bore whilst the Nitobond SBR is in tacky stateand then sealing with epoxy/polyester sealant. I.Chipping and Cleaning of concrete surface to remove dust, oil, grease , loose paint / coating. II.Groove cutting and halloring work in floor and wall joints with Fosroc Hydraproof (Single Component Acrylic Polymer for cement based waterproof composite coating membrane) modified mortar. III.One coat Fosroc Brushbond RFX (High performance elastomeric cementitious waterproof coating) painting on entire surface. IV.Next day 2nd coat Fosroc Brushbond RFX (High performance elastomeric cementitious waterproof coating) painting on entire surface. Each coating of BrushbondRFX will be 90 degree to each other. (Application will be done as per Manufacturer’s specification). Sprinkle fine aggregate immediately after the application of second coat. Cure the BrushbondRFX membrane for minimum 3 days as per normal curing practice. Consumption of Fosroc Brushbond RFX - (15Kg +5.088 Kg Pack) 12m2 -14m2 Cement will be supplied by Client at free of cost but subjected to reconciliation." IV. Protective Plaster: The water proofing surface shall be protected with cement plaster of 12 mm (1:4) admixed with integral water proofing compound CONPLAST WL .(The minimum dosage is 125ml and the maximum is 200ml per 50kgs of cement) V. Curing Complete. | Sq.Ft. | 25759 | 26.75 | Approved
The Soul, Rajarhat | BLOCK | Water Proofing |  | WO/HR01/BOK01/54 | Waterproof | Waterproofing work in toilet,kitchen,balcony,pantry.W.C | Waterproofing work in Toilet, Kitchen ,Balcony, Pantry, W.C: Preparing the inside surface of core and PVC by roughening using suitable file to get better adhesion prior to packing works. Cleaning the surface by wire brushing followed water jet to remove any laitance or loose flaky particles. Providing necessary formwork for packing the bore using suitable arrangement (depending upon site conditions). Applying a coat of styrene- butadiene based polymer coating using Nitobond SBR to enhance adhesion between the packing material and other surfaces andPacking the gap using non-shrink cement polymer based grout using Conbextra GP2upto the surface of the bore whilst the Nitobond SBR is in tacky stateand then sealing with epoxy/polyester sealant. I.Chipping and Cleaning of concrete surface to remove dust, oil, grease , loose paint / coating. II.Groove cutting and halloring work in floor and wall joints with Fosroc Hydraproof (Single Component Acrylic Polymer for cement based waterproof composite coating membrane) modified mortar. III.One coat Fosroc Brushbond RFX (High performance elastomeric cementitious waterproof coating) painting on entire surface. IV.Next day 2nd coat Fosroc Brushbond RFX (High performance elastomeric cementitious waterproof coating) painting on entire surface. Each coating of BrushbondRFX will be 90 degree to each other. (Application will be done as per Manufacturer’s specification). Sprinkle fine aggregate immediately after the application of second coat. Cure the BrushbondRFX membrane for minimum 3 days as per normal curing practice. Consumption of Fosroc Brushbond RFX - (15Kg +5.088 Kg Pack) 12m2 -14m2 Cement will be supplied by Client at free of cost but subjected to reconciliation." IV. Protective Plaster: The water proofing surface shall be protected with cement plaster of 12 mm (1:4) admixed with integral water proofing compound CONPLAST WL .(The minimum dosage is 125ml and the maximum is 200ml per 50kgs of cement) V. Curing Complete. | Sq.Ft. | 23614 | 26.5 | Approved
The Soul, Rajarhat | BLOCK | Water Proofing |  | WO/HR01/BOK01/24 | S K CONSTRUCTION | Waterproofing work in Lift Pit | Waterproofing work in Lift Pit: (i) Surface Preparation for cleaning of concrete surface to remove dust, oil, grease , loose paint /coating, by cleaning or chipping. (ii) Hallormaking: The junction of roof slab & wall shall be chamfered with 25mm X 25 mm fillet of mortar (Cement : sand 1:4) admixed with Fosroc Nitobond Latex. Before chamfering a prime coat shall be given with the slurry coat of (Single Component Acrylic Polymer for cement based waterproof composite coating membrane). (iii) Waterproofing Coating: Over prepared surface, SSD substrate shall be treated with Crystalline Coating of Brushbond TGP( Coverage of 1.5 kg/sqm/coat) in inside surface of lift pit (High performance elastomeric cementitious waterproof coating) waterproofing slurry in two coats at right angles to each other (iv) Protective Plaster: Providing & Laying of 10 mm to 12 mm protective plaster over parapet wall admixed with Water Proofing Chemical - Fosroc WL (Integral waterproofing liquid admixture with concrete and mortar)@ 200 ml per bag of cement. (v) Complete curing. Cement will be supplied by Client at free of cost but subjected to reconciliation. | Sq.Ft. | 876 | 26.5 | Approved
The Soul, Rajarhat | BLOCK | Water Proofing |  | WO/HR01/BOK01/53 | S K CONSTRUCTION | Waterproofing work in Lift Pit | Waterproofing work in Lift Pit: (i) Surface Preparation for cleaning of concrete surface to remove dust, oil, grease , loose paint /coating, by cleaning or chipping. (ii) Hallormaking: The junction of roof slab & wall shall be chamfered with 25mm X 25 mm fillet of mortar (Cement : sand 1:4) admixed with Fosroc Nitobond Latex. Before chamfering a prime coat shall be given with the slurry coat of (Single Component Acrylic Polymer for cement based waterproof composite coating membrane). (iii) Waterproofing Coating: Over prepared surface, SSD substrate shall be treated with Crystalline Coating of Brushbond TGP( Coverage of 1.5 kg/sqm/coat) in inside surface of lift pit (High performance elastomeric cementitious waterproof coating) waterproofing slurry in two coats at right angles to each other (iv) Protective Plaster: Providing & Laying of 10 mm to 12 mm protective plaster over parapet wall admixed with Water Proofing Chemical - Fosroc WL (Integral waterproofing liquid admixture with concrete and mortar)@ 200 ml per bag of cement. (v) Complete curing. Cement will be supplied by Client at free of cost but subjected to reconciliation. | Sq.Ft. | 876 | 26.5 | Approved
The Soul, Rajarhat | BLOCK | Water Proofing |  | WO/HR01/BOK01/54 | Waterproof | Waterproofing work in Lift Pit | Waterproofing work in Lift Pit: (i) Surface Preparation for cleaning of concrete surface to remove dust, oil, grease , loose paint /coating, by cleaning or chipping. (ii) Hallormaking: The junction of roof slab & wall shall be chamfered with 25mm X 25 mm fillet of mortar (Cement : sand 1:4) admixed with Fosroc Nitobond Latex. Before chamfering a prime coat shall be given with the slurry coat of (Single Component Acrylic Polymer for cement based waterproof composite coating membrane). (iii) Waterproofing Coating: Over prepared surface, SSD substrate shall be treated with Crystalline Coating of Brushbond TGP( Coverage of 1.5 kg/sqm/coat) in inside surface of lift pit (High performance elastomeric cementitious waterproof coating) waterproofing slurry in two coats at right angles to each other (iv) Protective Plaster: Providing & Laying of 10 mm to 12 mm protective plaster over parapet wall admixed with Water Proofing Chemical - Fosroc WL (Integral waterproofing liquid admixture with concrete and mortar)@ 200 ml per bag of cement. (v) Complete curing. Cement will be supplied by Client at free of cost but subjected to reconciliation. | Sq.Ft. | 876 | 26.5 | Approved
The Soul, Rajarhat | BLOCK | Water Proofing |  | WO/HR01/BOK01/24 | S K CONSTRUCTION | Nozzle Grouting at OHR & Lift | Nozzel Grouting at OHR & Lift : Providing & Injection of expanding Nozzle Grout (Fosroc Cebex 100) with cement slurry admixed with expanding grout admixture to be mixed @225 gm per bag of cement with pressure grouting using 12 mm dia, 75 mm long PVC nozzles in the concrete as per approved drawing and direction of Engineer in charge. Cement will be supplied by Client at free of cost but subjected to reconciliation. | Nos. | 0 | 80 | Approved
The Soul, Rajarhat | BLOCK | Water Proofing |  | WO/HR01/BOK01/53 | S K CONSTRUCTION | Nozzle Grouting at OHR & Lift | Nozzel Grouting at OHR & Lift : Providing & Injection of expanding Nozzle Grout (Fosroc Cebex 100) with cement slurry admixed with expanding grout admixture to be mixed @225 gm per bag of cement with pressure grouting using 12 mm dia, 75 mm long PVC nozzles in the concrete as per approved drawing and direction of Engineer in charge. Cement will be supplied by Client at free of cost but subjected to reconciliation. | Nos. | 0 | 80 | Approved
The Soul, Rajarhat | BLOCK | Water Proofing |  | WO/HR01/BOK01/54 | Waterproof | Nozzle Grouting at OHR & Lift | Nozzel Grouting at OHR & Lift : Providing & Injection of expanding Nozzle Grout (Fosroc Cebex 100) with cement slurry admixed with expanding grout admixture to be mixed @225 gm per bag of cement with pressure grouting using 12 mm dia, 75 mm long PVC nozzles in the concrete as per approved drawing and direction of Engineer in charge. Cement will be supplied by Client at free of cost but subjected to reconciliation. | Nos. | 0 | 80 | Approved
The Soul, Rajarhat | OVERHEADS | Corporate Social Responsibility |  | WO/HR01/OHES/24 | IKURE TECHSOFT PVT LTD | Health & Eye check-up camps | Consultancy charges for health camp with General consultation, Eye Check-up,Vitals like BP, Height, Weight, Haemoglobin, RBS, Blood Grouping, ECG, General medicine, Health Screening Card, Health camp data analysis report. | Nos. | 250 | 200 | Approved
The Soul, Rajarhat | OVERHEADS | Corporate Social Responsibility |  | WO/HR01/OHES/24 | IKURE TECHSOFT PVT LTD | Consultancy charge for CBC test | Consultancy charges for Health camp- CBC test with Health camp data analysis report. | Nos. | 250 | 170 | Approved
The Soul, Rajarhat | OVERHEADS | Corporate Social Responsibility |  | WO/HR01/OHES/18 | Mondal Nurseries & Exterior | Spathodia Campanulata | Supply at required location as per approved drawing, specification and direction of Engineer in charge. For, Spathodia Campanulata; Height (Min) : 12 Feet; Spacing : as per drawing, Girth (Min): As per approved drawing; including the charges of carriage, Manure/Cocopeat etc. | Nos | 15 | 896.7 | Approved
The Soul, Rajarhat | OVERHEADS | Corporate Social Responsibility |  | WO/HR01/OHES/29 | Mondal Nurseries & Exterior | Spathodia Campanulata | Supply at required location as per approved drawing, specification and direction of Engineer in charge. For, Spathodia Campanulata; Height (Min) : 12 Feet; Spacing : as per drawing, Girth (Min): As per approved drawing; including the charges of carriage, Manure/Cocopeat etc. | Nos | 50 | 1060 | Approved
The Soul, Rajarhat | BLOCK | Water Proofing |  | WO/HR01/BOK01/26 | Cleantek Energy Pvt. Ltd. | Waterproofing work in Toilet, Kitchen ,Balcony, Pntry, W.C | Waterproofing work in Toilet, Kitchen ,Balcony, Pntry, W.C I. Bore Packing: Preparing the inside surface of core and PVC by roughening using suitable file to get better adhesion prior to packing works. Cleaning the surface by wire brushing followed water jet to remove any laitance or loose flaky particles. Providing necessary formwork for packing the bore using suitable arrangement (depending upon site conditions). II. Surface preparation - The entire area ( floor + walls upto 300 MM height) should be cleaned properly to the maximum possible extent. Annular gaps around pipe fittings will be sealed with our Nanofix PLASTOSEAL (PU based sealant) and left for curing. Cutting of groove (12mm x12 mm) at junction between horizontal floor & vertical walls or construction joint to be sealed with cement-sand mortar mixed with our plaster admixture Nanofix SYLO-200 (Dosage- 200 ML. per 50 kg. bag of cement mortar). III. Waterproof coating:- Providing and applying 2 coats of polymer modified, two component cement based heavy duty waterproofing compound NANOFIX 2C in the entire area by brush.Intercoat interval is 4-6 hours between any two coats. Spray coarse sand uniformly on the above treated surface while the final coat is still green to make it rough when cured. Weather curing for 24 hrs & after that moist curing by sprinkling of water for 3 days. IV. Application of rough Plaster - A layer of rough plaster should be done on the finished coated surface and on the walls with Cement sand Ratio of 1:4 with thickness of 12-15mm, with our plaster admixture Nanofix SYLO-200 (Dosage- 200 ML. per 50 kg. bag of cement mortar). V. Curing Complete Cement will be supplied by client free of cost but subjected to reconciliation. | Sq.Ft. | 4379 | 26.5 | Approved
The Soul, Rajarhat | BLOCK | Water Proofing |  | WO/HR01/BOK01/55 | Cleantek Energy Pvt. Ltd. | Waterproofing work in Toilet, Kitchen ,Balcony, Pntry, W.C | Waterproofing work in Toilet, Kitchen ,Balcony, Pntry, W.C I. Bore Packing: Preparing the inside surface of core and PVC by roughening using suitable file to get better adhesion prior to packing works. Cleaning the surface by wire brushing followed water jet to remove any laitance or loose flaky particles. Providing necessary formwork for packing the bore using suitable arrangement (depending upon site conditions). II. Surface preparation - The entire area ( floor + walls upto 300 MM height) should be cleaned properly to the maximum possible extent. Annular gaps around pipe fittings will be sealed with our Nanofix PLASTOSEAL (PU based sealant) and left for curing. Cutting of groove (12mm x12 mm) at junction between horizontal floor & vertical walls or construction joint to be sealed with cement-sand mortar mixed with our plaster admixture Nanofix SYLO-200 (Dosage- 200 ML. per 50 kg. bag of cement mortar). III. Waterproof coating:- Providing and applying 2 coats of polymer modified, two component cement based heavy duty waterproofing compound NANOFIX 2C in the entire area by brush.Intercoat interval is 4-6 hours between any two coats. Spray coarse sand uniformly on the above treated surface while the final coat is still green to make it rough when cured. Weather curing for 24 hrs & after that moist curing by sprinkling of water for 3 days. IV. Application of rough Plaster - A layer of rough plaster should be done on the finished coated surface and on the walls with Cement sand Ratio of 1:4 with thickness of 12-15mm, with our plaster admixture Nanofix SYLO-200 (Dosage- 200 ML. per 50 kg. bag of cement mortar). V. Curing Complete Cement will be supplied by client free of cost but subjected to reconciliation. | Sq.Ft. | 11125 | 26.5 | Approved
The Soul, Rajarhat | BLOCK | Water Proofing |  | WO/HR01/BOK01/26 | Cleantek Energy Pvt. Ltd. | Waterproofing work in Lift Pit: | Waterproofing work in Lift Pit: I. GROUTING- INJECTION GROUTING WILL BE REQUIRED HERE, THE METHODOLOGY OF GROUTING MENTIONED SEPARATELY IN ITEM No, 3 Surface preparation & sealing work- The entire area ( floor + walls ) should be cleaned properly to the maximum possible extent. Any visible surface crack will be sealed with our Nanofix PLASTOSEAL (PU based sealant) and left for curing. Cutting of groove (12mm x12 mm) at construction joint to be sealed with cement-sand mortar mixed with our plaster admixture Nanofix SYLO(Dosage- 500 ML. per 50 kg. bag of cement mortar). (Cement required have to be supplied FREE-OF-COST by client.) II. Waterproof coating: Providing and applying 2 coats polymer modified, two component, cement based heavy duty waterproofing compound Nanofix 2C in the entire area. with an intercoat interval of 5 to 6 hrs. then spray coarse sand @500 gm/sqm uniformly on the above treated surface while the 2nd coat is still green to make it rough when cured. Weather curing for 24 hrs & after that moist curing by sprinkling of water for 3 days. III. Application of rough plaster - A layer of rough plaster should be done on the finished coated surface and on the walls with Cement sand Ratio of 1:4 with thickness of 12-15mm, with our plaster admixture Nanofix SYLO-200. (Dosage- 200 ML. per 50 kg. bag of cement mortar). IV. Complete curing. Cement will be supplied by Client at free of cost but subjected to reconciliation. | Sq.Ft. | 0 | 26.5 | Approved
The Soul, Rajarhat | BLOCK | Water Proofing |  | WO/HR01/BOK01/55 | Cleantek Energy Pvt. Ltd. | Waterproofing work in Lift Pit: | Waterproofing work in Lift Pit: I. GROUTING- INJECTION GROUTING WILL BE REQUIRED HERE, THE METHODOLOGY OF GROUTING MENTIONED SEPARATELY IN ITEM No, 3 Surface preparation & sealing work- The entire area ( floor + walls ) should be cleaned properly to the maximum possible extent. Any visible surface crack will be sealed with our Nanofix PLASTOSEAL (PU based sealant) and left for curing. Cutting of groove (12mm x12 mm) at construction joint to be sealed with cement-sand mortar mixed with our plaster admixture Nanofix SYLO(Dosage- 500 ML. per 50 kg. bag of cement mortar). (Cement required have to be supplied FREE-OF-COST by client.) II. Waterproof coating: Providing and applying 2 coats polymer modified, two component, cement based heavy duty waterproofing compound Nanofix 2C in the entire area. with an intercoat interval of 5 to 6 hrs. then spray coarse sand @500 gm/sqm uniformly on the above treated surface while the 2nd coat is still green to make it rough when cured. Weather curing for 24 hrs & after that moist curing by sprinkling of water for 3 days. III. Application of rough plaster - A layer of rough plaster should be done on the finished coated surface and on the walls with Cement sand Ratio of 1:4 with thickness of 12-15mm, with our plaster admixture Nanofix SYLO-200. (Dosage- 200 ML. per 50 kg. bag of cement mortar). IV. Complete curing. Cement will be supplied by Client at free of cost but subjected to reconciliation. | Sq.Ft. | 438 | 26.5 | Approved
The Soul, Rajarhat | BLOCK | Water Proofing |  | WO/HR01/BOK01/26 | Cleantek Energy Pvt. Ltd. | Nozzel Grouting at OHR & Lift : | Nozzel Grouting at OHR & Lift : Fixing 12 mm dia, 75mm long PVC nozzle at 500 mm c/c distance using Nanofix Quick Set(Approx 100 ml. per point) with cement and injection of Nanofix Grout(approx.75 ml. per point) with Nanofix Hi-set (approx 70 gms.per point) using grout pump. Cutting the nozzle after grouting & finishing with cement sand mortar. The slurry prepared with cement & grout materials to be injected under pressure of maximum 2.5 Kg/Cm2 through grouting pump .The grouting milk will flow through the (4) Injection Grouting at OHR & Lift Pit (3) Toilet / Balcony / kitchen Waterproofing nozzles to seal the voids, pores of the surface. cement consumption is approx. 1.5kgs per grouting point & it may vary depending upon the porosity of structure. Cement will be supplied by Client at free of cost but subjected to reconciliation. | Nos | 0 | 70 | Approved
The Soul, Rajarhat | BLOCK | Water Proofing |  | WO/HR01/BOK01/55 | Cleantek Energy Pvt. Ltd. | Nozzel Grouting at OHR & Lift : | Nozzel Grouting at OHR & Lift : Fixing 12 mm dia, 75mm long PVC nozzle at 500 mm c/c distance using Nanofix Quick Set(Approx 100 ml. per point) with cement and injection of Nanofix Grout(approx.75 ml. per point) with Nanofix Hi-set (approx 70 gms.per point) using grout pump. Cutting the nozzle after grouting & finishing with cement sand mortar. The slurry prepared with cement & grout materials to be injected under pressure of maximum 2.5 Kg/Cm2 through grouting pump .The grouting milk will flow through the (4) Injection Grouting at OHR & Lift Pit (3) Toilet / Balcony / kitchen Waterproofing nozzles to seal the voids, pores of the surface. cement consumption is approx. 1.5kgs per grouting point & it may vary depending upon the porosity of structure. Cement will be supplied by Client at free of cost but subjected to reconciliation. | Nos | 0 | 70 | Approved
The Soul, Rajarhat | BASEMENT WITH PODIUM | Civil |  |  |  | Well Pile | All Charges well pile foundation with avg dia of 675mm with the supply of 1:3:6 concrete (Brick bats), well chari, labour, tools tackles all complete as per drawing and direction of EIC. Cement will be supplied by client but subjected to reconciliation. Depth of Pile 4.7 m | Nos |  |  | Approved
The Soul, Rajarhat | BASEMENT WITH PODIUM | Civil | Basement with Podium | WO/HR01/BP01/4 | Green Alpha Assets Pvt. Ltd. | Well Pile | All Charges well pile foundation with avg dia of 675mm with the supply of 1:3:6 concrete (Brick bats), well chari, labour, tools tackles all complete as per drawing and direction of EIC. Cement will be supplied by client but subjected to reconciliation. Depth of Pile 4.7 m | Nos | 0 | 15500 | Approved
The Soul, Rajarhat | BLOCK | Civil | Sub & Super Structure Work | WO/HR01/BOK01/2 | Green Alpha Assets Pvt. Ltd. | Providing and fixing Thermopolis Block | Charges for providing and fixing Thermopolis Block between double columns with tools tackles, labour, materials etc.all complete at all levels as per drawing & direction of Engineer-in-Charge. | Sq.Mtr. | 1373 | 515 | Approved
The Soul, Rajarhat | BLOCK | Civil | Sub & Super Structure Work | WO/HR01/BOK01/2 | Green Alpha Assets Pvt. Ltd. | Making and fixing MS sleeves | Charges for making MS sleeves of all sizes/ dia by cutting and welding (Reusable) with all tools & tackles all complete as per drawing and direction of Engineer-in-charge | Nos | 1232 | 95 | Approved
The Soul, Rajarhat | BLOCK | Civil | Sub & Super Structure Work | WO/HR01/BOK01/2 | Green Alpha Assets Pvt. Ltd. | MS sleeves of all sizes/ dia by cutting only | Charges for making MS sleeves of all sizes/ dia by cutting only with all tools & tackles all complete as per drawing and direction of Engineer-in-charge | Nos | 1208 | 65 | Approved
The Soul, Rajarhat | BLOCK | Civil | Sub & Super Structure Work | WO/HR01/BOK01/2 | Green Alpha Assets Pvt. Ltd. | slab cut out making (all sizes) | Charges for slab cut out making (all sizes) with plywood and fixing with all tools & tackles all complete at all level as per drawing and direction of Engineer-in-charge | Nos | 1177 | 140 | Approved
The Soul, Rajarhat | BLOCK | Civil | Sub & Super Structure Work | WO/HR01/BOK01/2 | Green Alpha Assets Pvt. Ltd. | Earthing rod welding | Charges for earthing rod welding with all tools tackles, including the cost of welding rod etc. complete as per drawing and direction of Engineer-in-Charge | Nos | 421 | 259 | Approved
The Soul, Rajarhat | BLOCK | Civil | Sub & Super Structure Work | WO/HR01/BOK01/2 | Green Alpha Assets Pvt. Ltd. | Laying of Precast Slab PCC Block | Charges for Laying of Precast Slab of PCC Block including all labour, machinery, tools & tackles for all lead & lift at all levels as per drawing and direction of Engineer-in-Charge | Sq.Mtr. | 260 | 120 | Approved
The Soul, Rajarhat | BLOCK | Civil | Sub & Super Structure Work | WO/HR01/BOK01/2 | Green Alpha Assets Pvt. Ltd. | Hessian cloth | Supply and Laying charges of Hessian cloth beneath the Precast Slab including all labour, machinery, tools & tackles for all lead & lift at all levels as per drawing and direction of Engineer-in-Charge | Sq.Mtr. | 260 | 30 | Approved
The Soul, Rajarhat | BLOCK | Civil | Sub & Super Structure Work | WO/HR01/BOK01/2 | Green Alpha Assets Pvt. Ltd. | MS Cut out frame | Charges for making MS Cut out frame of all sizes by cutting and welding with all tools & tackles all complete as per drawing and direction of Engineer-in-charge | Nos | 155 | 150 | Approved
The Soul, Rajarhat | BLOCK | Civil | Sub & Super Structure Work | WO/HR01/BOK01/2 | Green Alpha Assets Pvt. Ltd. | Fixing MS Cut out frame | Charges for fixing MS Cut out frame of all sizes with all tools & tackles all complete as per drawing and direction of Engineer-in-charge | Nos | 2116 | 75 | Approved
The Soul, Rajarhat | OVERHEADS | Housekeeping |  | WO/HR01/OHES/25 | Integrated Security Service | Office Boy at Site | Providing office boy at site @12 hr duty basis Total Days from 1st Jan'2020 to 30th Jun'2020 = 182 days Total holiday from 1st Jan'2020 to 30th Jun'2020 = 3 days Total duty = 182+3 = 185 days | Duties | 130 | 578 | Approved
The Soul, Rajarhat | OVERHEADS | Housekeeping |  | WO/HR01/OHES/26 | Integrated Intelligent Security Service | Office Boy at Night Shift | Providing Office Boy at Night Shift @8 hr duty basis from 1st Jan 2020 to 30th Jun 2020. Appx. 10 Nos. night shifts considered per month (May increase or decrease) Total night shift for 1 no. office boy = 10x6 = 60 Nos. | Duties | 18 | 365 | Approved
The Soul, Rajarhat | OVERHEADS | Housekeeping |  | WO/HR01/OHES/32 | Integrated Intelligent Security Service | Office Boy at Night Shift | Providing Office Boy at Night Shift @8 hr duty basis from 1st Jan 2020 to 30th Jun 2020. Appx. 10 Nos. night shifts considered per month (May increase or decrease) Total night shift for 1 no. office boy = 10x6 = 60 Nos. | Duties | 24 | 385 | Approved
The Soul, Rajarhat | IT Expenses | Internet Leased Line |  | WO/HR01/ITES001/15 | Wavetree Network Pvt. Ltd. | 10 Mbps ILL | 10 Mbps ILL | Lump Sum | 1 | 13333.33 | Approved
The Soul, Rajarhat | OVERHEADS | Security Expense |  | WO/HR01/OHES/27 | NIS MANAGEMENT LIMITED | Security Guard | Providing Security Guard @12 Hr X 7 Days a week duty basis from 1st Jan'2020 to 30th Jun' 2020 Total working days = 182; Total Holidays = 3 days; Total nos. duty for single manpower = 182+3 = 185 Days Total Manpower = 4 Nos. Total Duty = 4X185 = 740 Nos. | Duties | 740 | 616 | Approved
The Soul, Rajarhat | MARKETING | Security Expenditure |  | WO/HR01/MKT01/112 | NIS MANAGEMENT LIMITED | Security Guard | Providing Security Guard @12 Hr X 2 Days a week duty basis from 1st Jan'2020 to 30th Jun' 2020 Total working days = 52; Total Manpower = 1 Nos. Total Duty = 1 X 52 = 52 Nos. | Duties | 52 | 616 | Approved
The Soul, Rajarhat | MARKETING | Housekeeping |  |  |  | 02 (Two) Nos. Housekeeping at Marketing Office from Monday to Friday | Providing 02 (Two) Nos. Housekeeping at Marketing Office from Monday to Friday @10 Hr duty basis BOQ Calculation: Total Working days = 130 Days Total Holidays = 2 days Total Days = 130+2 = 132 Days Total Manpower = 2 Nos. Total duty = 132 X 2 = 264 Days | Duties |  |  | Approved
The Soul, Rajarhat | MARKETING | Housekeeping |  | WO/HR01/MKT01/113 | Secura Infra Services Pvt. Ltd. | 02 (Two) Nos. Housekeeping at Marketing Office | Providing 02 (Two) Nos. Housekeeping at Marketing Office @10 Hr duty basis BOQ Calculation: Total Working days = 182 Days Total Holidays = 3 days Total Days = 182+5 = 185 Days Total Manpower = 2 Nos. Total duty = 185 X 2 = 370 Days | Duties | 284 | 518 | Approved
The Soul, Rajarhat | MARKETING | Housekeeping |  | WO/HR01/MKT01/118 | Secura Infra Services Pvt. Ltd. | 02 (Two) Nos. Housekeeping at Marketing Office | Providing 02 (Two) Nos. Housekeeping at Marketing Office @10 Hr duty basis BOQ Calculation: Total Working days = 182 Days Total Holidays = 3 days Total Days = 182+5 = 185 Days Total Manpower = 2 Nos. Total duty = 185 X 2 = 370 Days | Duties | 341 | 528 | Approved
The Soul, Rajarhat | MARKETING | Housekeeping |  | WO/HR01/MKT01/113 | Secura Infra Services Pvt. Ltd. | 01 (One) No. Additional Housekeeping at Marketing Office on Saturday and Sunday | Providing 01 (One) No. Additional Housekeeping at Marketing Office on Saturday and Sunday @10 Hr duty basis BOQ Calculation: Total Working days = 52 Days Total Holidays = 1 days Total Days = 52+1 = 53 Days Total Manpower = 1 Nos. Total duty = 53X1 = 53 Days | Duties | 27 | 518 | Approved
SOUTHWINDS PROJECT LLP (PHASE - III & IV) | COMMON INFRASTRUCTURE - PHASE III & IV | Boundary Wall |  | WO/SP34/CI34/9 | CHIRAG ENTERPRISE | AUGER BORING PILES: 300 MM DIA | AUGER BORING PILES: 300 MM DIA |  | 0 | 0 | Approved
SOUTHWINDS PROJECT LLP (PHASE - III & IV) | COMMON INFRASTRUCTURE - PHASE III & IV | Boundary Wall |  | WO/SP34/CI34/9 | CHIRAG ENTERPRISE | AUGER BORING PILES: 300 MM DIA | "Installation of R.C.C cast-in-situ pile by AUGER BORING method , boring through all types of soil upto founding level , including setting out of piles as per drawing and approving the same from the Engineer in charge, placing of concrete by tremie method, providing adequate projection of pile above testing level as per drawing, specification and direction of Engineer -in-charge. Piles shall be measured as per shaft length (Cutoff to bottom of shaft) of pile. The rates are inclusive of projected concrete, cost of boring and removal of spoiles/ slurry and Earth. Construction of VAT for circulation of water etc if any as required and as per direction of E-I-C. Contractor is to ensure safe load bearing capacity of each as specified. The cost is inclusive of all accessories, plants & equipments, mobilization & demobilization of Rigs, operating crew personals and erection of rigs, shifting of machinery from one bore location to another, removal of excavated earth with all lifts and leads, supplying fabricating, fitting, fixing and handling of temporary MS casing of required dia and length if required time to time as directed by E-I-C. The cost is inclusive of Labour Charges for shifting, handling, storing and hoisting in place at all levels and straightening, cutting to length, bending hooked ends, binding in position of reinforcement bars to shape and size as detailed and approved bar bending schedules, including welding wherever necessary as per drawing & specifications in all kinds of works at all heights & depths as specified including approved cover blocks spaces and binding wire of 18 gauge and such other works that are required to make it complete as per drawing and direction of E-I-C. No separate payment shall be made for Rolling Margin, Laps, Chairs, Spacers etc. " Note : i) Minimum 400kg cementitious content shall be used for per Cum. of concrete and slump should be 150mm-180mm. Ii) Grade of concrete-M25 (Or as specified in drawing) | RMT | 180 | 450 | Approved
SOUTHWINDS PROJECT LLP (PHASE - III & IV) | COMMON INFRASTRUCTURE - PHASE III & IV | Boundary Wall |  | WO/SP34/CI34/9 | CHIRAG ENTERPRISE | Loading & unloading | Charges for Lading & unloading as per direction of EIC. | RMT | 180 | 29.36 | Approved
SOUTHWINDS PROJECT LLP (PHASE - III & IV) | COMMON INFRASTRUCTURE - PHASE III & IV | Boundary Wall |  | WO/SP34/CI34/9 | CHIRAG ENTERPRISE | Washing of Pile bore well | Charges for Washing of Pile borewell with Bentonite solution including all material as per IS-2911-Part-1/ sec-2 & direction of EIC. | RMT | 0 | 50 | Approved
SOUTHWINDS PROJECT LLP (PHASE - III & IV) | COMMON INFRASTRUCTURE - PHASE III & IV | Boundary Wall |  | WO/SP34/CI34/9 | CHIRAG ENTERPRISE | Loading & unloading | Charges for Lading & unloading as per direction of EIC. | RMT | 0 | 2.81 | Approved
SOUTHWINDS PROJECT LLP (PHASE - III & IV) | COMMON INFRASTRUCTURE - PHASE III & IV | Boundary Wall |  | WO/SP34/CI34/9 | CHIRAG ENTERPRISE | Transportation | Transportation cost | Lump Sum | 1 | 4000 | Approved
The Soul, Rajarhat | BLOCK | Fire Fighting |  | WO/HR01/BOK01/27 | Balajee Fire | CAST IRON GATE VALVE (PN 1.6)-250 mm NB | Installation,testing & commissioning of VALVE AND SPECIALITIES (INSIDE FIRE WATER PUMP HOUSE) of CAST IRON GATE VALVE (PN 1.6) as per Specification/drawing & direction of Engineer-in-charge. a)250 mm NB | Nos | 2 | 3660 | Approved
The Soul, Rajarhat | BLOCK | Fire Fighting |  | WO/HR01/BOK01/27 | Balajee Fire | CAST IRON GATE VALVE (PN 1.6)-200 mm NB | Installation,testing & commissioning of VALVE AND SPECIALITIES (INSIDE FIRE WATER PUMP HOUSE) of CAST IRON GATE VALVE (PN 1.6) as per Specification/drawing & direction of Engineer-in-charge. b)200 mm NB | Nos | 5 | 2745 | Approved
The Soul, Rajarhat | BLOCK | Fire Fighting |  | WO/HR01/BOK01/27 | Balajee Fire | CAST IRON GATE VALVE (PN 1.6)-150 mm NB | Installation,testing & commissioning of VALVE AND SPECIALITIES (INSIDE FIRE WATER PUMP HOUSE) of CAST IRON GATE VALVE (PN 1.6) as per Specification/drawing & direction of Engineer-in-charge. c)150 mm NB | Nos | 4 | 2288 | Approved
The Soul, Rajarhat | BLOCK | Fire Fighting |  | WO/HR01/BOK01/27 | Balajee Fire | CAST IRON GATE VALVE (PN 1.6)-80 mm NB | Installation,testing & commissioning of VALVE AND SPECIALITIES (INSIDE FIRE WATER PUMP HOUSE) of CAST IRON GATE VALVE (PN 1.6) as per Specification/drawing & direction of Engineer-in-charge. d)80 mm NB | Nos | 5 | 1830 | Approved
The Soul, Rajarhat | BLOCK | Fire Fighting |  | WO/HR01/BOK01/27 | Balajee Fire | CAST IRON GATE VALVE (PN 1.6)-50 mm NB | Installation,testing & commissioning of VALVE AND SPECIALITIES (INSIDE FIRE WATER PUMP HOUSE) of CAST IRON GATE VALVE (PN 1.6) as per Specification/drawing & direction of Engineer-in-charge. e)50 mm NB | Nos | 4 | 915 | Approved
The Soul, Rajarhat | BLOCK | Fire Fighting |  | WO/HR01/BOK01/27 | Balajee Fire | CAST IRON NON-RETURN VALVE (PN 1.6) -200 mm NB | Installation,testing & commissioning of VALVE AND SPECIALITIES (INSIDE FIRE WATER PUMP HOUSE) of CAST IRON NON-RETURN VALVE (PN 1.6) as per drawing & Specification/direction of Engineer-in-charge. a)200 mm NB | Nos | 1 | 2745 | Approved
The Soul, Rajarhat | BLOCK | Fire Fighting |  | WO/HR01/BOK01/27 | Balajee Fire | CAST IRON NON-RETURN VALVE (PN 1.6) -150 mm NB | Installation,testing & commissioning of VALVE AND SPECIALITIES (INSIDE FIRE WATER PUMP HOUSE) of CAST IRON NON-RETURN VALVE (PN 1.6) as per Specification/drawing & direction of Engineer-in-charge. b)150 mm NB | Nos | 4 | 1830 | Approved
The Soul, Rajarhat | BLOCK | Fire Fighting |  | WO/HR01/BOK01/27 | Balajee Fire | CAST IRON NON-RETURN VALVE (PN 1.6) -50 mm NB | Installation,testing & commissioning of VALVE AND SPECIALITIES (INSIDE FIRE WATER PUMP HOUSE) of CAST IRON NON-RETURN VALVE (PN 1.6) as per Specification/drawing & direction of Engineer-in-charge. d)50 mm NB | Nos | 3 | 915 | Approved
The Soul, Rajarhat | MARKETING | Marketing Office | Interior Works |  |  | Misc. Charges | Misc. Charges for Extra Work | Lump Sum |  |  | Approved
The Soul, Rajarhat | BLOCK | Fire Fighting |  | WO/HR01/BOK01/27 | Balajee Fire | GATE VALVE -80 mm NB | Installation, testing & commissioning of VALVE AND SPECIALITIES (INSIDE FIRE WATER PUMP HOUSE) of CAST STEEL GATE VALVE (PN 1.6) as per Specification/drawing & direction of Engineer-in-charge. b)80 mm NB for pump test recirculation | Nos | 4 | 1830 | Approved
The Soul, Rajarhat | BLOCK | Fire Fighting |  | WO/HR01/BOK01/27 | Balajee Fire | GATE VALVE -50 mm NB | Installation, testing & commissioning of VALVE AND SPECIALITIES (INSIDE FIRE WATER PUMP HOUSE) of CAST STEEL GATE VALVE (PN 1.6) as per Specification/drawing & direction of Engineer-in-charge. c)50 mm NB for pump test recirculation | Nos | 1 | 1373 | Approved
The Soul, Rajarhat | BLOCK | Fire Fighting |  | WO/HR01/BOK01/27 | Balajee Fire | BUTTERFLY VALVE-50 mm NB | Installation, testing & commissioning of VALVE AND SPECIALITIES (INSIDE FIRE WATER PUMP HOUSE) of CAST IRON BUTTERFLY VALVE(PN 1.6) as per Specification/drawing & direction of Engineer-in-charge. a)50 mm NB | Nos | 2 | 915 | Approved
The Soul, Rajarhat | BLOCK | Fire Fighting |  | WO/HR01/BOK01/27 | Balajee Fire | DELUGE VALVE SOLENOID OPERATED -50mm NB | nstallation,testing & commissioning of VALVE AND SPECIALITIES (INSIDE FIRE WATER PUMP HOUSE) of CAST IRON DELUGE VALVE SOLENOID OPERATED Including Wet pilot trim with acessories water Motor Gong etc. (As per Dwgs enclosed) and as per direction of Engineer-in-charge. a)50 mm NB | Nos | 1 | 915 | Approved
The Soul, Rajarhat | BLOCK | Fire Fighting |  | WO/HR01/BOK01/27 | Balajee Fire | Y' STRAINER | Installation, testing & commissioning of Y' STRAINER for Deluge Valve Assemble as per Specification/drawing & direction of Engineer-in-charge. a)50 mm NB | Nos | 1 | 6863 | Approved
The Soul, Rajarhat | BLOCK | Fire Fighting |  | WO/HR01/BOK01/27 | Balajee Fire | SUCTION STRAINER | Installation, testing & commissioning of SUCTION STRAINER as per Specification/drawing & direction of Engineer-in-charge. a)250 mm NB | Nos | 2 | 3203 | Approved
The Soul, Rajarhat | BLOCK | Fire Fighting |  | WO/HR01/BOK01/27 | Balajee Fire | 4 Way Fire brigade | Installation, testing & commissioning of 4 Way Fire brigade inlet connection for reservoir with piping as per Specification/drawing & direction of Engineer-in-charge. | Nos | 2 | 1830 | Approved
The Soul, Rajarhat | BLOCK | Fire Fighting |  | WO/HR01/BOK01/27 | Balajee Fire | 4 Way Fire brigade -head reservoir | Installation,testing & commissioning of 4 Way Fire brigade inlet collecting Head for reservoir including piping with foot valve & Strainer as per Specification/drawing & direction of Engineer-in-charge. | Nos | 2 | 1830 | Approved
The Soul, Rajarhat | BLOCK | Fire Fighting |  | WO/HR01/BOK01/27 | Balajee Fire | Pressure Gauge | Supply,Installation,testing, Commissioning of Pressure Gauge with half coupling, nipple, root valve(ball type), adapter, vibration dampner as per Sketch enclosed all complete as per direction of Engineer-in-charge. | Nos | 8 | 3661 | Approved
The Soul, Rajarhat | BLOCK | Fire Fighting |  | WO/HR01/BOK01/27 | Balajee Fire | Pressure Switch | Supply,Installation,testing, Commissioning of Pressure Switch with half coupling, nipple, root valve(ball type), adapter, 3- way gauge cock,vibration dampner as per Sketch enclosed and as per direction of Engineer-in-charge. | Nos | 6 | 5491 | Approved
The Soul, Rajarhat | BLOCK | Fire Fighting |  | WO/HR01/BOK01/27 | Balajee Fire | ELECTRICAL PANELS & CABLING | Supply,Installation,testing & commissioning of ELECTRICAL PANELS & CABLING of Composite control cum annunciation panel for MCC Elec. Motor driven Fire Pump & Jockey Pump Above (Cable sizes are indicative only actual size to be selected by bidder based on Motor rating.) (Rating of MCCB, Contractor & All Other components etc. shall be as per type -2 cordination chart. (Sketch enclosed) all complete as per Specification/drawing & direction of Engineer-in-charge. | Nos | 1 | 631350 | Approved
The Soul, Rajarhat | BLOCK | Fire Fighting |  | WO/HR01/BOK01/27 | Balajee Fire | 3.5C x 95 Sq.mm ALPVC) | Supply,Installation,testing & commissioning of ELECTRICAL PANELS & CABLING of Power cable and cable tray a)(3.5C x 95 Sq.mm ALPVC) as per Specification/drawing & direction of Engineer-in-charge. | Mtrs. | 76 | 686 | Approved
The Soul, Rajarhat | BLOCK | Fire Fighting |  | WO/HR01/BOK01/27 | Balajee Fire | 3C x 16 Sq.mm ALPVC) | Supply,Installation,testing & commissioning of ELECTRICAL PANELS & CABLING of Power cable and cable tray b) (3C x 16 Sq.mm ALPVC) as per Specification/drawing & direction of Engineer-in-charge. | Mtrs. | 46.5 | 549 | Approved
The Soul, Rajarhat | BLOCK | Fire Fighting |  | WO/HR01/BOK01/27 | Balajee Fire | 3C x 2.5 Sq.mm CU PVC) | Supply,Installation,testing & commissioning of ELECTRICAL PANELS & CABLING of Power cable and cable tray c) (3C x 2.5 Sq.mm CU PVC) (For Motor Space Heater) all complete as per Specification/drawing & direction of Engineer-in-charge. | Mtrs. | 0 | 412 | Approved
The Soul, Rajarhat | BLOCK | Fire Fighting |  | WO/HR01/BOK01/27 | Balajee Fire | Cable required for Diesel Engine | Supply,Installation,testing & commissioning of ELECTRICAL PANELS & CABLING of Power cable and cable tray d) Cable required for Diesel Engine pump to be included by bidders per manufacturing recommended, all complete as per Specification/drawing & direction of Engineer-in-charge. | Lot | 1 | 22875 | Approved
The Soul, Rajarhat | BLOCK | Fire Fighting |  | WO/HR01/BOK01/27 | Balajee Fire | 2C x 1.5 Sq.mm CU PVC | Supply,Installation,testing & commissioning of ELECTRICAL PANELS & CABLING of Control cable and cable tray with all accessocies a) (2C x 1.5 Sq.mm CU PVC) all complete as per Specification/drawing & direction of Engineer-in-charge. | Mtrs. | 92 | 321 | Approved
The Soul, Rajarhat | BLOCK | Fire Fighting |  | WO/HR01/BOK01/27 | Balajee Fire | I.E.Rules | Supply,Installation,testing & commissioning of ELECTRICAL PANELS & CABLING for Earthing all complete as per I.E.Rules including earth strips/connection all complete to main bus and testing etc. as per Specification/drawing & direction of Engineer-in-charge. | Lot | 1 | 22875 | Approved
SOUTHWINDS PROJECT LLP (PHASE - III & IV) | COMMON INFRASTRUCTURE - PHASE III & IV | Consultancy Charges |  | WO/SP34/CI34/11 | Unique Engineering Consultancy Pvt. Ltd. | Consultancy charges for Internal & external Plumbing work for entire Phase-4 | Consultancy charges for Internal & external Plumbing work for entire Phase-4 (Bl-14 & 15 ) |  | 0 | 0 | Approved
SOUTHWINDS PROJECT LLP (PHASE - III & IV) | COMMON INFRASTRUCTURE - PHASE III & IV | Consultancy Charges |  | WO/SP34/CI34/11 | Unique Engineering Consultancy Pvt. Ltd. | Consultancy charges for Internal Plumbing work for phase-4 | Consultancy charges for Internal Plumbing work for entire Phase-4. | Sq.Ft. | 202539 | 1.45 | Approved
SOUTHWINDS PROJECT LLP (PHASE - III & IV) | COMMON INFRASTRUCTURE - PHASE III & IV | Consultancy Charges |  | WO/SP34/CI34/11 | Unique Engineering Consultancy Pvt. Ltd. | Consultancy charges for external Plumbing work for phase-4 | Consultancy charges for External PHE work for Phase - 4 including Designing of : a)External Water Supply Network around the Building. b)External Drainage Network around the building. c)External Sewerage Network around the building. d)Garden Water Supply Network. e)Selection of Various Pump. f)Selection of Bore Well if required. g)Selection of Under Ground Reservoir. h)Selection of Sewage Treatment Plant. i)Selection of Water Treatment Plant etc. 2. Suggestion of most Techno-Economic Solutions. 3).Preparation of Schematic Drawing for External PHE. 4).Preparation of working drawing with soft copy after receiving the approval of schematic drawing as well as Architectural working drawing. 5).Preparation of bill of quantity & selection of best materials with respect to cost, performance & aesthetics. 6).Preparation of Tender Documents with Technical Specification. 7).Attending meeting with client, contractor, engineers etc. as & when required. 8).To assist site team & contractor in testing & commissioning of the system including Water Supply, Sewerage and Drainage System etc. all complete. | Sq.Ft. | 202539 | 0.6 | Approved
The Soul, Rajarhat | PRE-CONSTRUCTION PHASE | Site Office | Civil and Finishing Work of Site Office | WO/HR01/PCE01/25 | VISWAKARMA FABRICATION | labour hutment | Charges for steel fabrication work for labour hutment with materials. a. CGI sheet fixing on roof and site wall 10X3 SQFT (Brand:Jindal/ As approved by Site) b. Plywood board fixing (12mm) (Brand: As approved by Site) c. MS Square Pipe (38X38X2MM) (Brand: As approved by Site) | Sq.Ft. | 1929 | 280 | Approved
The Soul, Rajarhat | PRE-CONSTRUCTION PHASE | Site Office | Civil and Finishing Work of Site Office | WO/HR01/PCE01/25 | VISWAKARMA FABRICATION | Toilet & Kitchen | Charges for steel fabrication work for labour Toilet & Kitchen with materials. a. CGI sheet fixing on roof and site wall 10X3 SQFT (Brand: Jindal / As approved by Site) b. Plywood board fixing (12mm) (Brand: As approved by Site) c. MS Square Pipe (38X38X2MM) (Brand: As approved by Site) | Sq.Ft. | 514 | 200 | Approved
The Soul, Rajarhat | BLOCK | Flooring Work |  | WO/HR01/BOK01/29 | A.M. Enterprise | Flooring work at Block | Flooring work at Block |  | 0 | 0 | Amended & Approved
The Soul, Rajarhat | BLOCK | Flooring Work |  | WO/HR01/BOK01/30 | Front Tech | Flooring work at Block | Flooring work at Block |  | 0 | 0 | Amended & Approved
The Soul, Rajarhat | BLOCK | Flooring Work |  | WO/HR01/BOK01/37 | A.M. Enterprise | Flooring work at Block | Flooring work at Block |  | 0 | 0 | Amended & Approved
The Soul, Rajarhat | BLOCK | Flooring Work |  | WO/HR01/BOK01/49 | A.M. Enterprise | Flooring work at Block | Flooring work at Block |  | 0 | 0 | Amended & Approved
The Soul, Rajarhat | BLOCK | Flooring Work |  | WO/HR01/BOK01/29 | A.M. Enterprise | Vitrified / Ceramic Tiles | Providing & fixing charges of 600x600 Vitrified / Ceramic Tiles (Brand as approved) at Bed Room, Kitchen, Passage, Living, Dining, Common Lobby Floor in any level on a bed of 30-40mm thick cement mortar (1:4) with necessary chipping, cutting, joint filled with white cement slurry pigmented to match after acid washing including all finishing & cleaning as per drawing, direction of Engineer-in-Charge. (Only Cement & Tiles will be supplied by the Client but subject to reconciliation. Shifting & Lifting of all materials & machineries are in contractor's scope) | Sq.Ft. | 72000 | 29 | Approved
The Soul, Rajarhat | BLOCK | Flooring Work |  | WO/HR01/BOK01/30 | Front Tech | Vitrified / Ceramic Tiles | Providing & fixing charges of 600x600 Vitrified / Ceramic Tiles (Brand as approved) at Bed Room, Kitchen, Passage, Living, Dining, Common Lobby Floor in any level on a bed of 30-40mm thick cement mortar (1:4) with necessary chipping, cutting, joint filled with white cement slurry pigmented to match after acid washing including all finishing & cleaning as per drawing, direction of Engineer-in-Charge. (Only Cement & Tiles will be supplied by the Client but subject to reconciliation. Shifting & Lifting of all materials & machineries are in contractor's scope) | Sq.Ft. | 42700 | 29.3 | Approved
The Soul, Rajarhat | BLOCK | Flooring Work |  | WO/HR01/BOK01/37 | A.M. Enterprise | Vitrified / Ceramic Tiles | Providing & fixing charges of 600x600 Vitrified / Ceramic Tiles (Brand as approved) at Bed Room, Kitchen, Passage, Living, Dining, Common Lobby Floor in any level on a bed of 30-40mm thick cement mortar (1:4) with necessary chipping, cutting, joint filled with white cement slurry pigmented to match after acid washing including all finishing & cleaning as per drawing, direction of Engineer-in-Charge. (Only Cement & Tiles will be supplied by the Client but subject to reconciliation. Shifting & Lifting of all materials & machineries are in contractor's scope) | Sq.Ft. | 46240 | 29 | Approved
The Soul, Rajarhat | BLOCK | Flooring Work |  | WO/HR01/BOK01/49 | A.M. Enterprise | Vitrified / Ceramic Tiles | Providing & fixing charges of 600x600 Vitrified / Ceramic Tiles (Brand as approved) at Bed Room, Kitchen, Passage, Living, Dining, Common Lobby Floor in any level on a bed of 30-40mm thick cement mortar (1:4) with necessary chipping, cutting, joint filled with white cement slurry pigmented to match after acid washing including all finishing & cleaning as per drawing, direction of Engineer-in-Charge. (Only Cement & Tiles will be supplied by the Client but subject to reconciliation. Shifting & Lifting of all materials & machineries are in contractor's scope) | Sq.Ft. | 48649.83 | 29 | Approved
The Soul, Rajarhat | BLOCK | Flooring Work |  | WO/HR01/BOK01/29 | A.M. Enterprise | Vitrified / Ceramic Tiles | Providing & fixing charge of 600x600 Vitrified / Ceramic Tiles (As per approved Brand) at Bed Room, Kitchen, Passage, Living, Dining, Common Lobby Skirting with Adhesive (As Approved by Site) with necessary chipping, cutting, joint filled with white cement slurry pigmented to match after acid washing including all finishing & cleaning as per drawing, direction of Engineer-in-Charge. (Only Chemical & Tiles will be supplied by the Client but subject to reconciliation. Shifting & Lifting of all materials & machineries are in contractor's scope) | Rft | 20897 | 17 | Approved
The Soul, Rajarhat | BLOCK | Flooring Work |  | WO/HR01/BOK01/30 | Front Tech | Vitrified / Ceramic Tiles | Providing & fixing charge of 600x600 Vitrified / Ceramic Tiles (As per approved Brand) at Bed Room, Kitchen, Passage, Living, Dining, Common Lobby Skirting with Adhesive (As Approved by Site) with necessary chipping, cutting, joint filled with white cement slurry pigmented to match after acid washing including all finishing & cleaning as per drawing, direction of Engineer-in-Charge. (Only Chemical & Tiles will be supplied by the Client but subject to reconciliation. Shifting & Lifting of all materials & machineries are in contractor's scope) | Rft | 12648 | 17 | Approved
The Soul, Rajarhat | BLOCK | Flooring Work |  | WO/HR01/BOK01/37 | A.M. Enterprise | Vitrified / Ceramic Tiles | Providing & fixing charge of 600x600 Vitrified / Ceramic Tiles (As per approved Brand) at Bed Room, Kitchen, Passage, Living, Dining, Common Lobby Skirting with Adhesive (As Approved by Site) with necessary chipping, cutting, joint filled with white cement slurry pigmented to match after acid washing including all finishing & cleaning as per drawing, direction of Engineer-in-Charge. (Only Chemical & Tiles will be supplied by the Client but subject to reconciliation. Shifting & Lifting of all materials & machineries are in contractor's scope) | Rft | 14174 | 17 | Approved
The Soul, Rajarhat | BLOCK | Flooring Work |  | WO/HR01/BOK01/49 | A.M. Enterprise | Vitrified / Ceramic Tiles | Providing & fixing charge of 600x600 Vitrified / Ceramic Tiles (As per approved Brand) at Bed Room, Kitchen, Passage, Living, Dining, Common Lobby Skirting with Adhesive (As Approved by Site) with necessary chipping, cutting, joint filled with white cement slurry pigmented to match after acid washing including all finishing & cleaning as per drawing, direction of Engineer-in-Charge. (Only Chemical & Tiles will be supplied by the Client but subject to reconciliation. Shifting & Lifting of all materials & machineries are in contractor's scope) | Rft | 14298.12 | 17 | Approved
The Soul, Rajarhat | BLOCK | Flooring Work |  | WO/HR01/BOK01/29 | A.M. Enterprise | Vitrified / Ceramic Tiles | Providing & fixing charges of 300x300 Vitrified / Ceramic Tiles (Brand as approved) at Utility, Toilet Floor at any level on a bed of 30-40mm thick cement mortar (1:4) with necessary chipping, cutting, joint filled with white cement slurry pigmented to match after acid washing including all finishing & cleaning as per drawing, direction of Engineer-in-Charge. (1:4) (Only Cement & Tiles will be supplied by the Client but subject to reconciliation. Shifting & Lifting of all materials & machineries are in contractor's scope) | Sq.Ft. | 12797.5 | 29 | Approved
The Soul, Rajarhat | BLOCK | Flooring Work |  | WO/HR01/BOK01/30 | Front Tech | Vitrified / Ceramic Tiles | Providing & fixing charges of 300x300 Vitrified / Ceramic Tiles (Brand as approved) at Utility, Toilet Floor at any level on a bed of 30-40mm thick cement mortar (1:4) with necessary chipping, cutting, joint filled with white cement slurry pigmented to match after acid washing including all finishing & cleaning as per drawing, direction of Engineer-in-Charge. (1:4) (Only Cement & Tiles will be supplied by the Client but subject to reconciliation. Shifting & Lifting of all materials & machineries are in contractor's scope) | Sq.Ft. | 10103 | 28.8 | Approved
The Soul, Rajarhat | BLOCK | Flooring Work |  | WO/HR01/BOK01/37 | A.M. Enterprise | Vitrified / Ceramic Tiles | Providing & fixing charges of 300x300 Vitrified / Ceramic Tiles (Brand as approved) at Utility, Toilet Floor at any level on a bed of 30-40mm thick cement mortar (1:4) with necessary chipping, cutting, joint filled with white cement slurry pigmented to match after acid washing including all finishing & cleaning as per drawing, direction of Engineer-in-Charge. (1:4) (Only Cement & Tiles will be supplied by the Client but subject to reconciliation. Shifting & Lifting of all materials & machineries are in contractor's scope) | Sq.Ft. | 10832 | 29 | Approved
The Soul, Rajarhat | BLOCK | Flooring Work |  | WO/HR01/BOK01/49 | A.M. Enterprise | Vitrified / Ceramic Tiles | Providing & fixing charges of 300x300 Vitrified / Ceramic Tiles (Brand as approved) at Utility, Toilet Floor at any level on a bed of 30-40mm thick cement mortar (1:4) with necessary chipping, cutting, joint filled with white cement slurry pigmented to match after acid washing including all finishing & cleaning as per drawing, direction of Engineer-in-Charge. (1:4) (Only Cement & Tiles will be supplied by the Client but subject to reconciliation. Shifting & Lifting of all materials & machineries are in contractor's scope) | Sq.Ft. | 10884.55 | 29 | Approved
The Soul, Rajarhat | BLOCK | Flooring Work |  | WO/HR01/BOK01/29 | A.M. Enterprise | Vitrified / Ceramic Tiles | Providing & fixing charges of 300x300 Vitrified / Ceramic Tiles (Brand as approved) at Utility Skirting, sill, Jamb, Soffit etc. in any level on a bed of Adhesive (As per approved Brand) with necessary chipping, cutting, joint filled with white cement slurry pigmented to match after acid washing including all finishing & cleaning as per drawing, direction of Engineer-in-Charge. (Only Chemical & Tiles will be supplied by the Client but subject to reconciliation. Shifting & Lifting of all materials & machineries are in contractor's scope) | Rft | 3031 | 17 | Approved
The Soul, Rajarhat | BLOCK | Flooring Work |  | WO/HR01/BOK01/30 | Front Tech | Vitrified / Ceramic Tiles | Providing & fixing charges of 300x300 Vitrified / Ceramic Tiles (Brand as approved) at Utility Skirting, sill, Jamb, Soffit etc. in any level on a bed of Adhesive (As per approved Brand) with necessary chipping, cutting, joint filled with white cement slurry pigmented to match after acid washing including all finishing & cleaning as per drawing, direction of Engineer-in-Charge. (Only Chemical & Tiles will be supplied by the Client but subject to reconciliation. Shifting & Lifting of all materials & machineries are in contractor's scope) | Rft | 2594 | 17 | Approved
The Soul, Rajarhat | BLOCK | Flooring Work |  | WO/HR01/BOK01/37 | A.M. Enterprise | Vitrified / Ceramic Tiles | Providing & fixing charges of 300x300 Vitrified / Ceramic Tiles (Brand as approved) at Utility Skirting, sill, Jamb, Soffit etc. in any level on a bed of Adhesive (As per approved Brand) with necessary chipping, cutting, joint filled with white cement slurry pigmented to match after acid washing including all finishing & cleaning as per drawing, direction of Engineer-in-Charge. (Only Chemical & Tiles will be supplied by the Client but subject to reconciliation. Shifting & Lifting of all materials & machineries are in contractor's scope) | Rft | 2832 | 17 | Approved
The Soul, Rajarhat | BLOCK | Flooring Work |  | WO/HR01/BOK01/49 | A.M. Enterprise | Vitrified / Ceramic Tiles | Providing & fixing charges of 300x300 Vitrified / Ceramic Tiles (Brand as approved) at Utility Skirting, sill, Jamb, Soffit etc. in any level on a bed of Adhesive (As per approved Brand) with necessary chipping, cutting, joint filled with white cement slurry pigmented to match after acid washing including all finishing & cleaning as per drawing, direction of Engineer-in-Charge. (Only Chemical & Tiles will be supplied by the Client but subject to reconciliation. Shifting & Lifting of all materials & machineries are in contractor's scope) | Rft | 2504.123 | 17 | Approved
The Soul, Rajarhat | BLOCK | Flooring Work |  | WO/HR01/BOK01/29 | A.M. Enterprise | Vitrified / Ceramic Tiles Dado | Providing & fixing charges of 300x450 Vitrified / Ceramic Tiles (Brand as approved) at Toilet & Kitchen Dado in any level with Adhesive (As per approved Brand) including jam & soffit of Ledge wall, door, window with necessary chipping, cutting, joint filled with white cement slurry pigmented to match after acid washing including all finishing & cleaning as per drawing, direction of Engineer-in-Charge. (Only Chemical & Tiles will be supplied by the Client but subject to reconciliation. Shifting & Lifting of all materials & machineries are in contractor's scope) The scope of work also include Chippings and Grindings. | Sq.Ft. | 31326 | 25 | Approved
The Soul, Rajarhat | BLOCK | Flooring Work |  | WO/HR01/BOK01/30 | Front Tech | Vitrified / Ceramic Tiles Dado | Providing & fixing charges of 300x450 Vitrified / Ceramic Tiles (Brand as approved) at Toilet & Kitchen Dado in any level with Adhesive (As per approved Brand) including jam & soffit of Ledge wall, door, window with necessary chipping, cutting, joint filled with white cement slurry pigmented to match after acid washing including all finishing & cleaning as per drawing, direction of Engineer-in-Charge. (Only Chemical & Tiles will be supplied by the Client but subject to reconciliation. Shifting & Lifting of all materials & machineries are in contractor's scope) The scope of work also include Chippings and Grindings. | Sq.Ft. | 23302 | 22.3 | Approved
The Soul, Rajarhat | BLOCK | Flooring Work |  | WO/HR01/BOK01/37 | A.M. Enterprise | Vitrified / Ceramic Tiles Dado | Providing & fixing charges of 300x450 Vitrified / Ceramic Tiles (Brand as approved) at Toilet & Kitchen Dado in any level with Adhesive (As per approved Brand) including jam & soffit of Ledge wall, door, window with necessary chipping, cutting, joint filled with white cement slurry pigmented to match after acid washing including all finishing & cleaning as per drawing, direction of Engineer-in-Charge. (Only Chemical & Tiles will be supplied by the Client but subject to reconciliation. Shifting & Lifting of all materials & machineries are in contractor's scope) The scope of work also include Chippings and Grindings. | Sq.Ft. | 25440 | 25 | Approved
The Soul, Rajarhat | BLOCK | Flooring Work |  | WO/HR01/BOK01/49 | A.M. Enterprise | Vitrified / Ceramic Tiles Dado | Providing & fixing charges of 300x450 Vitrified / Ceramic Tiles (Brand as approved) at Toilet & Kitchen Dado in any level with Adhesive (As per approved Brand) including jam & soffit of Ledge wall, door, window with necessary chipping, cutting, joint filled with white cement slurry pigmented to match after acid washing including all finishing & cleaning as per drawing, direction of Engineer-in-Charge. (Only Chemical & Tiles will be supplied by the Client but subject to reconciliation. Shifting & Lifting of all materials & machineries are in contractor's scope) The scope of work also include Chippings and Grindings. | Sq.Ft. | 25690.65 | 25 | Approved
The Soul, Rajarhat | BLOCK | Flooring Work |  | WO/HR01/BOK01/29 | A.M. Enterprise | Granite Tiles | Providing & fixing charges of 300x600 Granite Tiles (Brand as approved) at Balcony Floor at any level including cutting of edges in sharp & right angle on a bed of 30-40mm thick cement mortar (1:4) with necessary chipping, cutting, joint filled with white cement slurry pigmented to match after acid washing including all finishing & cleaning as per drawing, direction of Engineer-in-Charge. (Only Cement & Tiles will be supplied by the Client but subject to reconciliation. Shifting & Lifting of all materials & machineries are in contractor's scope) | Sq.Ft. | 3985.5 | 37 | Approved
The Soul, Rajarhat | BLOCK | Flooring Work |  | WO/HR01/BOK01/30 | Front Tech | Granite Tiles | Providing & fixing charges of 300x600 Granite Tiles (Brand as approved) at Balcony Floor at any level including cutting of edges in sharp & right angle on a bed of 30-40mm thick cement mortar (1:4) with necessary chipping, cutting, joint filled with white cement slurry pigmented to match after acid washing including all finishing & cleaning as per drawing, direction of Engineer-in-Charge. (Only Cement & Tiles will be supplied by the Client but subject to reconciliation. Shifting & Lifting of all materials & machineries are in contractor's scope) | Sq.Ft. | 2890 | 37 | Approved
The Soul, Rajarhat | BLOCK | Flooring Work |  | WO/HR01/BOK01/37 | A.M. Enterprise | Granite Tiles | Providing & fixing charges of 300x600 Granite Tiles (Brand as approved) at Balcony Floor at any level including cutting of edges in sharp & right angle on a bed of 30-40mm thick cement mortar (1:4) with necessary chipping, cutting, joint filled with white cement slurry pigmented to match after acid washing including all finishing & cleaning as per drawing, direction of Engineer-in-Charge. (Only Cement & Tiles will be supplied by the Client but subject to reconciliation. Shifting & Lifting of all materials & machineries are in contractor's scope) | Sq.Ft. | 3005 | 37 | Approved
The Soul, Rajarhat | BLOCK | Flooring Work |  | WO/HR01/BOK01/49 | A.M. Enterprise | Granite Tiles | Providing & fixing charges of 300x600 Granite Tiles (Brand as approved) at Balcony Floor at any level including cutting of edges in sharp & right angle on a bed of 30-40mm thick cement mortar (1:4) with necessary chipping, cutting, joint filled with white cement slurry pigmented to match after acid washing including all finishing & cleaning as per drawing, direction of Engineer-in-Charge. (Only Cement & Tiles will be supplied by the Client but subject to reconciliation. Shifting & Lifting of all materials & machineries are in contractor's scope) | Sq.Ft. | 3540.93 | 37 | Approved
The Soul, Rajarhat | BLOCK | Flooring Work |  | WO/HR01/BOK01/29 | A.M. Enterprise | Granite Tiles | Providing & fixing charge of 300x600 Granite Tiles (Brand as approved) at Balcony Skirting / Patty at any level including cutting of edges in sharp & right angle with Adhesive (As per approved Brand) with necessary chipping, cutting, joint filled with white cement slurry pigmented to match after acid washing including all finishing & cleaning as per drawing, direction of Engineer-in-Charge. (Only Chemical & Tiles will be supplied by the Client but subject to reconciliation. Shifting & Lifting of all materials & machineries are in contractor's scope) | Rft | 2207 | 21 | Approved
The Soul, Rajarhat | BLOCK | Flooring Work |  | WO/HR01/BOK01/30 | Front Tech | Granite Tiles | Providing & fixing charge of 300x600 Granite Tiles (Brand as approved) at Balcony Skirting / Patty at any level including cutting of edges in sharp & right angle with Adhesive (As per approved Brand) with necessary chipping, cutting, joint filled with white cement slurry pigmented to match after acid washing including all finishing & cleaning as per drawing, direction of Engineer-in-Charge. (Only Chemical & Tiles will be supplied by the Client but subject to reconciliation. Shifting & Lifting of all materials & machineries are in contractor's scope) | Rft | 1766 | 21 | Approved
The Soul, Rajarhat | BLOCK | Flooring Work |  | WO/HR01/BOK01/37 | A.M. Enterprise | Granite Tiles | Providing & fixing charge of 300x600 Granite Tiles (Brand as approved) at Balcony Skirting / Patty at any level including cutting of edges in sharp & right angle with Adhesive (As per approved Brand) with necessary chipping, cutting, joint filled with white cement slurry pigmented to match after acid washing including all finishing & cleaning as per drawing, direction of Engineer-in-Charge. (Only Chemical & Tiles will be supplied by the Client but subject to reconciliation. Shifting & Lifting of all materials & machineries are in contractor's scope) | Rft | 1826 | 21 | Approved
The Soul, Rajarhat | BLOCK | Flooring Work |  | WO/HR01/BOK01/49 | A.M. Enterprise | Granite Tiles | Providing & fixing charge of 300x600 Granite Tiles (Brand as approved) at Balcony Skirting / Patty at any level including cutting of edges in sharp & right angle with Adhesive (As per approved Brand) with necessary chipping, cutting, joint filled with white cement slurry pigmented to match after acid washing including all finishing & cleaning as per drawing, direction of Engineer-in-Charge. (Only Chemical & Tiles will be supplied by the Client but subject to reconciliation. Shifting & Lifting of all materials & machineries are in contractor's scope) | Rft | 3449.51 | 21 | Approved
The Soul, Rajarhat | BLOCK | Flooring Work |  | WO/HR01/BOK01/29 | A.M. Enterprise | Granite Slab | Providing & fixing charges for Fixing of Granite Slab (Brand as approved) on Kitchen Counter Top above Kadappa Stone at any level on a bed of 30-40 mm thick cement mortar (1:4) with necessary chipping, cutting, joint filled with white cement slurry pigmented to match including TINEX, ARALDITE, OXIDE, PUTTY all finishing & cleaning as per drawing, direction of Engineer-in-Charge. (Only Cement & Granite Slab will be supplied by the Client but subject to reconciliation. Shifting & Lifting of all materials & machineries are in contractor's scope) | Sq.Ft. | 2880.5 | 49 | Approved
The Soul, Rajarhat | BLOCK | Flooring Work |  | WO/HR01/BOK01/30 | Front Tech | Granite Slab | Providing & fixing charges for Fixing of Granite Slab (Brand as approved) on Kitchen Counter Top above Kadappa Stone at any level on a bed of 30-40 mm thick cement mortar (1:4) with necessary chipping, cutting, joint filled with white cement slurry pigmented to match including TINEX, ARALDITE, OXIDE, PUTTY all finishing & cleaning as per drawing, direction of Engineer-in-Charge. (Only Cement & Granite Slab will be supplied by the Client but subject to reconciliation. Shifting & Lifting of all materials & machineries are in contractor's scope) | Sq.Ft. | 1846.5 | 49.3 | Approved
The Soul, Rajarhat | BLOCK | Flooring Work |  | WO/HR01/BOK01/37 | A.M. Enterprise | Granite Slab | Providing & fixing charges for Fixing of Granite Slab (Brand as approved) on Kitchen Counter Top above Kadappa Stone at any level on a bed of 30-40 mm thick cement mortar (1:4) with necessary chipping, cutting, joint filled with white cement slurry pigmented to match including TINEX, ARALDITE, OXIDE, PUTTY all finishing & cleaning as per drawing, direction of Engineer-in-Charge. (Only Cement & Granite Slab will be supplied by the Client but subject to reconciliation. Shifting & Lifting of all materials & machineries are in contractor's scope) | Sq.Ft. | 1942 | 49 | Approved
The Soul, Rajarhat | BLOCK | Flooring Work |  | WO/HR01/BOK01/49 | A.M. Enterprise | Granite Slab | Providing & fixing charges for Fixing of Granite Slab (Brand as approved) on Kitchen Counter Top above Kadappa Stone at any level on a bed of 30-40 mm thick cement mortar (1:4) with necessary chipping, cutting, joint filled with white cement slurry pigmented to match including TINEX, ARALDITE, OXIDE, PUTTY all finishing & cleaning as per drawing, direction of Engineer-in-Charge. (Only Cement & Granite Slab will be supplied by the Client but subject to reconciliation. Shifting & Lifting of all materials & machineries are in contractor's scope) | Sq.Ft. | 1847.2 | 49 | Approved
The Soul, Rajarhat | BLOCK | Flooring Work |  | WO/HR01/BOK01/29 | A.M. Enterprise | Sink cutting Granite counter | Charges for Sink cutting Granite counter top as per drawing, direction of Engineer-in-charge. | Nos | 96 | 300 | Approved
The Soul, Rajarhat | BLOCK | Flooring Work |  | WO/HR01/BOK01/30 | Front Tech | Sink cutting Granite counter | Charges for Sink cutting Granite counter top as per drawing, direction of Engineer-in-charge. | Nos | 64 | 300 | Approved
The Soul, Rajarhat | BLOCK | Flooring Work |  | WO/HR01/BOK01/37 | A.M. Enterprise | Sink cutting Granite counter | Charges for Sink cutting Granite counter top as per drawing, direction of Engineer-in-charge. | Nos | 64 | 300 | Approved
The Soul, Rajarhat | BLOCK | Flooring Work |  | WO/HR01/BOK01/49 | A.M. Enterprise | Sink cutting Granite counter | Charges for Sink cutting Granite counter top as per drawing, direction of Engineer-in-charge. | Nos | 64 | 300 | Approved
The Soul, Rajarhat | BLOCK | Flooring Work |  | WO/HR01/BOK01/29 | A.M. Enterprise | Moulding of Granite | Labour Charges of Moulding of Granite Slab at Kitchen Counter, Window Sill, Door Sill, Railing Granite Sill etc. in any level as per drawing & direction of Engineer-in-charge. (Shifting & Lifting of all materials & machineries are in contractor's scope) | Rft | 5621 | 32 | Approved
The Soul, Rajarhat | BLOCK | Flooring Work |  | WO/HR01/BOK01/30 | Front Tech | Moulding of Granite | Labour Charges of Moulding of Granite Slab at Kitchen Counter, Window Sill, Door Sill, Railing Granite Sill etc. in any level as per drawing & direction of Engineer-in-charge. (Shifting & Lifting of all materials & machineries are in contractor's scope) | Rft | 3689 | 17 | Approved
The Soul, Rajarhat | BLOCK | Flooring Work |  | WO/HR01/BOK01/37 | A.M. Enterprise | Moulding of Granite | Labour Charges of Moulding of Granite Slab at Kitchen Counter, Window Sill, Door Sill, Railing Granite Sill etc. in any level as per drawing & direction of Engineer-in-charge. (Shifting & Lifting of all materials & machineries are in contractor's scope) | Rft | 3849 | 32 | Approved
The Soul, Rajarhat | BLOCK | Flooring Work |  | WO/HR01/BOK01/49 | A.M. Enterprise | Moulding of Granite | Labour Charges of Moulding of Granite Slab at Kitchen Counter, Window Sill, Door Sill, Railing Granite Sill etc. in any level as per drawing & direction of Engineer-in-charge. (Shifting & Lifting of all materials & machineries are in contractor's scope) | Rft | 4259.53 | 32 | Approved
The Soul, Rajarhat | BLOCK | Flooring Work |  | WO/HR01/BOK01/49 | A.M. Enterprise | Granite Patty / Strip | Providing & fixing charges for Fixing of Granite Patty / Strip (Brand as approved) at Window Sill, Kitchen Counter etc. with necessary chipping in any level with Adhesive (As per approved Brand) as per drawing & direction of Engineer-in-charge. (Only Chemical & Granite Slab will be supplied by the Client but subject to reconciliation. Shifting & Lifting of all materials & machineries are in contractor's scope) | Rft | 1751.73 | 32 | Approved
The Soul, Rajarhat | BLOCK | Flooring Work |  | WO/HR01/BOK01/29 | A.M. Enterprise | Granite Patty / Strip | Providing & fixing charges for Fixing of Granite Patty / Strip (Brand as approved) at Window Sill, Kitchen Counter etc. with necessary chipping in any level with Adhesive (As per approved Brand) as per drawing & direction of Engineer-in-charge. (Only Chemical & Granite Slab will be supplied by the Client but subject to reconciliation. Shifting & Lifting of all materials & machineries are in contractor's scope) | Rft | 2149.5 | 32 | Approved
The Soul, Rajarhat | BLOCK | Flooring Work |  | WO/HR01/BOK01/30 | Front Tech | Granite Patty / Strip | Providing & fixing charges for Fixing of Granite Patty / Strip (Brand as approved) at Window Sill, Kitchen Counter etc. with necessary chipping in any level with Adhesive (As per approved Brand) as per drawing & direction of Engineer-in-charge. (Only Chemical & Granite Slab will be supplied by the Client but subject to reconciliation. Shifting & Lifting of all materials & machineries are in contractor's scope) | Rft | 1003.5 | 19 | Approved
The Soul, Rajarhat | BLOCK | Flooring Work |  | WO/HR01/BOK01/37 | A.M. Enterprise | Granite Patty / Strip | Providing & fixing charges for Fixing of Granite Patty / Strip (Brand as approved) at Window Sill, Kitchen Counter etc. with necessary chipping in any level with Adhesive (As per approved Brand) as per drawing & direction of Engineer-in-charge. (Only Chemical & Granite Slab will be supplied by the Client but subject to reconciliation. Shifting & Lifting of all materials & machineries are in contractor's scope) | Rft | 1108 | 32 | Approved
The Soul, Rajarhat | BLOCK | Flooring Work |  | WO/HR01/BOK01/29 | A.M. Enterprise | Granite Patty / Strip | Providing & fixing charges for Fixing of Granite Patty / Strip (Brand as approved) at Door threshold, balcony railing sil door threshold etc. with necessary chipping in any level with Cement Sand Mortar (1:4) as per drawing & direction of Engineer-in-charge. (Only Cement & Granite Slab will be supplied by the Client but subject to reconciliation. Shifting & Lifting of all materials & machineries are in contractor's scope) | Rft | 2132.5 | 36 | Approved
The Soul, Rajarhat | BLOCK | Flooring Work |  | WO/HR01/BOK01/30 | Front Tech | Granite Patty / Strip | Providing & fixing charges for Fixing of Granite Patty / Strip (Brand as approved) at Door threshold, balcony railing sil door threshold etc. with necessary chipping in any level with Cement Sand Mortar (1:4) as per drawing & direction of Engineer-in-charge. (Only Cement & Granite Slab will be supplied by the Client but subject to reconciliation. Shifting & Lifting of all materials & machineries are in contractor's scope) | Rft | 1679 | 25.3 | Approved
The Soul, Rajarhat | BLOCK | Flooring Work |  | WO/HR01/BOK01/37 | A.M. Enterprise | Granite Patty / Strip | Providing & fixing charges for Fixing of Granite Patty / Strip (Brand as approved) at Door threshold, balcony railing sil door threshold etc. with necessary chipping in any level with Cement Sand Mortar (1:4) as per drawing & direction of Engineer-in-charge. (Only Cement & Granite Slab will be supplied by the Client but subject to reconciliation. Shifting & Lifting of all materials & machineries are in contractor's scope) | Rft | 1861 | 36 | Approved
The Soul, Rajarhat | BLOCK | Flooring Work |  | WO/HR01/BOK01/49 | A.M. Enterprise | Granite Patty / Strip | Providing & fixing charges for Fixing of Granite Patty / Strip (Brand as approved) at Door threshold, balcony railing sil door threshold etc. with necessary chipping in any level with Cement Sand Mortar (1:4) as per drawing & direction of Engineer-in-charge. (Only Cement & Granite Slab will be supplied by the Client but subject to reconciliation. Shifting & Lifting of all materials & machineries are in contractor's scope) | Rft | 1933.95 | 36 | Approved
The Soul, Rajarhat | BLOCK | Flooring Work |  | WO/HR01/BOK01/29 | A.M. Enterprise | Black Stone | Providing & Fixing charges for fixing of Black Stone for support & partition of granite counter top at Kitchen including skirting at partition wall in any level with Cement Sand Mortar (1:4) with necessary chipping, as per drawing & direction of Engineer-in-charge. (Only Black Stone & Granite Slab will be supplied by the Client but subject to reconciliation. Shifting & Lifting of all materials & machineries are in contractor's scope) | Sq.Ft. | 4802 | 39 | Approved
The Soul, Rajarhat | BLOCK | Flooring Work |  | WO/HR01/BOK01/30 | Front Tech | Black Stone | Providing & Fixing charges for fixing of Black Stone for support & partition of granite counter top at Kitchen including skirting at partition wall in any level with Cement Sand Mortar (1:4) with necessary chipping, as per drawing & direction of Engineer-in-charge. (Only Black Stone & Granite Slab will be supplied by the Client but subject to reconciliation. Shifting & Lifting of all materials & machineries are in contractor's scope) | Sq.Ft. | 3055.5 | 35.6 | Approved
The Soul, Rajarhat | BLOCK | Flooring Work |  | WO/HR01/BOK01/37 | A.M. Enterprise | Black Stone | Providing & Fixing charges for fixing of Black Stone for support & partition of granite counter top at Kitchen including skirting at partition wall in any level with Cement Sand Mortar (1:4) with necessary chipping, as per drawing & direction of Engineer-in-charge. (Only Black Stone & Granite Slab will be supplied by the Client but subject to reconciliation. Shifting & Lifting of all materials & machineries are in contractor's scope) | Sq.Ft. | 3342 | 39 | Approved
The Soul, Rajarhat | BLOCK | Flooring Work |  | WO/HR01/BOK01/49 | A.M. Enterprise | Black Stone | Providing & Fixing charges for fixing of Black Stone for support & partition of granite counter top at Kitchen including skirting at partition wall in any level with Cement Sand Mortar (1:4) with necessary chipping, as per drawing & direction of Engineer-in-charge. (Only Black Stone & Granite Slab will be supplied by the Client but subject to reconciliation. Shifting & Lifting of all materials & machineries are in contractor's scope) | Sq.Ft. | 3178.08 | 39 | Approved
The Soul, Rajarhat | BLOCK | Flooring Work |  | WO/HR01/BOK01/29 | A.M. Enterprise | 1:3:6 rough casting | Providing & fixing charges for Laying of 1:3:6 rough casting over the waterproofing protective plaster thickness varies from 20 to 35mm on the floor of Toilet, Kitchen, Balcony at all level including curing in respect, all lead & lift of the material as per drawing & direction of Engineer-in-Charge. (Cement will be supplied by the client but subject to reconciliation) | SqFt | 12892 | 40 | Approved
The Soul, Rajarhat | BLOCK | Flooring Work |  | WO/HR01/BOK01/30 | Front Tech | 1:3:6 rough casting | Providing & fixing charges for Laying of 1:3:6 rough casting over the waterproofing protective plaster thickness varies from 20 to 35mm on the floor of Toilet, Kitchen, Balcony at all level including curing in respect, all lead & lift of the material as per drawing & direction of Engineer-in-Charge. (Cement will be supplied by the client but subject to reconciliation) | SqFt | 9505.5 | 40 | Approved
The Soul, Rajarhat | BLOCK | Flooring Work |  | WO/HR01/BOK01/37 | A.M. Enterprise | 1:3:6 rough casting | Providing & fixing charges for Laying of 1:3:6 rough casting over the waterproofing protective plaster thickness varies from 20 to 35mm on the floor of Toilet, Kitchen, Balcony at all level including curing in respect, all lead & lift of the material as per drawing & direction of Engineer-in-Charge. (Cement will be supplied by the client but subject to reconciliation) | SqFt | 11497 | 40 | Approved
The Soul, Rajarhat | BLOCK | Flooring Work |  | WO/HR01/BOK01/49 | A.M. Enterprise | 1:3:6 rough casting | Providing & fixing charges for Laying of 1:3:6 rough casting over the waterproofing protective plaster thickness varies from 20 to 35mm on the floor of Toilet, Kitchen, Balcony at all level including curing in respect, all lead & lift of the material as per drawing & direction of Engineer-in-Charge. (Cement will be supplied by the client but subject to reconciliation) | SqFt | 14425.48 | 40 | Approved
The Soul, Rajarhat | BLOCK | Flooring Work |  | WO/HR01/BOK01/29 | A.M. Enterprise | V' grooves | Labour charges for making of V' grooves by cutting the Tiles in any level as per drawing & direction of Enginner-in-charge. | Rft | 7051 | 15 | Approved
The Soul, Rajarhat | BLOCK | Flooring Work |  | WO/HR01/BOK01/30 | Front Tech | V' grooves | Labour charges for making of V' grooves by cutting the Tiles in any level as per drawing & direction of Enginner-in-charge. | Rft | 5584 | 15 | Approved
The Soul, Rajarhat | BLOCK | Flooring Work |  | WO/HR01/BOK01/37 | A.M. Enterprise | V' grooves | Labour charges for making of V' grooves by cutting the Tiles in any level as per drawing & direction of Enginner-in-charge. | Rft | 5886 | 15 | Approved
The Soul, Rajarhat | BLOCK | Flooring Work |  | WO/HR01/BOK01/49 | A.M. Enterprise | V' grooves | Labour charges for making of V' grooves by cutting the Tiles in any level as per drawing & direction of Enginner-in-charge. | Rft | 5928.37 | 15 | Approved
The Soul, Rajarhat | PRE-CONSTRUCTION PHASE | Electrical | Infrastructure - Electrical & construction power | WO/HR01/PCE01/26 | A B S Enterprise | Busbar chamber 200 Amps, 415V | Fixing of Busbar chamber 200 Amps, 415V including all fixing arrangements & hardware materials as required as per direction of EIC | Nos | 1 | 1000 | Approved
The Soul, Rajarhat | PRE-CONSTRUCTION PHASE | Electrical | Infrastructure - Electrical & construction power | WO/HR01/PCE01/27 | DIAMOND PROJECTS | Busbar chamber 200 Amps, 415V | Fixing of Busbar chamber 200 Amps, 415V including all fixing arrangements & hardware materials as required as per direction of EIC | Nos | 2 | 1000 | Approved
The Soul, Rajarhat | PRE-CONSTRUCTION PHASE | Electrical | Infrastructure - Electrical & construction power | WO/HR01/PCE01/26 | A B S Enterprise | Fixing of (4+12) Way double door VTPN DB | Fixing of (4+12) Way double door VTPN DB with all fixing arrangements & hardware materials as required including fixing, connection, testing & commissioning of all the incomer & outgoing MCBs by Lugs, adhesive non adhesive insulation tapes etc. as per direction of EIC | Nos | 4 | 2200 | Approved
The Soul, Rajarhat | PRE-CONSTRUCTION PHASE | Electrical | Infrastructure - Electrical & construction power | WO/HR01/PCE01/27 | DIAMOND PROJECTS | Fixing of (4+12) Way double door VTPN DB | Fixing of (4+12) Way double door VTPN DB with all fixing arrangements & hardware materials as required including fixing, connection, testing & commissioning of all the incomer & outgoing MCBs by Lugs, adhesive non adhesive insulation tapes etc. as per direction of EIC | Nos | 4 | 2200 | Approved
The Soul, Rajarhat | PRE-CONSTRUCTION PHASE | Electrical | Infrastructure - Electrical & construction power | WO/HR01/PCE01/26 | A B S Enterprise | Fixing of 8 Way double door SPN DB | Fixing of 8 Way double door SPN DB with all fixing arrangements & hardware materials as required including fixing, connection, testing & commissioning of all the incomer & outgoing MCBs by Lugs, adhesive non adhesive insulation tapes etc. as per direction of EIC | Nos | 0 | 0 | Approved
The Soul, Rajarhat | PRE-CONSTRUCTION PHASE | Electrical | Infrastructure - Electrical & construction power | WO/HR01/PCE01/27 | DIAMOND PROJECTS | Fixing of 8 Way double door SPN DB | Fixing of 8 Way double door SPN DB with all fixing arrangements & hardware materials as required including fixing, connection, testing & commissioning of all the incomer & outgoing MCBs by Lugs, adhesive non adhesive insulation tapes etc. as per direction of EIC | Nos | 1 | 1500 | Approved
The Soul, Rajarhat | PRE-CONSTRUCTION PHASE | Electrical | Infrastructure - Electrical & construction power | WO/HR01/PCE01/26 | A B S Enterprise | Fixing of 4P Metal Enclosure Box | Fixing of 4P Metal Enclosure Box with all fixing arrangements & hardware materials as required including fixing, connection, testing & commissioning of all the incomer & outgoing MCBs by Lugs, adhesive non adhesive insulation tapes etc. as per direction of EIC | Nos | 8 | 400 | Approved
The Soul, Rajarhat | PRE-CONSTRUCTION PHASE | Electrical | Infrastructure - Electrical & construction power | WO/HR01/PCE01/27 | DIAMOND PROJECTS | Fixing of 4P Metal Enclosure Box | Fixing of 4P Metal Enclosure Box with all fixing arrangements & hardware materials as required including fixing, connection, testing & commissioning of all the incomer & outgoing MCBs by Lugs, adhesive non adhesive insulation tapes etc. as per direction of EIC | Nos | 8 | 400 | Approved
The Soul, Rajarhat | PRE-CONSTRUCTION PHASE | Electrical | Infrastructure - Electrical & construction power | WO/HR01/PCE01/26 | A B S Enterprise | 3.5 Core 95 sqmm XLPE Al. Ar. Cable, | Laying of 3.5 Core 95 sqmm XLPE Al. Ar. Cable, 1.1 KV grade cable by overhead including MS pipe grouting & tie with S-hook on top of the pipe. as per direction of EIC | Mtrs. | 200 | 85 | Approved
The Soul, Rajarhat | PRE-CONSTRUCTION PHASE | Electrical | Infrastructure - Electrical & construction power | WO/HR01/PCE01/27 | DIAMOND PROJECTS | 3.5 Core 95 sqmm XLPE Al. Ar. Cable, | Laying of 3.5 Core 95 sqmm XLPE Al. Ar. Cable, 1.1 KV grade cable by overhead including MS pipe grouting & tie with S-hook on top of the pipe. as per direction of EIC | Mtrs. | 0 | 85 | Approved
The Soul, Rajarhat | PRE-CONSTRUCTION PHASE | Electrical | Infrastructure - Electrical & construction power | WO/HR01/PCE01/26 | A B S Enterprise | Re-Laying & Dismanlting of 3.5 Core 95 sqmm XLPE Al. Ar. Cable | Re-Laying & Dismanlting of 3.5 Core 95 sqmm XLPE Al. Ar. Cable, 1.1 KV grade cable by overhead including MS pipe grouting & tie with S-hook on top of the pipe as per direction of EIC | Mtrs. | 200 | 100 | Approved
The Soul, Rajarhat | PRE-CONSTRUCTION PHASE | Electrical | Infrastructure - Electrical & construction power | WO/HR01/PCE01/27 | DIAMOND PROJECTS | Re-Laying & Dismanlting of 3.5 Core 95 sqmm XLPE Al. Ar. Cable | Re-Laying & Dismanlting of 3.5 Core 95 sqmm XLPE Al. Ar. Cable, 1.1 KV grade cable by overhead including MS pipe grouting & tie with S-hook on top of the pipe as per direction of EIC | Mtrs. | 0 | 100 | Approved
The Soul, Rajarhat | PRE-CONSTRUCTION PHASE | Electrical | Infrastructure - Electrical & construction power | WO/HR01/PCE01/26 | A B S Enterprise | Laying of 3.5 Core 50 sqmm XLPE Al. Ar. Cable, 1.1 KV grade | Laying of 3.5 Core 50 sqmm XLPE Al. Ar. Cable, 1.1 KV grade cable by overhead including MS pipe grouting & tie with S-hook on top of the pipe as per direction of EIC | Mtrs. | 160 | 40 | Approved
The Soul, Rajarhat | PRE-CONSTRUCTION PHASE | Electrical | Infrastructure - Electrical & construction power | WO/HR01/PCE01/27 | DIAMOND PROJECTS | Laying of 3.5 Core 50 sqmm XLPE Al. Ar. Cable, 1.1 KV grade | Laying of 3.5 Core 50 sqmm XLPE Al. Ar. Cable, 1.1 KV grade cable by overhead including MS pipe grouting & tie with S-hook on top of the pipe as per direction of EIC | Mtrs. | 130 | 40 | Approved
The Soul, Rajarhat | COMMON INFRASTRUCTURE | Electrical | Infrastructure - Electrical & construction power |  |  | Laying of 3.5 Core 25 sqmm XLPE Al. Ar. Cable | Laying of 3.5 Core 25 sqmm XLPE Al. Ar. Cable, 1.1 KV grade cable by overhead including MS pipe grouting & tie with S-hook on top of the pipe as per direction of EIC | Mtrs. |  |  | Approved
The Soul, Rajarhat | PRE-CONSTRUCTION PHASE | Electrical | Infrastructure - Electrical & construction power | WO/HR01/PCE01/26 | A B S Enterprise | Laying of 3 Core 10 sqmm XLPE Al. Ar. Cable | Laying of 3 Core 10 sqmm XLPE Al. Ar. Cable, 1.1 KV grade cable as per direction of EIC | Mtrs. | 480 | 16 | Approved
The Soul, Rajarhat | PRE-CONSTRUCTION PHASE | Electrical | Infrastructure - Electrical & construction power | WO/HR01/PCE01/27 | DIAMOND PROJECTS | Laying of 3 Core 10 sqmm XLPE Al. Ar. Cable | Laying of 3 Core 10 sqmm XLPE Al. Ar. Cable, 1.1 KV grade cable as per direction of EIC | Mtrs. | 480 | 16 | Approved
The Soul, Rajarhat | PRE-CONSTRUCTION PHASE | Electrical | Infrastructure - Electrical & construction power | WO/HR01/PCE01/26 | A B S Enterprise | Fixing of Led light fittings | Fixing of Led light fittings in Stair, Lift lobby corridor, Parking & Podium Block including all fixing arrangements & hardware materials as required as per direction of EIC | Nos | 192 | 50 | Approved
The Soul, Rajarhat | PRE-CONSTRUCTION PHASE | Electrical | Infrastructure - Electrical & construction power | WO/HR01/PCE01/27 | DIAMOND PROJECTS | Fixing of Led light fittings | Fixing of Led light fittings in Stair, Lift lobby corridor, Parking & Podium Block including all fixing arrangements & hardware materials as required as per direction of EIC | Nos | 210 | 50 | Approved
The Soul, Rajarhat | PRE-CONSTRUCTION PHASE | Electrical | Infrastructure - Electrical & construction power | WO/HR01/PCE01/26 | A B S Enterprise | Dismantling & Re-Fixing of Led light fittings | Dismantling & Re-Fixing of Led light fittings in Stair, Lift lobby corridor, Parking & Podium Block including all fixing arrangements & hardware materials as required as per direction of EIC | Nos | 192 | 70 | Approved
The Soul, Rajarhat | PRE-CONSTRUCTION PHASE | Electrical | Infrastructure - Electrical & construction power | WO/HR01/PCE01/27 | DIAMOND PROJECTS | Dismantling & Re-Fixing of Led light fittings | Dismantling & Re-Fixing of Led light fittings in Stair, Lift lobby corridor, Parking & Podium Block including all fixing arrangements & hardware materials as required as per direction of EIC | Nos | 210 | 70 | Approved
The Soul, Rajarhat | PRE-CONSTRUCTION PHASE | Electrical | Infrastructure - Electrical & construction power | WO/HR01/PCE01/26 | A B S Enterprise | Supply & erection of G. I earth spike | Supply & erection of G. I earth spike 2 mtrs long directly in groun (without charcoal & Salt) Including all fixing arrangements & hardware materials as required as per direction of EIC | Nos | 8 | 900 | Approved
The Soul, Rajarhat | PRE-CONSTRUCTION PHASE | Electrical | Infrastructure - Electrical & construction power | WO/HR01/PCE01/27 | DIAMOND PROJECTS | Supply & erection of G. I earth spike | Supply & erection of G. I earth spike 2 mtrs long directly in groun (without charcoal & Salt) Including all fixing arrangements & hardware materials as required as per direction of EIC | Nos | 10 | 900 | Approved
The Soul, Rajarhat | PRE-CONSTRUCTION PHASE | Electrical | Infrastructure - Electrical & construction power | WO/HR01/PCE01/26 | A B S Enterprise | Laying of 3.5 Core 25 sqmm XLPE Al. Ar. Cable | Laying of 3.5 Core 25 sqmm XLPE Al. Ar. Cable, 1.1 KV grade cable by overhead including MS pipe grouting & tie with S-hook on top of the pipe as per direction of EIC | Mtrs. | 80 | 30 | Approved
The Soul, Rajarhat | PRE-CONSTRUCTION PHASE | Electrical | Infrastructure - Electrical & construction power | WO/HR01/PCE01/27 | DIAMOND PROJECTS | Laying of 3.5 Core 25 sqmm XLPE Al. Ar. Cable | Laying of 3.5 Core 25 sqmm XLPE Al. Ar. Cable, 1.1 KV grade cable by overhead including MS pipe grouting & tie with S-hook on top of the pipe as per direction of EIC | Mtrs. | 80 | 30 | Approved
The Soul, Rajarhat | COMMON INFRASTRUCTURE | Electrical | Infrastructure - Electrical & construction power |  |  | Fixing of Power socket | Fixing of Power socket 4 nos in every alternative floor Including all fixing arrangements & hardware materials as required as per direction of EIC | Set |  |  | Approved
The Soul, Rajarhat | PRE-CONSTRUCTION PHASE | Electrical | Infrastructure - Electrical & construction power | WO/HR01/PCE01/26 | A B S Enterprise | Fixing of Power socket | Fixing of Power socket 4 nos in every alternative floor Including all fixing arrangements & hardware materials as required as per direction of EIC | Set | 12 | 220 | Approved
The Soul, Rajarhat | PRE-CONSTRUCTION PHASE | Electrical | Infrastructure - Electrical & construction power | WO/HR01/PCE01/27 | DIAMOND PROJECTS | Fixing of Power socket | Fixing of Power socket 4 nos in every alternative floor Including all fixing arrangements & hardware materials as required as per direction of EIC | Set | 14 | 220 | Approved
SOUTHWINDS PROJECT LLP (PHASE - III & IV) | COMMON INFRASTRUCTURE - PHASE III & IV | Consultancy Charges |  | WO/SP34/CI34/12 | Sandipan Bhattacharya | Electrical Consultancy charges for the Residential project(Phase - III) at Southwinds. | Electrical Consultancy charges for the Residential project( phase-3 ( Block-11, 12) for Southwinds | Sq.Ft. | 202539 | 1.2 | Approved
The Soul, Rajarhat | IT Expenses | Internet Leased Line |  | WO/HR01/ITES001/16 | Wavetree Network Pvt. Ltd. | 10 Mbps ILL line | 10 Mbps ILL line | Lump Sum | 1 | 13333.33 | Approved
The Soul, Rajarhat | IT Expenses | Internet Leased Line |  | WO/HR01/ITES001/16 | Wavetree Network Pvt. Ltd. | 10 Mbps ILL | 10 Mbps ILL | Lump Sum | 1 | 13333.33 | Approved
The Soul, Rajarhat | BLOCK | Flooring Work |  | WO/HR01/BOK01/29 | A.M. Enterprise | Vitrified / Ceramic Tiles Dado | Providing & fixing charges of 300x450 Vitrified / Ceramic Tiles (Brand as approved) at Toilet & Kitchen Dado in any level on a bed of 25-30mm thick cement mortar (1:4) including jam & soffit of Ledge wall, door, window with necessary chipping, cutting, joint filled with white cement slurry pigmented to match after acid washing including all finishing & cleaning as per drawing, direction of Engineer-in-Charge. (Only Cement & Tiles will be supplied by the Client but subject to reconciliation. Shifting & Lifting of all materials & machineries are in contractor's scope) The scope of work also include Chippings and Grindings. | Sq.Ft. | 9336.5 | 31.5 | Approved
The Soul, Rajarhat | BLOCK | Flooring Work |  | WO/HR01/BOK01/30 | Front Tech | Vitrified / Ceramic Tiles Dado | Providing & fixing charges of 300x450 Vitrified / Ceramic Tiles (Brand as approved) at Toilet & Kitchen Dado in any level on a bed of 25-30mm thick cement mortar (1:4) including jam & soffit of Ledge wall, door, window with necessary chipping, cutting, joint filled with white cement slurry pigmented to match after acid washing including all finishing & cleaning as per drawing, direction of Engineer-in-Charge. (Only Cement & Tiles will be supplied by the Client but subject to reconciliation. Shifting & Lifting of all materials & machineries are in contractor's scope) The scope of work also include Chippings and Grindings. | Sq.Ft. | 7137 | 29.3 | Approved
The Soul, Rajarhat | BLOCK | Flooring Work |  | WO/HR01/BOK01/37 | A.M. Enterprise | Vitrified / Ceramic Tiles Dado | Providing & fixing charges of 300x450 Vitrified / Ceramic Tiles (Brand as approved) at Toilet & Kitchen Dado in any level on a bed of 25-30mm thick cement mortar (1:4) including jam & soffit of Ledge wall, door, window with necessary chipping, cutting, joint filled with white cement slurry pigmented to match after acid washing including all finishing & cleaning as per drawing, direction of Engineer-in-Charge. (Only Cement & Tiles will be supplied by the Client but subject to reconciliation. Shifting & Lifting of all materials & machineries are in contractor's scope) The scope of work also include Chippings and Grindings. | Sq.Ft. | 7306 | 31.5 | Approved
The Soul, Rajarhat | BLOCK | Flooring Work |  | WO/HR01/BOK01/49 | A.M. Enterprise | Vitrified / Ceramic Tiles Dado | Providing & fixing charges of 300x450 Vitrified / Ceramic Tiles (Brand as approved) at Toilet & Kitchen Dado in any level on a bed of 25-30mm thick cement mortar (1:4) including jam & soffit of Ledge wall, door, window with necessary chipping, cutting, joint filled with white cement slurry pigmented to match after acid washing including all finishing & cleaning as per drawing, direction of Engineer-in-Charge. (Only Cement & Tiles will be supplied by the Client but subject to reconciliation. Shifting & Lifting of all materials & machineries are in contractor's scope) The scope of work also include Chippings and Grindings. | Sq.Ft. | 8089.35 | 31.5 | Approved
The Soul, Rajarhat | BLOCK | False Celling |  |  |  | Repairing charges with Providing and fixing with Gypsum board 12 mm thk | Repairing charges with Providing and fixing with Gypsum board 12 mm thk. flat framework comprising of rolled galvanized metal sections consisting of the main channels including all tools & tackles and finished with jointing compound, paper tape including necessary scaffolding at Toilet which was damaged due to water leakage inside ducts & valve area as per drawing and direction of Engineer-in-Charge. Rate has been considered per numbers of Toilet | Nos |  |  | Draft
The Soul, Rajarhat | PRE-CONSTRUCTION PHASE | Mechanical Equipment |  | WO/HR01/PCE01/28 | Bharat Crane Service | Hydra Crane | Hire charges for 14 Ton Hydra Crane including diesel and operator for unloading of passengers Hoist (up to 3 hours of working) | Days | 6 | 2800 | Approved
The Soul, Rajarhat | PRE-CONSTRUCTION PHASE | Mechanical Equipment |  |  |  | Hire charges for 14 Ton Hydra Crane_(Full day hire | Hire charges for 14 Ton Hydra Crane including diesel and operator for unloading of passengers Hoist (Full day hire charges i.e. 9 hours including 1 hour tiffin time) | Days |  |  | Approved
The Soul, Rajarhat | IT Expenses | Internet Leased Line |  | WO/HR01/ITES001/17 | Wavetree Network Pvt. Ltd. | Internet Charges | 10 Mbps Internet Charges | Lump Sum | 1 | 13333.33 | Approved
The Soul, Rajarhat | IT Expenses | Internet Leased Line |  | WO/HR01/ITES001/18 | Wavetree Network Pvt. Ltd. | Internet Charges | 10 Mbps Internet Charges | Lump Sum | 1 | 13333.33 | Approved
SOUTHWINDS PROJECT LLP (PHASE - III & IV) | COMMON INFRASTRUCTURE - PHASE III & IV | Consultancy Charges |  | WO/SP34/CI34/13 | Agrawal & Agrawal | Architectural Service at Block-11,12,13A,13B,14,15,MLCP | Architectural Service at Block-11,12,13A,13B,14,15,MLCP |  | 0 | 0 | Approved
SOUTHWINDS PROJECT LLP (PHASE - III & IV) | COMMON INFRASTRUCTURE - PHASE III & IV | Consultancy Charges |  | WO/SP34/CI34/13 | Agrawal & Agrawal | Residential Area(Block-11,12,13A,13B,14,15 & MLCP ) | Consultancy charges for the Architectural Services rendered at Southwinds Residential Area(Block-11,12,13A,13B,14,15 & MLCP ) Kolkata. Details scope of work is same as WO/SW01/CISW/281. | Sq.Ft. | 725795.222 | 21.5 | Approved
SOUTHWINDS PROJECT LLP (PHASE - III & IV) | COMMON INFRASTRUCTURE - PHASE III & IV | Consultancy Charges |  | WO/SP34/CI34/13 | Agrawal & Agrawal | MLCP Area | Consultancy charges for the Architectural Services rendered at Southwinds MLCP Area Kolkata. Details scope of work is same as WO/SW01/CISW/281. | SqFt | 86325.165 | 17 | Approved
SOUTHWINDS PROJECT LLP (PHASE - III & IV) | COMMON INFRASTRUCTURE - PHASE III & IV | Consultancy Charges |  | WO/SP34/CI34/13 | Agrawal & Agrawal | Service Area(Block-11,12,13A,13B,14,15 ) | Consultancy charges for the Architectural Services rendered at Southwinds Service Area(Block-11,12,13A,13B,14,15 ) Kolkata. Details scope of work is same as WO/SW01/CISW/281. | Sq.Ft. | 19224.794 | 17 | Approved
The Soul, Rajarhat | OVERHEADS | Pest Control |  | WO/HR01/OHES/28 | Secura Infra Services Pvt. Ltd. | Disinfection Service | Disinfection Service Location: Porta cabin office & toilet (PRIMARC),Office boy room & kitchen, Security room, GAAP new office, GAAP lab office, Lab, Toilet,GAAP Store, Cement store, Weighbridge room, Electrical Store, Plumbing Store, Store for fire, HT Meter Room, Marketing office area, Labour hutment area Approx. Area: 2275 SQM | Sq.Mtr. | 4550 | 2.7 | Approved
SOUTHWINDS PROJECT LLP (PHASE - III & IV) | COMMON INFRASTRUCTURE - PHASE III & IV | Consultancy Charges | LANDSCAPING CONSULTANT | WO/SP34/CI34/14 | Singal Associates | Additional Consultancy Charges for Landscaping design for Phase III (Block-11,12) | Additional Consultancy Charges for Landscaping design for Phase III (Block-11,12) | Lump Sum | 1 | 200000 | Approved
SOUTHWINDS PROJECT LLP (PHASE - III & IV) | PRE-CONSTRUCTION PHASE - III & IV | Labour Hutment |  | WO/SP34/PC34/4 | Sanjukta Enterprise | Labour Hutment with bamboo structure | Providing and making charges of Labour Hutment with bamboo structure including all consumables, tools & tackles as per drawing and direction of EIC 0.4mm CGI Sheet will be supplied by client but subjected to reconciliation. | Sq.Ft. | 2025 | 48 | Approved
SOUTHWINDS PROJECT LLP (PHASE - III & IV) | PRE-CONSTRUCTION PHASE - III & IV | Labour Hutment |  | WO/SP34/PC34/4 | Sanjukta Enterprise | Labour Kitchen with bamboo structure | Providing and making charges of Labour Kitchen with bamboo structure including all consumables, tools & tackles as per drawing and direction of EIC 0.4mm CGI Sheet will be supplied by client but subjected to reconciliation. | Sq.Ft. | 759 | 33 | Approved
SOUTHWINDS PROJECT LLP (PHASE - III & IV) | PRE-CONSTRUCTION PHASE - III & IV | Labour Hutment |  | WO/SP34/PC34/4 | Sanjukta Enterprise | Walling with bamboo structure | Providing and making charges of Walling with bamboo structure including all consumables, tools & tackles as per drawing and direction of EIC 0.4mm CGI Sheet will be supplied by client but subjected to reconciliation. | Sq.Ft. | 2800 | 8 | Approved
The Soul, Rajarhat | BLOCK | Window and Glazing |  | WO/HR01/BOK01/31 | GLASTAL ENGINEERS PRIVATE LIMITED | W1 (1800x2000) | W1 (1800x2000) EURO C4000 2 Shutter Openable with Middle & Bottom Fix Wind resisting pressure: 2KPA Providing & Fixing of Aluminium window with Glass (5 mm clear toughened glass)including all fitting and fixture at all level as per approved drawing and direction of EIC Location: Bedroom/Study Floor: 1st Floor to 8th Floor Detail material specification attached in Annexure-I | Nos | 240 | 12951 | Approved
The Soul, Rajarhat | BLOCK | Window and Glazing |  | WO/HR01/BOK01/33 | GLASTAL ENGINEERS PRIVATE LIMITED | W1 (1800x2000) | W1 (1800x2000) EURO C4000 2 Shutter Openable with Middle & Bottom Fix Wind resisting pressure: 2KPA Providing & Fixing of Aluminium window with Glass (5 mm clear toughened glass)including all fitting and fixture at all level as per approved drawing and direction of EIC Location: Bedroom/Study Floor: 1st Floor to 8th Floor Detail material specification attached in Annexure-I | Nos | 176 | 14770 | Approved
The Soul, Rajarhat | BLOCK | Window and Glazing |  | WO/HR01/BOK01/112 | HINDUSTAN ALUMINIUM WORKS | W1 (1800x2000) | W1 (1800x2000) EURO C4000 2 Shutter Openable with Middle & Bottom Fix Wind resisting pressure: 2KPA Providing & Fixing of Aluminium window with Glass (5 mm clear toughened glass)including all fitting and fixture at all level as per approved drawing and direction of EIC Location: Bedroom/Study Floor: 1st Floor to 8th Floor Detail material specification attached in Annexure-I | Nos | 64 | 13987 | Approved
The Soul, Rajarhat | BLOCK | Window and Glazing |  | WO/HR01/BOK01/31 | GLASTAL ENGINEERS PRIVATE LIMITED | W1 (1800x2000) | W1 (1800x2000) EURO C4000 2 Shutter Openable with Middle & Bottom Fix Wind resisting pressure: 2.5KPA Providing & Fixing of Aluminium window with Glass(5 mm clear toughened glass) including all fitting and fixture at all level as per approved drawing and direction of EIC Location: Bedroom/Study Floor: 9th Floor to 16th Floor Detail material specification attached in Annexure-I | Nos | 240 | 14126 | Approved
The Soul, Rajarhat | BLOCK | Window and Glazing |  | WO/HR01/BOK01/33 | GLASTAL ENGINEERS PRIVATE LIMITED | W1 (1800x2000) | W1 (1800x2000) EURO C4000 2 Shutter Openable with Middle & Bottom Fix Wind resisting pressure: 2.5KPA Providing & Fixing of Aluminium window with Glass(5 mm clear toughened glass) including all fitting and fixture at all level as per approved drawing and direction of EIC Location: Bedroom/Study Floor: 9th Floor to 16th Floor Detail material specification attached in Annexure-I | Nos | 176 | 16000 | Approved
The Soul, Rajarhat | BLOCK | Window and Glazing |  | WO/HR01/BOK01/112 | HINDUSTAN ALUMINIUM WORKS | W1 (1800x2000) | W1 (1800x2000) EURO C4000 2 Shutter Openable with Middle & Bottom Fix Wind resisting pressure: 2.5KPA Providing & Fixing of Aluminium window with Glass(5 mm clear toughened glass) including all fitting and fixture at all level as per approved drawing and direction of EIC Location: Bedroom/Study Floor: 9th Floor to 16th Floor Detail material specification attached in Annexure-I | Nos | 64 | 14374 | Approved
The Soul, Rajarhat | BLOCK | Window and Glazing |  | WO/HR01/BOK01/31 | GLASTAL ENGINEERS PRIVATE LIMITED | W2 (1500x2000) | W2 (1500x2000) EURO C4000 2 Shutter Openable with Bottom Fix Wind resisting pressure: 2KPA Providing & Fixing of Aluminium window with Glass(5 mm clear toughened glass) including all fitting and fixture at all level as per approved drawing and direction of EIC Location: Bedroom/Living Floor: 1st Floor to 8th Floor Detail material specification attached in Annexure-I | Nos | 0 | 11911 | Approved
The Soul, Rajarhat | BLOCK | Window and Glazing |  | WO/HR01/BOK01/31 | GLASTAL ENGINEERS PRIVATE LIMITED | W2 (1500x2000) | W2 (1500x2000) EURO C4000 2 Shutter Openable with Bottom Fix Wind resisting pressure: 2.5KPA Providing & Fixing of Aluminium window with Glass(5 mm clear toughened glass) including all fitting and fixture at all level as per approved drawing and direction of EIC Location: Bedroom/Living Floor: 9th Floor to 16th Floor Detail material specification attached in Annexure-I | Nos | 0 | 12564 | Approved
The Soul, Rajarhat | BLOCK | Window and Glazing |  | WO/HR01/BOK01/31 | GLASTAL ENGINEERS PRIVATE LIMITED | W3 (1200x2000) | W3 (1200x2000) EURO C4000 2 Shutter Openable with Bottom Fix Wind resisting pressure: 2KPA Providing & Fixing of Aluminium window with Glass(5 mm clear toughened glass) including all fitting and fixture at all level as per approved drawing and direction of EIC Location: Bedroom/Living Floor: 1st Floor to 8th Floor Detail material specification attached in Annexure-I | Nos | 168 | 9614 | Approved
The Soul, Rajarhat | BLOCK | Window and Glazing |  | WO/HR01/BOK01/33 | GLASTAL ENGINEERS PRIVATE LIMITED | W3 (1200x2000) | W3 (1200x2000) EURO C4000 2 Shutter Openable with Bottom Fix Wind resisting pressure: 2KPA Providing & Fixing of Aluminium window with Glass(5 mm clear toughened glass) including all fitting and fixture at all level as per approved drawing and direction of EIC Location: Bedroom/Living Floor: 1st Floor to 8th Floor Detail material specification attached in Annexure-I | Nos | 136 | 10900 | Approved
The Soul, Rajarhat | BLOCK | Window and Glazing |  | WO/HR01/BOK01/112 | HINDUSTAN ALUMINIUM WORKS | W3 (1200x2000) | W3 (1200x2000) EURO C4000 2 Shutter Openable with Bottom Fix Wind resisting pressure: 2KPA Providing & Fixing of Aluminium window with Glass(5 mm clear toughened glass) including all fitting and fixture at all level as per approved drawing and direction of EIC Location: Bedroom/Living Floor: 1st Floor to 8th Floor Detail material specification attached in Annexure-I | Nos | 32 | 10476 | Approved
The Soul, Rajarhat | BLOCK | Window and Glazing |  | WO/HR01/BOK01/31 | GLASTAL ENGINEERS PRIVATE LIMITED | W3 (1200x2000) | W3 (1200x2000) EURO C4000 2 Shutter Openable with Bottom Fix Wind resisting pressure: 2.5KPA Providing & Fixing of Aluminium window with Glass (5 mm clear toughened glass) including all fitting and fixture at all level as per approved drawing and direction of EIC Location: Bedroom/Living Floor: 9th Floor to 16th Floor Detail material specification attached in Annexure-I | Nos | 168 | 10188 | Approved
The Soul, Rajarhat | BLOCK | Window and Glazing |  | WO/HR01/BOK01/33 | GLASTAL ENGINEERS PRIVATE LIMITED | W3 (1200x2000) | W3 (1200x2000) EURO C4000 2 Shutter Openable with Bottom Fix Wind resisting pressure: 2.5KPA Providing & Fixing of Aluminium window with Glass (5 mm clear toughened glass) including all fitting and fixture at all level as per approved drawing and direction of EIC Location: Bedroom/Living Floor: 9th Floor to 16th Floor Detail material specification attached in Annexure-I | Nos | 136 | 11575 | Approved
The Soul, Rajarhat | BLOCK | Window and Glazing |  | WO/HR01/BOK01/112 | HINDUSTAN ALUMINIUM WORKS | W3 (1200x2000) | W3 (1200x2000) EURO C4000 2 Shutter Openable with Bottom Fix Wind resisting pressure: 2.5KPA Providing & Fixing of Aluminium window with Glass (5 mm clear toughened glass) including all fitting and fixture at all level as per approved drawing and direction of EIC Location: Bedroom/Living Floor: 9th Floor to 16th Floor Detail material specification attached in Annexure-I | Nos | 32 | 10735 | Approved
The Soul, Rajarhat | BLOCK | Window and Glazing |  | WO/HR01/BOK01/31 | GLASTAL ENGINEERS PRIVATE LIMITED | W4 (750x1550) | W4 (750x1550) EURO C4000 1 Shutter Openable Wind resisting pressure: 2.5KPA Providing & Fixing of Aluminium window with Glass (5 mm clear toughened glass) including all fitting and fixture at all level as per approved drawing and direction of EIC Location: Bedroom Floor: 1st Floor to 16th Floor Detail material specification attached in Annexure-I | Nos | 288 | 4751 | Approved
The Soul, Rajarhat | BLOCK | Window and Glazing |  | WO/HR01/BOK01/33 | GLASTAL ENGINEERS PRIVATE LIMITED | W4 (750x1550) | W4 (750x1550) EURO C4000 1 Shutter Openable Wind resisting pressure: 2.5KPA Providing & Fixing of Aluminium window with Glass (5 mm clear toughened glass) including all fitting and fixture at all level as per approved drawing and direction of EIC Location: Bedroom Floor: 1st Floor to 16th Floor Detail material specification attached in Annexure-I | Nos | 208 | 5360 | Approved
The Soul, Rajarhat | BLOCK | Window and Glazing |  | WO/HR01/BOK01/112 | HINDUSTAN ALUMINIUM WORKS | W4 (750x1550) | W4 (750x1550) EURO C4000 1 Shutter Openable Wind resisting pressure: 2.5KPA Providing & Fixing of Aluminium window with Glass (5 mm clear toughened glass) including all fitting and fixture at all level as per approved drawing and direction of EIC Location: Bedroom Floor: 1st Floor to 16th Floor Detail material specification attached in Annexure-I | Nos | 80 | 4945 | Approved
The Soul, Rajarhat | BLOCK | Window and Glazing |  | WO/HR01/BOK01/31 | GLASTAL ENGINEERS PRIVATE LIMITED | W5 (600x900) | W5 (600x900) 34 SERIES Top Hung Openable with Exhaust Provision Wind resisting pressure: 2.5KPA Providing & Fixing of Aluminium window with Glass (5 mm clear toughened glass) including all fitting and fixture at all level as per approved drawing and direction of EIC Location: Toilet Floor: 1st Floor to 16th Floor Detail material specification attached in Annexure-I NB: The exhaust fan cut out area should be cover by glass or Ply as per direction of EIC | Nos | 704 | 2596 | Approved
The Soul, Rajarhat | BLOCK | Window and Glazing |  | WO/HR01/BOK01/33 | GLASTAL ENGINEERS PRIVATE LIMITED | W5 (600x900) | W5 (600x900) 34 SERIES Top Hung Openable with Exhaust Provision Wind resisting pressure: 2.5KPA Providing & Fixing of Aluminium window with Glass (5 mm clear toughened glass) including all fitting and fixture at all level as per approved drawing and direction of EIC Location: Toilet Floor: 1st Floor to 16th Floor Detail material specification attached in Annexure-I NB: The exhaust fan cut out area should be cover by glass or Ply as per direction of EIC | Nos | 528 | 2930 | Approved
The Soul, Rajarhat | BLOCK | Window and Glazing |  | WO/HR01/BOK01/112 | HINDUSTAN ALUMINIUM WORKS | W5 (600x900) | W5 (600x900) 34 SERIES Top Hung Openable with Exhaust Provision Wind resisting pressure: 2.5KPA Providing & Fixing of Aluminium window with Glass (5 mm clear toughened glass) including all fitting and fixture at all level as per approved drawing and direction of EIC Location: Toilet Floor: 1st Floor to 16th Floor Detail material specification attached in Annexure-I NB: The exhaust fan cut out area should be cover by glass or Ply as per direction of EIC | Nos | 176 | 2424 | Approved
The Soul, Rajarhat | BLOCK | Window and Glazing |  | WO/HR01/BOK01/31 | GLASTAL ENGINEERS PRIVATE LIMITED | W6 (900x1350) | W6 (900x1350) EURO C4000 1 Side Hung Shutter with Top Fixed & Exhaust Provision Wind resisting pressure: 2.5KPA Providing & Fixing of Aluminium window with Glass (5 mm clear toughened glass) including all fitting and fixture at all level as per approved drawing and direction of EIC Location: Kitchen Floor: 1st Floor to 16th Floor Detail material specification attached in Annexure-I NB: The exhaust fan cut out area should be cover by glass or Ply as per direction of EIC" | Nos | 16 | 4785 | Approved
The Soul, Rajarhat | BLOCK | Window and Glazing |  | WO/HR01/BOK01/33 | GLASTAL ENGINEERS PRIVATE LIMITED | W6 (900x1350) | W6 (900x1350) EURO C4000 1 Side Hung Shutter with Top Fixed & Exhaust Provision Wind resisting pressure: 2.5KPA Providing & Fixing of Aluminium window with Glass (5 mm clear toughened glass) including all fitting and fixture at all level as per approved drawing and direction of EIC Location: Kitchen Floor: 1st Floor to 16th Floor Detail material specification attached in Annexure-I NB: The exhaust fan cut out area should be cover by glass or Ply as per direction of EIC" | Nos | 16 | 5375 | Approved
The Soul, Rajarhat | BLOCK | Window and Glazing |  | WO/HR01/BOK01/31 | GLASTAL ENGINEERS PRIVATE LIMITED | W7 (750x1350) | W7 (750x1350) EURO C4000 1 Side Hung Shutter with Top Fixed & Exhaust Provision Wind resisting pressure: 2.5KPA Providing & Fixing of Aluminium window with Glass including all fitting and fixture at all level as per approved drawing and direction of EIC Location: Kitchen Floor: 1st Floor to 16th Floor Detail material specification attached in Annexure-I NB: The exhaust fan cut out area should be cover by glass or Ply as per direction of EIC" | Nos | 272 | 4250 | Approved
The Soul, Rajarhat | BLOCK | Window and Glazing |  | WO/HR01/BOK01/33 | GLASTAL ENGINEERS PRIVATE LIMITED | W7 (750x1350) | W7 (750x1350) EURO C4000 1 Side Hung Shutter with Top Fixed & Exhaust Provision Wind resisting pressure: 2.5KPA Providing & Fixing of Aluminium window with Glass including all fitting and fixture at all level as per approved drawing and direction of EIC Location: Kitchen Floor: 1st Floor to 16th Floor Detail material specification attached in Annexure-I NB: The exhaust fan cut out area should be cover by glass or Ply as per direction of EIC" | Nos | 208 | 4880 | Approved
The Soul, Rajarhat | BLOCK | Window and Glazing |  | WO/HR01/BOK01/112 | HINDUSTAN ALUMINIUM WORKS | W7 (750x1350) | W7 (750x1350) EURO C4000 1 Side Hung Shutter with Top Fixed & Exhaust Provision Wind resisting pressure: 2.5KPA Providing & Fixing of Aluminium window with Glass including all fitting and fixture at all level as per approved drawing and direction of EIC Location: Kitchen Floor: 1st Floor to 16th Floor Detail material specification attached in Annexure-I NB: The exhaust fan cut out area should be cover by glass or Ply as per direction of EIC" | Nos | 64 | 5387 | Approved
The Soul, Rajarhat | BLOCK | Window and Glazing |  | WO/HR01/BOK01/31 | GLASTAL ENGINEERS PRIVATE LIMITED | W7A (625x1350) | W7A (625x1350) EURO C4000 1 Side Hung Shutter with Top Fixed & Exhaust Provision Wind resisting pressure: 2.5KPA Providing & Fixing of Aluminium window with Glass (5 mm clear toughened glass) including all fitting and fixture at all level as per approved drawing and direction of EIC Location: Kitchen Floor: 1st Floor to 16th Floor Detail material specification attached in Annexure-I NB: The exhaust fan cut out area should be cover by glass or Ply as per direction of EIC" | Nos | 0 | 3846 | Approved
The Soul, Rajarhat | BLOCK | Window and Glazing |  | WO/HR01/BOK01/31 | GLASTAL ENGINEERS PRIVATE LIMITED | W8 (800x1350) | W8 (800x1350) EURO C4000 1 Side Hung Shutter with Top Fixed & Exhaust Provision Wind resisting pressure: 2.5KPA Providing & Fixing of Aluminium window with Glass (5 mm clear toughened glass) including all fitting and fixture at all level as per approved drawing and direction of EIC Location: Kitchen Floor: 1st Floor to 16th Floor Detail material specification attached in Annexure-I NB: The exhaust fan cut out area should be cover by glass or Ply as per direction of EIC" | Nos | 0 | 4432 | Approved
The Soul, Rajarhat | BLOCK | Window and Glazing |  | WO/HR01/BOK01/31 | GLASTAL ENGINEERS PRIVATE LIMITED | SD1 (2400x2450) | SD1 (2400x2450) EURO S2600 3 Track-3 Shutter Sliding, inside reinforcement (Heavy multiwall outer) Wind resisting pressure: 2KPA Providing & Fixing of Aluminium sliding door with Glass (6 mm clear toughened glass) including all fitting and fixture at all level as per approved drawing and direction of EIC Location: Living/Dining Balcony Floor: 1st Floor to 16th Floor Detail material specification attached in Annexure-I | Nos | 32 | 20134 | Approved
The Soul, Rajarhat | BLOCK | Window and Glazing |  | WO/HR01/BOK01/33 | GLASTAL ENGINEERS PRIVATE LIMITED | SD1 (2400x2450) | SD1 (2400x2450) EURO S2600 3 Track-3 Shutter Sliding, inside reinforcement (Heavy multiwall outer) Wind resisting pressure: 2KPA Providing & Fixing of Aluminium sliding door with Glass (6 mm clear toughened glass) including all fitting and fixture at all level as per approved drawing and direction of EIC Location: Living/Dining Balcony Floor: 1st Floor to 16th Floor Detail material specification attached in Annexure-I | Nos | 32 | 23230 | Approved
The Soul, Rajarhat | BLOCK | Window and Glazing |  | WO/HR01/BOK01/31 | GLASTAL ENGINEERS PRIVATE LIMITED | SD2 (2100x2450) | SD2 (2100x2450) EURO S2600 2 Track- 2 Shutter Sliding, inside reinforcement (Heavy multiwall outer) Wind resisting pressure: 2KPA Providing & Fixing of Aluminium sliding door with Glass (6 mm clear toughened glass) including all fitting and fixture at all level as per approved drawing and direction of EIC Location: Living/Dining Balcony Floor: 1st Floor to 16th Floor Detail material specification attached in Annexure-I" | Nos | 400 | 19653 | Approved
The Soul, Rajarhat | BLOCK | Window and Glazing |  | WO/HR01/BOK01/33 | GLASTAL ENGINEERS PRIVATE LIMITED | SD2 (2100x2450) | SD2 (2100x2450) EURO S2600 2 Track- 2 Shutter Sliding, inside reinforcement (Heavy multiwall outer) Wind resisting pressure: 2KPA Providing & Fixing of Aluminium sliding door with Glass (6 mm clear toughened glass) including all fitting and fixture at all level as per approved drawing and direction of EIC Location: Living/Dining Balcony Floor: 1st Floor to 16th Floor Detail material specification attached in Annexure-I" | Nos | 288 | 21900 | Approved
The Soul, Rajarhat | BLOCK | Window and Glazing |  | WO/HR01/BOK01/112 | HINDUSTAN ALUMINIUM WORKS | SD2 (2100x2450) | SD2 (2100x2450) EURO S2600 2 Track- 2 Shutter Sliding, inside reinforcement (Heavy multiwall outer) Wind resisting pressure: 2KPA Providing & Fixing of Aluminium sliding door with Glass (6 mm clear toughened glass) including all fitting and fixture at all level as per approved drawing and direction of EIC Location: Living/Dining Balcony Floor: 1st Floor to 16th Floor Detail material specification attached in Annexure-I" | Nos | 112 | 20439 | Approved
The Soul, Rajarhat | MARKETING | Marketing Office | Int Electrical | WO/HR01/MKT01/114 | A B S Enterprise | Daily labour/ Electrician | Charges for supply of daily labour/ Electrician as per direction of EIC | Nos | 22 | 425 | Approved
The Soul, Rajarhat | MARKETING | Marketing Office | CCTV-Intercom | WO/HR01/MKT01/115 | ZED SECURITY SERVICES | CCTV & PTZ rectification work | CCTV & PTZ rectification work | Nos | 0 | 0 | Approved
The Soul, Rajarhat | MARKETING | Marketing Office | CCTV-Intercom | WO/HR01/MKT01/115 | ZED SECURITY SERVICES | Supply and installation of varifocal Bullet camera | Supply and installation of varifocal Bullet camera as per drawing and direction of EIC | Nos | 1 | 3550 | Approved
The Soul, Rajarhat | MARKETING | Marketing Office | CCTV-Intercom | WO/HR01/MKT01/115 | ZED SECURITY SERVICES | Supply and Installation of 12V Regulated Power Supply 2 Amp | Supply and Installation of 12V Regulated Power Supply 2 Amp as per drawing and direction of EIC | Nos | 5 | 450 | Approved
The Soul, Rajarhat | MARKETING | Marketing Office | CCTV-Intercom | WO/HR01/MKT01/115 | ZED SECURITY SERVICES | Supply and Laying of RG-6 Video Cable - At actual | Supply and Laying of RG-6 Video Cable - At actual as per drawing and direction of EIC | Mtrs. | 120 | 23 | Approved
The Soul, Rajarhat | MARKETING | Marketing Office | CCTV-Intercom | WO/HR01/MKT01/115 | ZED SECURITY SERVICES | Supply and Laying of Power Cable - At actual | Supply and Laying of Power Cable - At actual as per drawing and direction of EIC | Mtrs. | 120 | 31 | Approved
The Soul, Rajarhat | MARKETING | Marketing Office | CCTV-Intercom | WO/HR01/MKT01/115 | ZED SECURITY SERVICES | Supply and Laying of PVC Pipe - At actual | Supply and Laying of PVC Pipe - At actual as per drawing and direction of EIC | Mtrs. | 90 | 33 | Approved
The Soul, Rajarhat | MARKETING | Marketing Office | CCTV-Intercom | WO/HR01/MKT01/115 | ZED SECURITY SERVICES | Re-Installation of PTZ Camera (Project Site & Marketing Office) | Re-Installation of PTZ Camera (Project Site & Marketing Office) as per drawing and direction of EIC | Nos | 2 | 2000 | Approved
The Soul, Rajarhat | MARKETING | Marketing Office | CCTV-Intercom | WO/HR01/MKT01/115 | ZED SECURITY SERVICES | Re-Installation of JB | Re-Installation of JB as per drawing and direction of EIC | Nos | 20 | 100 | Approved
The Soul, Rajarhat | MARKETING | Marketing Office | CCTV-Intercom | WO/HR01/MKT01/115 | ZED SECURITY SERVICES | Supply and Installation of DC Jack | Supply and Installation of DC Jack as per drawing and direction of EIC | Nos | 1 | 40 | Approved
The Soul, Rajarhat | MARKETING | Marketing Office | CCTV-Intercom | WO/HR01/MKT01/115 | ZED SECURITY SERVICES | Service Charges with Cable Dressing with Accessories (As required) | Service Charges with Cable Dressing with Accessories (As required) | Lot | 1 | 3500 | Approved
The Soul, Rajarhat | BLOCK | Civil | Anti-Termite Work | WO/HR01/BOK01/32 | ORION PEST SOLUTIONS PVT LTD | ATT | TREATMENT OF TOP SURFACE OF PLINTH FILLING AND JUNCTION OF THE WALL AND THE FLOOR >> "The top surface of the consolidated earth within plinth walls shall be treated with chemical emulsion at the rate of 5 l/m2 of the surface before the sand bed or sub- grade is laid. If the filled earth has been well rammed and the surface does not allow the emulsion to seep through, holes up to 50 to 75 mm deep at 150 mm centres both ways maybe made with 12 mm diameter mild steel rod on the surface to facilitate saturation of the soil with the chemical emulsion.Treatment at Junction of the Wall and the Floor Special care shall be taken to establish continuity of the vertical soil & barrier on inner wall surface from ground level up to the level of the filled earth surface. To achieve this, a small channel 30 mm x 30 mm shall be made at all the junctions of wall and columns with the floor (before laying the sub-grade) the rod holes made in the channel up to the ground level 150 mm apart and the iron rod moved backward and forward to break up the earth and chemical emulsion poured along the wall at the rate of 7.5 l/m2 of vertical wall or column surface so as to soak the soil right to the bottom. The soil should be tamped back into place after the operation. " TREATMENT OF SOIL ALONG EXTERNAL PERIMETER OF BUILDING: After the building is complete, the earth along the external perimeter of the building should be rodded at intervals of 150 mm and to a depth of 300 mm. The rods should be moved backward and forward parallel to the wall to break up the earth and chemical emulsion poured along the wall at the rate of 7.5 l/m2of vertical surfaces. After the treatment, the earth should be tamped back into place. Should the earth outside the building be graded on completion of building. Special care should be taken for treatment of soil surrounding pipes, wastes & conduits as per IS 16131 This rate including labour, materials, tools and tackles cost. Machine to be used: Pest control sprayer. Chemical Name>>Imidacloprid 30.5 SC (Premise, IS 16131) Manufactured by Bayer Crop science/ Equivalent | Sq.Mtr. | 4200 | 45 | Approved
SOUTHWINDS PROJECT LLP (PHASE - III & IV) | PRE-CONSTRUCTION PHASE - III & IV | Site Office | Civil and Finishing Work of Site Office | WO/SP34/PC34/5 | Madhuban International | one coat of red oxide primer and one coat of synthetic enamel paint | Providing and labour charges for rust removing followed by one coat of red oxide primer and one coat of synthetic enamel paint including scrapping work, sand papering work with all finish surface as per approved color and direction of EIC. Item: MS Racks Location: Store Brand: Asian Paints, ICI, Berger (With approved colour code) Approx. area of one Rack:102 SQFT | Nos | 65 | 750 | Approved
SOUTHWINDS PROJECT LLP (PHASE - III & IV) | PRE-CONSTRUCTION PHASE - III & IV | Site Office | Civil and Finishing Work of Site Office | WO/SP34/PC34/5 | Madhuban International | one coat of red oxide primer and one coat of synthetic enamel paint | Providing and labour charges for rust removing followed by one coat of red oxide primer and one coat of synthetic enamel paint including scrapping work, sand papering work with all finish surface as per approved color and direction of EIC. Item: ISMB 300,ISMB 175, ISMC125, 10-12 MM 750X4000 Sheet Location: Danta City Brand: Asian Paints, ICI, Berger (With approved colour code) | Sq.Ft. | 12710 | 7.25 | Approved
The Soul, Rajarhat | BLOCK | POP/PUTTY Work |  | WO/HR01/BOK01/18 | Madhuban Contracts LLP | Putty 3 mm thick | Charges for providing and applying of minimum 3mm thick putty ( 1.5 mm thick coarse putty in single coat as a base coarse and 1.5mm thick fine putty in double coats over the base coarse) including necessary surface preparation (Sanding, Surface rendering, grinding etc. all complete) of the internal wall and ceiling as per direction of EIC. The rate inclusive of cost of all materials, storage of materials, tools & tackles, inside scaffolding, labour, transportation all lead and lift, overhead and profit etc. all complete. Location: Inside of Flats, Lobby Wall & Ceiling, Ground Floor Make of Putty: JK/equiv. | Sq.Ft. | 260148 | 7 | Approved
The Soul, Rajarhat | BLOCK | POP/PUTTY Work |  | WO/HR01/BOK01/19 | A.M. Enterprise | Putty 3 mm thick | Charges for providing and applying of minimum 3mm thick putty ( 1.5 mm thick coarse putty in single coat as a base coarse and 1.5mm thick fine putty in double coats over the base coarse) including necessary surface preparation (Sanding, Surface rendering, grinding etc. all complete) of the internal wall and ceiling as per direction of EIC. The rate inclusive of cost of all materials, storage of materials, tools & tackles, inside scaffolding, labour, transportation all lead and lift, overhead and profit etc. all complete. Location: Inside of Flats, Lobby Wall & Ceiling, Ground Floor Make of Putty: JK/equiv. | Sq.Ft. | 294485 | 7.05 | Approved
The Soul, Rajarhat | BLOCK | POP/PUTTY Work |  | WO/HR01/BOK01/60 | GAZI PAINTS PRIVATE LIMITED | Putty 3 mm thick | Charges for providing and applying of minimum 3mm thick putty ( 1.5 mm thick coarse putty in single coat as a base coarse and 1.5mm thick fine putty in double coats over the base coarse) including necessary surface preparation (Sanding, Surface rendering, grinding etc. all complete) of the internal wall and ceiling as per direction of EIC. The rate inclusive of cost of all materials, storage of materials, tools & tackles, inside scaffolding, labour, transportation all lead and lift, overhead and profit etc. all complete. Location: Inside of Flats, Lobby Wall & Ceiling, Ground Floor Make of Putty: JK/equiv. | Sq.Ft. | 877843 | 6.7 | Approved
The Soul, Rajarhat | PRE-CONSTRUCTION PHASE | Mechanical Equipment |  | WO/HR01/PCE01/31 | ZAFAR SALIM | Hydra Crane | Charges for hiring 14 TON Hydra crane including diesel and operator (Up to 04 hours of working) | Days | 10 | 3200 | Approved
The Soul, Rajarhat | IT Expenses | Internet Leased Line |  | WO/HR01/ITES001/19 | Wavetree Network Pvt. Ltd. | 10 Mbps ILL | 10 Mbps ILL | Lump Sum | 1 | 13333.33 | Approved
The Soul, Rajarhat | IT Expenses | Internet Leased Line |  | WO/HR01/ITES001/20 | Wavetree Network Pvt. Ltd. | 10 Mbps ILL | 10 Mbps ILL | Lump Sum | 1 | 110000 | Amended & Approved
The Soul, Rajarhat | BASEMENT WITH PODIUM | Civil |  | WO/HR01/BP01/10 | Green Alpha Assets Pvt. Ltd. | Civil Work of Podium Super Structure | Civil Work of Podium Super Structure |  | 0 | 0 | Amended & Approved
The Soul, Rajarhat | BASEMENT WITH PODIUM | Civil |  | WO/HR01/BP01/10 | Green Alpha Assets Pvt. Ltd. | Earth filling | All charges for doing earth filling of good quality available at site for planters with transportation of soil, all labour, materials, machinery, tools & tackles etc. for all lead & lift to the entire satisfaction of Engineer-in-Charge. | Cum. | 2065 | 115 | Approved
The Soul, Rajarhat | BASEMENT WITH PODIUM | Civil |  | WO/HR01/BP01/10 | Green Alpha Assets Pvt. Ltd. | Shuttering | All charges for providing, fabricating, erecting and fixing in position plained timber, plywood centering and shuttering true to line and level, including making provision for cut out (plan area of cut out shall be paid as per provision of relevant IS code) steel propping, staging of required height, shuttering removal, applying shuttering oil, including required bracing, chamfering corners (of exposed edges) of beams, columns, walls, mullion post (if any) etc. complete to the entire satisfaction of Engineer-in-Charge. Rate shall include removal and dismantling the aforesaid assembly after specified period complete at all levels and leads for all items e.g. columns, beams, slabs, lintels, staircase, wall etc. of all profile coming above Plinth level | Sq.Mtr. | 36334 | 515 | Approved
The Soul, Rajarhat | BASEMENT WITH PODIUM | Civil |  | WO/HR01/BP01/10 | Green Alpha Assets Pvt. Ltd. | Shuttering Circular column | All charges for providing, fabricating, erecting and fixing in position plained timber & plywood or steel centering and shuttering of Circular Column, true to line and level, including making provision for cut out (plan area of cut out shall be paid as per provision of relevant IS code) steel propping, staging of required height, shuttering removal, applying shuttering oil, including required bracing, chamfering corners (of exposed edges) of beams, columns, walls, mullion post (if any) etc. complete to the entire satisfaction of Engineer-in-Charge. Rate shall include removal and dismantling the aforesaid assembly after specified period complete at all levels and leads for all items e.g. columns, beams, slabs, lintels, staircase, wall etc. of all profile coming above Plinth level | Sq.Mtr. | 159 | 617.5 | Approved
The Soul, Rajarhat | BASEMENT WITH PODIUM | Civil |  | WO/HR01/BP01/10 | Green Alpha Assets Pvt. Ltd. | M30 grade cement concrete/reinforced cement concrete | All charges for laying M30 grade cement concrete/reinforced cement concrete (excluding cost of shuttering & reinforcement) at all levels and leads for all items e.g. columns, beams, slabs, lintels, staircase, wall, pockets etc. of all profile coming above Plinth level using 20 mm nominal size & down graded good quality aggregate as per design mix approved by Engineer-in-Charge including vibrating / compacting, curing, scaffolding as required, dewatering (if any), cleaning, preparing surfaces, junctions etc. including curing complete to the entire satisfaction of Engineer-in-Charge. Cement concrete should have an ultimate crushing strength of not less than 300 Kg/sq.cm on 15cm X 15cm X 15cm cube at 28 days and source of concrete will be RMC Special conditions:- Rates are quoted for all levels & heights. For material/cube testing, the contractor shall maintain QC lab, cube testing machine, sieves, slump cones, graduated cylinder, weight scales etc. in good working condition cost of which shall be included in the rate. The rate shall include the cost of plasticiser / super plasticiser of an approved brand to get the required workability / strength. The column beam junctions shall be with the grade of concrete as in column up to a distance of depth of beam in all directions & rate shall be inclusive of this. | Cum. | 5272 | 742 | Approved
The Soul, Rajarhat | BASEMENT WITH PODIUM | Civil |  | WO/HR01/BP01/10 | Green Alpha Assets Pvt. Ltd. | M25 grade cement concrete/reinforced cement concrete | All charges for laying M25 grade cement concrete/reinforced cement concrete (excluding cost of shuttering & reinforcement) at all levels and leads for all items e.g. columns, beams, slabs, lintels, staircase, wall, pockets etc. of all profile coming above Plinth level using 20 mm nominal size & down graded good quality aggregate as per design mix approved by Engineer-in-Charge including vibrating / compacting, curing, scaffolding as required, dewatering (if any), cleaning, preparing surfaces, junctions etc. including curing complete to the entire satisfaction of Engineer-in-Charge. Cement concrete should have an ultimate crushing strength of not less than 250 Kg/sq.cm on 15cm X 15cm X 15cm cube at 28 days and source of concrete will be RMC Special conditions:- Rates are quoted for all levels & heights. For material/cube testing, the contractor shall maintain QC lab, cube testing machine, sieves, slump cones, graduated cylinder, weight scales etc. in good working condition cost of which shall be included in the rate. The rate shall include the cost of plasticiser / super plasticiser of an approved brand to get the required workability / strength. The column beam junctions shall be with the grade of concrete as in column up to a distance of depth of beam in all directions & rate shall be inclusive of this. | Cum. | 30 | 742 | Approved
The Soul, Rajarhat | BASEMENT WITH PODIUM | Civil |  | WO/HR01/BP01/10 | Green Alpha Assets Pvt. Ltd. | Reinforcement | All charges for fixing steel reinforcement (Tor Steel as per IS-1786, Fe 500) for RCC work including transporting, decoiling, straightening, removing loose rust, cutting, bending and placing for all profile and for all lead & lift above Plinth level and binding with 18 gauge annealed wire to the entire satisfaction of Engineer-in-Charge. Payment of steel shall be made as per drawing and approved bar bending schedule with permissible laps and paid on the basis of the sectional weights of bar as per relevant I.S. Code. The rate shall include cost of binding wire, chairs, spacers, pins, cover blocks which will not be measured separately for payment | MT | 847.2 | 9186 | Approved
The Soul, Rajarhat | BASEMENT WITH PODIUM | Civil |  | WO/HR01/BP01/10 | Green Alpha Assets Pvt. Ltd. | 1st class Fly Ash bricks work | Providing and erecting 100 mm thick brick work with 1st class Fly Ash bricks for walls at Ledge Wall, Duct Wall, Gr. Floor and Above Roof of specified thickness in sand cement mortar (4 :1) including the cost of all material, labour, tools, tackles, scaffolding, curing etc. complete as per direction of Engineer-in-Charge and technical specification. (Cement would be supplied by the employer free of cost, but subjected to reconciliation). | Sq.Mtr. | 234 | 870 | Approved
The Soul, Rajarhat | BASEMENT WITH PODIUM | Civil |  | WO/HR01/BP01/10 | Green Alpha Assets Pvt. Ltd. | 1st class Fly Ash bricks work | Providing and erecting 150 / 110 mm thick brick work with 1st class Fly Ash bricks for walls at Ledge Wall, Duct Wall, Gr. Floor and Above Roof of specified thickness in sand cement mortar (4 :1) including the cost of all material, labour, tools, tackles, scaffolding, curing etc. complete as per direction of Engineer-in-Charge and technical specification. (Cement would be supplied by the employer free of cost, but subjected to reconciliation). | Sq.Mtr. | 53 | 870 | Approved
The Soul, Rajarhat | BASEMENT WITH PODIUM | Civil |  | WO/HR01/BP01/10 | Green Alpha Assets Pvt. Ltd. | 1st class Fly Ash bricks work | Providing and erecting 200 mm thick brick work with 1st class Fly Ash bricks for walls at Ledge Wall, Duct Wall, Gr. Floor and Above Roof of specified thickness in sand cement mortar (4 :1) including the cost of all material, labour, tools, tackles, scaffolding, curing etc. complete as per direction of Engineer-in-Charge and technical specification. (Cement would be supplied by the employer free of cost, but subjected to reconciliation). | Cum. | 0 | 0 | Approved
The Soul, Rajarhat | BASEMENT WITH PODIUM | Civil |  | WO/HR01/BP01/10 | Green Alpha Assets Pvt. Ltd. | 1st class Fly Ash bricks work | Providing and erecting 250 / 300 mm thick brick work with 1st class Coneventional bricks for walls at Ledge Wall, Duct Wall, Gr. Floor and Above Roof of specified thickness in sand cement mortar (4 :1) including the cost of all material, labour, tools, tackles, scaffolding, curing etc. complete as per direction of Engineer-in-Charge and technical specification. (Cement would be supplied by the employer free of cost, but subjected to reconciliation). | Cum. | 16 | 7130 | Approved
The Soul, Rajarhat | BASEMENT WITH PODIUM | Civil |  | WO/HR01/BP01/10 | Green Alpha Assets Pvt. Ltd. | plaster ( to internal walls | Providing and applying plaster ( to internal walls) with sand and cement mortar including round off or chamfering of concrete surface , curing etc, complete as per direction of EIC - 15 mm thick sand cement mortar ( 6 parts sand : 1 part cement), at any floor and level . (Cement would be supplied by the employer free of cost, but subjected to reconciliation) | Sq.Mtr. | 8459 | 223 | Approved
The Soul, Rajarhat | BASEMENT WITH PODIUM | Civil |  | WO/HR01/BP01/10 | Green Alpha Assets Pvt. Ltd. | plaster ( to Ceiling) | Providing and applying plaster ( to Ceiling) with sand and cement mortar including round off or chamfering of concrete surface , curing etc, complete as per direction of EIC - 10 mm thick sand cement mortar ( 6 parts sand : 1 part cement), at any floor and level . (Cement would be supplied by the employer free of cost, but subjected to reconciliation) | Sq.Mtr. | 2121 | 210 | Approved
The Soul, Rajarhat | BASEMENT WITH PODIUM | Civil |  | WO/HR01/BP01/10 | Green Alpha Assets Pvt. Ltd. | plaster ( to External Walls) | Providing and applying plaster ( to External Walls)of 20 mm thick , with sand and cement mortar ( 6:1) including rounding off or chamfering of corners as directed and raking out joints or roughening of concrete surface, including threading nosing and drip course where necessary including MS pipe scaffolding, curing etc. all complete as per drawing & direction of EIC. , at any floor and level . (Cement would be supplied by the employer free of cost, but subjected to reconciliation) | Sq.Mtr. | 3390 | 344 | Approved
The Soul, Rajarhat | BASEMENT WITH PODIUM | Civil |  | WO/HR01/BP01/10 | Green Alpha Assets Pvt. Ltd. | Door Shutter | Labour charges for Door frame fixing including supply & fixing by Ms hold fast /Anchor fastener adjacent to Brick surface including concrete grouting with at any Level as per drawing and direction of Engineer-in-charge. Door frame to be supplied by client, but subjected to reconciliation. | Nos | 68 | 400 | Approved
The Soul, Rajarhat | BASEMENT WITH PODIUM | Civil |  | WO/HR01/BP01/10 | Green Alpha Assets Pvt. Ltd. | Dismantling of brick | All charges for doing dismantling of brick work of all thickness & of all mortar ratio along with its plaster & other finishes to incorporate changes & revisions of drawings/design or as directed by Engineer-in-Charge including barricading the area, providing caution board, separating useable material, non useable material & debris, all labour, materials, plant & machinery, tools & tackles etc. for all lead & lift, for all level including maintaining dump yard for all dismantled material within the specified lines and levels to the entire satisfaction of Engineer-in-Charge and subsequently if being directed by Engineer-in-Charge, disposing full or part of the dismantled material & its debris at designated dump yard outside of the site premises as specified by statutory authorities under contractor’s own arrangement including all statutory sanction and royalties if any shall be paid by the contractor. If the dismantled material is not being advised by Engineer-in-Charge to dispose it off, it shall be the property of the client. | Cum. | 8.14 | 1653 | Approved
The Soul, Rajarhat | BASEMENT WITH PODIUM | Civil |  | WO/HR01/BP01/10 | Green Alpha Assets Pvt. Ltd. | Dismantling of RCC | All charges for doing dismantling of reinforced cement concrete of all thickness and grade to incorporate changes & revisions of drawings/design or as directed of Engineer-in-Charge including barricading the area, providing caution board, cutting of reinforcement steel of the concrete, separating reinforcement steel & debris, all labour, materials, plant & machinery, tools & tackles etc. for all lead & lift, for all level including maintaining dump yard for debris & stacking reinforcement dia wise within the specified lines and levels to the entire satisfaction of Engineer-in-Charge and subsequently if being directed by Engineer-in-Charge, disposing debris at designated dump yard outside of the site premises as specified by statutory authorities under contractor’s own arrangement including all statutory sanction and royalties if any shall be paid by the contractor. If the dismantled material is not being advised by Engineer-in-Charge to dispose it off, it shall be the property of the client however reinforcement steel of dismantled concrete shall be always the property of the client. | Cum. | 26.36 | 4850 | Approved
The Soul, Rajarhat | BASEMENT WITH PODIUM | Civil |  | WO/HR01/BP01/10 | Green Alpha Assets Pvt. Ltd. | scaffolding work beyond 4.0 mtr height | Hire and labour charges for scaffolding work beyond 4.0 mtr height as per drawing and direction of Engineer-in-Charge | Cum. | 8880 | 107 | Approved
The Soul, Rajarhat | BASEMENT WITH PODIUM | Civil |  | WO/HR01/BP01/10 | Green Alpha Assets Pvt. Ltd. | P.C.C (1:4:8) | Charges for providing & laying of P.C.C (1:4:8) by site mix concrete 25 mm and down sized , screened and washed well graded stone chips excluding shuttering, consolidation complete in all respect as per drawing, specification and direction of EIC. Cement would be supplied by client, but subjected to reconciliation. | cum | 70 | 5207 | Approved
The Soul, Rajarhat | BASEMENT WITH PODIUM | Civil |  | WO/HR01/BP01/10 | Green Alpha Assets Pvt. Ltd. | Rung ladder | Labour charges for fixing of Rung ladder in proper line at any level with supply of all tool tackles & machineries as per drawing & direction of EIC | Nos | 50 | 70 | Approved
The Soul, Rajarhat | BASEMENT WITH PODIUM | Civil |  | WO/HR01/BP01/10 | Green Alpha Assets Pvt. Ltd. | BFS | All charges for providing and laying single brick flat soling of picked, jhama bricks below foundation floor, tie beam etc. or any other location till Plinth level including ramming dressing and bringing to proper level and filling joints with sand including all materials, labour, tools and plants etc. complete below foundation as per specification, drawing and direction of Engineering-in-Charge | Sq.Mtr. | 0 | 420 | Approved
The Soul, Rajarhat | BASEMENT WITH PODIUM | Civil |  | WO/HR01/BP01/10 | Green Alpha Assets Pvt. Ltd. | 150 thick sand cushion filling | All charges for doing 150 thick sand cushion filling of good quality at foundation in layer not exceeding 150mm in depth including watering, ramming, compacting, consolidating in deposited layer to achieve 95% Proctor Density and transportation of soil, all labour, materials, machinery, tools & tackles etc. for all lead & lift to the entire satisfaction of Engineer-in-Charge. | Cum. | 371 | 2570 | Approved
The Soul, Rajarhat | BASEMENT WITH PODIUM | Civil |  | WO/HR01/BP01/10 | Green Alpha Assets Pvt. Ltd. | Rebar grouting | All charges for fixing reinforcement bars including drilling & chemical injection in the concrete surface till Plinth level as per the manufacturer's specification either Fischer or Hilti product. At least 10% of the reinforcement shall be tested by Pull Out test as per the instruction of Structural Consultant. The rate shall be inclusive of all labour, material, scaffolding, gangway etc. involved for rebar grouting however cost of reinforcement steel will be paid as per item Cement shall be supplied by the Client." For 8mm dia | Nos | 84 | 103 | Approved
The Soul, Rajarhat | BASEMENT WITH PODIUM | Civil |  | WO/HR01/BP01/10 | Green Alpha Assets Pvt. Ltd. | Rebar grouting | All charges for fixing reinforcement bars including drilling & chemical injection in the concrete surface till Plinth level as per the manufacturer's specification either Fischer or Hilti product. At least 10% of the reinforcement shall be tested by Pull Out test as per the instruction of Structural Consultant. The rate shall be inclusive of all labour, material, scaffolding, gangway etc. involved for rebar grouting however cost of reinforcement steel will be paid as per item Cement shall be supplied by the Client." For 10mm dia | Nos | 133 | 124 | Approved
The Soul, Rajarhat | BASEMENT WITH PODIUM | Civil |  | WO/HR01/BP01/10 | Green Alpha Assets Pvt. Ltd. | Rebar grouting | All charges for fixing reinforcement bars including drilling & chemical injection in the concrete surface till Plinth level as per the manufacturer's specification either Fischer or Hilti product. At least 10% of the reinforcement shall be tested by Pull Out test as per the instruction of Structural Consultant. The rate shall be inclusive of all labour, material, scaffolding, gangway etc. involved for rebar grouting however cost of reinforcement steel will be paid as per item Cement shall be supplied by the Client." For 12mm dia | Nos | 38 | 165 | Approved
The Soul, Rajarhat | BASEMENT WITH PODIUM | Civil |  | WO/HR01/BP01/10 | Green Alpha Assets Pvt. Ltd. | Rebar grouting | All charges for fixing reinforcement bars including drilling & chemical injection in the concrete surface till Plinth level as per the manufacturer's specification either Fischer or Hilti product. At least 10% of the reinforcement shall be tested by Pull Out test as per the instruction of Structural Consultant. The rate shall be inclusive of all labour, material, scaffolding, gangway etc. involved for rebar grouting however cost of reinforcement steel will be paid as per item Cement shall be supplied by the Client." For 16mm dia | Nos | 46 | 220 | Approved
The Soul, Rajarhat | BASEMENT WITH PODIUM | Civil |  | WO/HR01/BP01/10 | Green Alpha Assets Pvt. Ltd. | Rebar grouting | All charges for fixing reinforcement bars including drilling & chemical injection in the concrete surface till Plinth level as per the manufacturer's specification either Fischer or Hilti product. At least 10% of the reinforcement shall be tested by Pull Out test as per the instruction of Structural Consultant. The rate shall be inclusive of all labour, material, scaffolding, gangway etc. involved for rebar grouting however cost of reinforcement steel will be paid as per item Cement shall be supplied by the Client." For 20mm dia | Nos | 56 | 496 | Approved
The Soul, Rajarhat | BASEMENT WITH PODIUM | Civil |  | WO/HR01/BP01/10 | Green Alpha Assets Pvt. Ltd. | Rebar grouting | All charges for fixing reinforcement bars including drilling & chemical injection in the concrete surface till Plinth level as per the manufacturer's specification either Fischer or Hilti product. At least 10% of the reinforcement shall be tested by Pull Out test as per the instruction of Structural Consultant. The rate shall be inclusive of all labour, material, scaffolding, gangway etc. involved for rebar grouting however cost of reinforcement steel will be paid as per item Cement shall be supplied by the Client." For 25mm dia | Nos | 52 | 578 | Approved
The Soul, Rajarhat | BASEMENT WITH PODIUM | Civil |  | WO/HR01/BP01/10 | Green Alpha Assets Pvt. Ltd. | Rebar grouting | All charges for fixing reinforcement bars including drilling & chemical injection in the concrete surface till Plinth level as per the manufacturer's specification either Fischer or Hilti product. At least 10% of the reinforcement shall be tested by Pull Out test as per the instruction of Structural Consultant. The rate shall be inclusive of all labour, material, scaffolding, gangway etc. involved for rebar grouting however cost of reinforcement steel will be paid as per item Cement shall be supplied by the Client." For 32mm dia | Nos | 27 | 600 | Approved
The Soul, Rajarhat | BASEMENT WITH PODIUM | Civil |  | WO/HR01/BP01/10 | Green Alpha Assets Pvt. Ltd. | 4 mm thick neat cement | "All charges for laying of 4 mm thick neat cement (cement consumption not more than 2.75kg/sqm) inside surface on plaster with curing including tools, tackles & all complete as per direction of EIC. Cement will be supplied by Client at free of cost, but subjected to reconciliation." | Sq.Mtr. | 350 | 20 | Approved
The Soul, Rajarhat | BASEMENT WITH PODIUM | Civil |  | WO/HR01/BP01/10 | Green Alpha Assets Pvt. Ltd. | V Groove line ( above 12 mm wide and 12 mm deep) | Charges for making V Groove line ( above 12 mm wide and 12 mm deep) in plaster surface at any floor and level as per drawing and direction of EIC | RMT | 0 | 35 | Approved
The Soul, Rajarhat | BASEMENT WITH PODIUM | Civil |  | WO/HR01/BP01/10 | Green Alpha Assets Pvt. Ltd. | H.B netting | Providing and fixing of approved H.B netting in every 3rd layers in 100/150 mm thick brick work at any floor and level as per drawing and direction of Engineer-in-Charge | Sq.Mtr. | 0 | 2 | Approved
The Soul, Rajarhat | BASEMENT WITH PODIUM | Civil |  | WO/HR01/BP01/10 | Green Alpha Assets Pvt. Ltd. | Fibre Chicken Wire Mesh | Charges for providing and fixing of Fibre Chicken Wire Mesh at concrete and brickwork joint before applying inside plaster and as per the direction of EIC, at any floor and level as per drawing and direction of Engineer-in-Charge | RMT | 1692 | 28 | Approved
The Soul, Rajarhat | BASEMENT WITH PODIUM | Civil |  | WO/HR01/BP01/10 | Green Alpha Assets Pvt. Ltd. | Fibre Chicken Wire Mesh | Charges for providing and fixing of Fibre Chicken Wire Mesh at concrete and brickwork joint before applying outside plaster and as per drawing and direction of EIC, at any floor and level | RMT | 1017 | 35 | Approved
The Soul, Rajarhat | BASEMENT WITH PODIUM | Civil |  | WO/HR01/BP01/10 | Green Alpha Assets Pvt. Ltd. | Puddle flange | Labour charges for fixing of Puddle flange in proper line at any level with supply of all tool tackles & machineries as per drawing & direction of EIC | Nos | 25 | 175 | Approved
The Soul, Rajarhat | BASEMENT WITH PODIUM | Civil |  | WO/HR01/BP01/10 | Green Alpha Assets Pvt. Ltd. | manhole | Labour charges for fixing of manhole with proper line level as per direction of EIC. | Nos | 6 | 360 | Approved
The Soul, Rajarhat | BASEMENT WITH PODIUM | Civil |  | WO/HR01/BP01/10 | Green Alpha Assets Pvt. Ltd. | AC Sleeves and Fire Sleeves | Fixing of AC Sleeves and Fire Sleeves as per drawing and as per direction of Engineer-in-Charge. AC Sleeves and Fire Sleeves would be supplied by Client, but subjected to reconciliation. | Nos | 845 | 145 | Approved
The Soul, Rajarhat | BASEMENT WITH PODIUM | Civil |  | WO/HR01/BP01/10 | Green Alpha Assets Pvt. Ltd. | slab cut out making | Charges for slab cut out making (all sizes) with plywood and fixing with all tools & tackles all complete at all level as per drawing and direction of Engineer-in-charge | Sq.Mtr. | 411 | 140 | Approved
The Soul, Rajarhat | BASEMENT WITH PODIUM | Civil |  | WO/HR01/BP01/10 | Green Alpha Assets Pvt. Ltd. | MS Cut out frame | Charges for fixing MS Cut out frame of all sizes with all tools & tackles all complete as per drawing and direction of Engineer-in-charge | Nos | 0 | 0 | Approved
The Soul, Rajarhat | BASEMENT WITH PODIUM | Civil |  | WO/HR01/BP01/10 | Green Alpha Assets Pvt. Ltd. | miscellaneous structural works | All charges for doing miscellaneous structural works, including supplying, preparation of fabrication drawings based on Consultants drawings, obtaining approval, fabrication, erections as per IS 800 etc complete for miscellaneous structural steel stairs, ladders, platforms, monorails, gratings, chequered plates, hand rails etc. coming upto Plinth level including surface preparation, cleaning, welding and applying one coat of zinc chromate primer to the entire satisfaction of PMC/Owner | MT | 0.5 | 82128 | Approved
The Soul, Rajarhat | BASEMENT WITH PODIUM | Civil |  | WO/HR01/BP01/10 | Green Alpha Assets Pvt. Ltd. | structural inserts | All charges for making structural inserts as per I.S. 2062, including supplying, fabricating, and installing in concrete coming till Plinth level with anchors in the form of rods or flats including necessary welding and applying one coat of zinc chromate primer to the entire satisfaction of PMC/Owner. | MT | 0.39 | 82128 | Approved
The Soul, Rajarhat | BASEMENT WITH PODIUM | Civil |  | WO/HR01/BP01/10 | Green Alpha Assets Pvt. Ltd. | backfilling of excavated pit | All charges for doing backfilling of excavated pit, trench etc. by good quality of filling sand free (from silt, clay, mica, soil) in layer not exceeding 150mm in depth including watering, ramming, compaction and transportation of sand, all labour, materials, machinery, tools & tackles etc. for all lead & lift to the entire satisfaction of PMC/Owner. | Cum. | 0 | 1034 | Approved
The Soul, Rajarhat | BASEMENT WITH PODIUM | Civil |  | WO/HR01/BP01/10 | Green Alpha Assets Pvt. Ltd. | Making pockets | All charges for making pockets of various size and depth for machine foundations and other purpose for all level and location till Plinth level. | Nos | 0 | 253 | Approved
The Soul, Rajarhat | BASEMENT WITH PODIUM | Civil |  | WO/HR01/BP01/10 | Green Alpha Assets Pvt. Ltd. | treatment of construction joint | All charges for doing treatment of construction joint till Plinth level before the fresh concreting is done by properly cleaning the joint, cutting it vertical and applying bonding agent as per manufacturers specifications and detail given below (provision of construction joint shall be as per the approval of PMC/Owner): If the joint is 3 days old latex based bonding agent to be applied | RMT | 8 | 126 | Approved
The Soul, Rajarhat | BASEMENT WITH PODIUM | Civil |  | WO/HR01/BP01/10 | Green Alpha Assets Pvt. Ltd. | treatment of construction joint | All charges for doing treatment of construction joint till Plinth level before the fresh concreting is done by properly cleaning the joint, cutting it vertical and applying bonding agent as per manufacturers specifications and detail given below (provision of construction joint shall be as per the approval of PMC/Owner): If the joint is more then 3 days old polymer based bonding agent to be applied. | RMT | 12 | 190 | Approved
The Soul, Rajarhat | BASEMENT WITH PODIUM | Civil |  | WO/HR01/BP01/10 | Green Alpha Assets Pvt. Ltd. | treatment of construction joint | All charges for doing treatment of construction joint till Plinth level before the fresh concreting is done by properly cleaning the joint, cutting it vertical and applying bonding agent as per manufacturers specifications and detail given below (provision of construction joint shall be as per the approval of PMC/Owner): If the joint is more than the 15 days old Epoxy based bonding agent to be applied. | RMT | 697 | 316 | Approved
The Soul, Rajarhat | BASEMENT WITH PODIUM | Civil |  | WO/HR01/BP01/10 | Green Alpha Assets Pvt. Ltd. | grouting of pockets, foundations etc | All charges for doing grouting of pockets, foundations etc. with approved grouting compound at all levels coming up to Plinth level including cleaning, vibrating, compacting, curing, scaffolding, tools & tackles, plant machinery as per drawing and/or direction of PMC/owner. Cement shall be supplied by Client. | Cum. | 0 | 50540 | Approved
The Soul, Rajarhat | PRE-CONSTRUCTION PHASE | Mechanical Equipment |  | WO/HR01/PCE01/32 | KIRAN EARTH MOVERS | Tractor | Hire charges for tractor on daily rental basis including driver charge, Tiffin charge & Diesel expenses. Working hors: 8 hours of working daily excluding 1 hours of tiffin. | Days | 9 | 2200 | Approved
The Soul, Rajarhat | PRE-CONSTRUCTION PHASE | Mechanical Equipment |  | WO/HR01/PCE01/32 | KIRAN EARTH MOVERS | Idle charges for tractor | Idle charges for tractor on daily rental basis including driver charge, Tiffin charge but excluding Diesel expenses. | Days | 4 | 700 | Approved
The Soul, Rajarhat | BLOCK | Flooring Work |  | WO/HR01/BOK01/34 | A.M. Enterprise | Sample Flooring, Tower-5, 1st Floor | Sample Flooring, Tower-5, 1st Floor |  | 0 | 0 | Approved
The Soul, Rajarhat | BLOCK | Flooring Work |  | WO/HR01/BOK01/34 | A.M. Enterprise | Fixing charge of 600x600 Vitrified / Ceramic Tiles | Fixing charge of 600x600 Vitrified / Ceramic Tiles (Brand as approved) at Lift Facia with Adhesive (LATICRETE @ 252 / Similar Material as approved) with necessary chipping, cutting, joint filled with white cement slurry pigmented to match after acid washing including all finishing & cleaning as per drawing, direction of Engineer-in-Charge. (Only Adhesive & Tiles will be supplied by the Client but subject to reconciliation. Shifting & Lifting of all materials & machineries are in contractor's scope) | Sq.Ft. | 65 | 25 | Approved
The Soul, Rajarhat | BLOCK | Flooring Work |  | WO/HR01/BOK01/34 | A.M. Enterprise | Fixing charges for Fixing of Granite Patty / Strip | Fixing charges for Fixing of Granite Patty / Strip (Brand as approved) at Jam & Soffit of Lift Opening etc. with necessary chipping in any level with Adhesive (LATICRETE @ 252 / Similar Material as approved) with necessary chippling, cutting, joint filling inlcuding all finishing & cleaning as per drawing & direction of Engineer-in-charge. (Only Chemical & Granite Slab will be supplied by the Client but subject to reconciliation. Shifting & Lifting of all materials & machineries are in contractor's scope) | Rft | 56 | 32 | Approved
The Soul, Rajarhat | BLOCK | Flooring Work |  | WO/HR01/BOK01/34 | A.M. Enterprise | Moulding | Labour charges for Moulding of Granite Slab at Lift Facia in any level as per drawing & direction of Engineer-in-charge. (Shifing & Lifting of all materials & machineries are in contractor's scope) | Rft | 56 | 32 | Approved
The Soul, Rajarhat | BLOCK | Flooring Work |  | WO/HR01/BOK01/34 | A.M. Enterprise | Kota stone Fixing with polishing | Fixing charges of Kota Stone at Tread and Landing portion of Stair for all levels over a bed of 20-30 mm thick cement mortar (1:4) joints filled with white cement slurry pigmented to match including polishing of Stair Kota Stone in all levels with 3 types of carborundum stone cutting, all finishing & Cleanning as per drawing and direction of Engineer-In-Charge. (Only Kota & Cement will be supplied by the Client but subject to reconciliation. Shifting & Lifting of all materials & machineries are in contractor's scope) | Sq.Ft. | 953 | 38 | Approved
The Soul, Rajarhat | BLOCK | Flooring Work |  | WO/HR01/BOK01/34 | A.M. Enterprise | Kota stone Fixing with polishing | Fixing charges of Kota Stone at Riser and Skirting portion of Stair for all levels over a bed of 20-30 mm thick cement mortar (1:4) joints filled with white cement slurry pigmented to match after including polishing of Stair Kota Stone in all levels with 3 types of carborundum stone cutting, all finishing & Cleaning as per drawing and direction of Engineer-In-Charge. (Only Kota & Cement will be supplied by the Client but subject to reconciliation. Shifting & Lifting of all materials & machineries are in contractor's scope) | Rft | 617 | 28 | Approved
The Soul, Rajarhat | BLOCK | Flooring Work |  | WO/HR01/BOK01/34 | A.M. Enterprise | Half Moulding | Labour charges for Half Moulding of Kota Stone in all levels as per drawing and direction of Engineer-In-Charge. (Shifting & Lifting of all materials & machineries are in contractor's scope) | Rft | 341 | 26 | Approved
The Soul, Rajarhat | OVERHEADS | Security Expense |  | WO/HR01/OHES/30 | NIS MANAGEMENT LIMITED | Security Guard | Providing 4 (Four) Nos. Security Guards @12 hr X 7 days a week duty basis BOQ Calculation Total days in the contract period = 184 days Total Holidays = 7 days Total duty per head= 184+7 = 191 nos. total heads = 4 nos. Total BOQ = 4X191 = 764 Nos. | Duties | 773 | 629 | Approved
The Soul, Rajarhat | MARKETING | Security Expenditure |  | WO/HR01/MKT01/117 | NIS MANAGEMENT LIMITED | Security Guard | Providing 01 (one) no. Security Guard at marketing office on weekends (as and when required) @12 hr duty basis | Duties | 52 | 629 | Approved
The Soul, Rajarhat | BLOCK | Wood Work |  | WO/HR01/BOK01/36 | RAJ KUMAR FURNITURE WORKS | Main door (1100x2450) | Labour charges for carrying and fixing of flush door shutter including wooden door handle for Main door (1100x2450), with supply of SS screw, nails, masking tape, gum, wooden section etc. including all finishing at all level as per drawing and direction of Engineer-in-Charge | Nos | 6 | 325 | Approved
The Soul, Rajarhat | BLOCK | Wood Work |  | WO/HR01/BOK01/36 | RAJ KUMAR FURNITURE WORKS | Misc. Charges | Charges for loading - unloading, transportation, hire charges for machinery as per direction of Engineer-in-Charge | Nos | 6 | 13 | Approved
The Soul, Rajarhat | BLOCK | Wood Work |  | WO/HR01/BOK01/36 | RAJ KUMAR FURNITURE WORKS | Bed Room (900x2150), Toilet door (750x2150), Utility door (750x2450) | Labour charges for carrying and fixing of flush door shutter including wooden door handle for Bed Room (900x2150), Toilet door (750x2150), Utility door (750x2450) with supply of SS screw, nails, masking tape, gum, wooden section etc. including all finishing at all level as per drawing and direction of Engineer-in-Charge | Nos | 18 | 325 | Approved
The Soul, Rajarhat | BLOCK | Wood Work |  | WO/HR01/BOK01/36 | RAJ KUMAR FURNITURE WORKS | Misc. Charges | Charges for loading - unloading, transportation, hire charges for machinery as per direction of Engineer-in-Charge. | Nos | 18 | 13 | Approved
The Soul, Rajarhat | BLOCK | Wood Work |  | WO/HR01/BOK01/36 | RAJ KUMAR FURNITURE WORKS | Architrave (60x12mm thk.) | Labour charges for fixing of door Architrave (60x12mm thk.) for Main door with supply of SS screw, nails, masking tape, gum, wooden section ect. Including all finishing at all level as per drawing and direction of Engineer-in-charge | Rft | 130 | 10 | Approved
The Soul, Rajarhat | BLOCK | Wood Work |  | WO/HR01/BOK01/36 | RAJ KUMAR FURNITURE WORKS | Misc. Charges | Charges for loading - unloading, transportation, hire charges for machinery as per direction of Engineer-in-Charge. | Rft | 130 | 0.4 | Approved
The Soul, Rajarhat | BLOCK | Wood Work |  | WO/HR01/BOK01/36 | RAJ KUMAR FURNITURE WORKS | Wooden handle for Main door | Labour charges for making of wooden handle for Main door with supply of SS screw, nails, masking tape, gum, wooden section etc. including all finishing at all level as per drawing and direction of Engineer-in-Charge | Nos | 6 | 450 | Approved
The Soul, Rajarhat | BLOCK | Wood Work |  | WO/HR01/BOK01/36 | RAJ KUMAR FURNITURE WORKS | Misc. Charges | Charges for loading - unloading, transportation, hire charges for machinery as per direction of Engineer-in-Charge. | Nos | 6 | 18 | Approved
The Soul, Rajarhat | BLOCK | Wood Work |  | WO/HR01/BOK01/36 | RAJ KUMAR FURNITURE WORKS | Hardware fittings to be fixed at Main door | Labour charges for fixing of following hardware fittings to be fixed at Main door with supply of SS screw, nails, masking tape, gum, wooden section etc. including all finishing at all level as per drawing and direction of Engineer-in-Charge. 1) Main door Lock, 2) Buffer, 3) Stopper, 4) Magic Eye | Nos | 6 | 250 | Approved
The Soul, Rajarhat | BLOCK | Wood Work |  | WO/HR01/BOK01/36 | RAJ KUMAR FURNITURE WORKS | Misc. Charges | Charges for loading - unloading, transportation, hire charges for machinery as per direction of Engineer-in-Charge | Nos | 6 | 10 | Approved
The Soul, Rajarhat | BLOCK | Wood Work |  | WO/HR01/BOK01/36 | RAJ KUMAR FURNITURE WORKS | Hardware fittings to be fixed at Bed Room door | Labour charges for fixing of following hardware fittings to be fixed at Bed Room door with supply of SS screw, nails, masking tape, gum, wooden section etc. including all finishing at all level as per drawing and direction of Engineer-in-Charge. 1) Cylindrical Lock, 2) Buffer, 3) Stopper | Nos | 7 | 150 | Approved
The Soul, Rajarhat | BLOCK | Wood Work |  | WO/HR01/BOK01/36 | RAJ KUMAR FURNITURE WORKS | Misc. Charges | Charges for loading - unloading, transportation, hire charges for machinery as per direction of Engineer-in-Charge | Nos | 7 | 6 | Approved
The Soul, Rajarhat | BLOCK | Wood Work |  | WO/HR01/BOK01/36 | RAJ KUMAR FURNITURE WORKS | Hardware fittings to be fixed at Toilet door & Utility door | Labour charges for fixing of following hardware fittings to be fixed at Toilet door & Utility door with supply of SS screw, nails, masking tape, gum, wooden section etc. including all finishing at all level as per drawing and direction of Engineer-in-Charge. 1) Cylindrical Lock, 2) Buffer, 3) Tower Bolt / Baby Latch | Nos | 11 | 140 | Approved
The Soul, Rajarhat | BLOCK | Wood Work |  | WO/HR01/BOK01/36 | RAJ KUMAR FURNITURE WORKS | Misc. Charges | Charges for loading - unloading, transportation, hire charges for machinery as per direction of Engineer-in-Charge | Nos | 11 | 5.6 | Approved
The Soul, Rajarhat | BLOCK | Wood Work |  | WO/HR01/BOK01/36 | RAJ KUMAR FURNITURE WORKS | jointing (Lipping) | Labour charges for fixing of door jointing (Lipping) work if required with supply of SS screw, nails, masking tape, gum, wooden section etc. including all finishing at all level as per drawing and direction of Engineer-in-Charge | Nos | 0 | 40 | Approved
The Soul, Rajarhat | BLOCK | Wood Work |  | WO/HR01/BOK01/36 | RAJ KUMAR FURNITURE WORKS | Misc. Charges | Charges for loading - unloading, transportation, hire charges for machinery as per direction of Engineer-in-Charge | Nos | 0 | 1.6 | Approved
The Soul, Rajarhat | BLOCK | Wood Work |  | WO/HR01/BOK01/36 | RAJ KUMAR FURNITURE WORKS | Electrical, PHE shaft door | Labour Charges for fixing of Electrical, PHE shaft door made by wooden frame and fixing of ply shutter, fixing of lipping bit all around of shaft, including fixing of following hardware: 1) Allen-key-Lock / Magnetic Catcher, 2) Tower Bolt, 3) Flush Handle and supply of screw, PVC guthka, nails, gum at all level as per drawing and direction of Engineer-in-Charge | Sq.Ft. | 75 | 130 | Approved
The Soul, Rajarhat | BLOCK | Wood Work |  | WO/HR01/BOK01/36 | RAJ KUMAR FURNITURE WORKS | Misc. Charges | Charges for loading - unloading, transportation, hire charges for machinery as per direction of Engineer-in-Charge | Sq.Ft. | 75 | 5.2 | Approved
The Soul, Rajarhat | BLOCK | Wood Work |  | WO/HR01/BOK01/36 | RAJ KUMAR FURNITURE WORKS | Varnish/Gala polish | Providing & applying of Varnish/Gala polish including scraping, filling with wood putty, sand papering with all finishing work at Both side of Main door Frame with section 4"x3" as per direction of Engineer-in-charge. Material shall be applied after approval of Engineer-in-charge. | Rft | 124 | 80 | Approved
The Soul, Rajarhat | BLOCK | Wood Work |  | WO/HR01/BOK01/36 | RAJ KUMAR FURNITURE WORKS | Misc. Charges | Charges for loading - unloading, transportation, hire charges for machinery as per direction of Engineer-in-Charge | Rft | 124 | 3.2 | Approved
The Soul, Rajarhat | OVERHEADS | Housekeeping |  | WO/HR01/OHES/31 | Integrated Security Service | Office Peon | Providing Office peon @8 hr duty basis BOQ Calculations: Total days in the contract period = 184 days; total holidays = 7 days; total days of duty = 184+7 = 191 duties | Duties | 191 | 588 | Approved
SOUTHWINDS PROJECT LLP (PHASE - III & IV) | PRE-CONSTRUCTION PHASE - III & IV | Site Office |  |  |  | Rust Remover | Providing and Labour charges for Rust Remover as per approved TS and direction of EIC. Brand: Sika Rustoff-100 (Coverage: 0.120 -- 0.150 kg/sqm per coat) | Sq.Ft. |  |  | Approved
SOUTHWINDS PROJECT LLP (PHASE - III & IV) | PRE-CONSTRUCTION PHASE - III & IV | Site Office | Civil and Finishing Work of Site Office | WO/SP34/PC34/5 | Madhuban International | Rust Remover | Providing and Labour charges for Rust Remover as per approved TS and direction of EIC. Item: ISMB 300,ISMB 175, ISMC125, 10-12 MM 750X4000 Sheet Location: Danta City Brand: Sika Rustoff-100 (Coverage: 0.120 -- 0.150 kg/sqm per coat) | Sq.Ft. | 12710 | 1.75 | Approved
The Soul, Rajarhat | IT Expenses | AMC and Services |  | WO/HR01/ITES001/21 | Trisita Engineering LLP | AutoCAD LT license | AutoCAD LT license | Nos. | 5 | 14500 | Approved
The Soul, Rajarhat | OVERHEADS | General |  | WO/HR01/OHES/34 | Green Alpha Assets Pvt. Ltd. | JCB Hire Charges | Hire Charges for JCB on monthly rental basis. Diesel/lubricants, Operator Tiffin charges, Overtime and any other cost will not be borne by Client. | Months | 1 | 45000 | Approved
The Soul, Rajarhat | BLOCK | Electrical | Internal Electrical | WO/HR01/BOK01/6 | A B S Enterprise | Internal Electrical work _ 1st Floor to 16th Floor | Supply & Labour charges/sq.ft. on plate area of total internal electrical work including supply of MMS PVC Conduit, CI/18 SWG MS fan box, MS circular box for slab casting and wall conduiting including supply of Sand & cement, MS JB of approved make, MMS PVC rigid conduit of approved make for electrical riser & meter room work, Supply & Installation of lift shaft electrical work, meter room & individual flat earthing, receiving and fixing of modular box, wire pulling, fixing of switch & socket, distribution boxes & MCB, main line wiring from individual DB to meter room, change over fixing and wiring from changeover to DG panel including dressing as required, TV & Telephone conduit & cable laying upto Ground Floor, Lift & Meter room earthing including supply of materials like GI Pipe electrode & GI strip of standard size & approved make, common area lift-lobby, staircase, carparking area conduiting & wiring including fixing of fixture as per drawing complete in all respect & as per annexure attach with the WO. (Area : 1st Floor to 16th Floor), Plate area details - 6,757.32 sq. ft./Floor for T - 3 & 4617.76 sq. ft./Floor for T - 4 including Lift well & Shaft but excluding Ventilation Shaft & Cut out. | Sq.Ft. | 182002 | 30 | Approved
The Soul, Rajarhat | BLOCK | Electrical | Internal Electrical | WO/HR01/BOK01/6 | A B S Enterprise | Roof Electrical | Supply & Labour charges/sq.ft. on plate area of total internal and external are of roof, mumty room electrical work including supply of MMS PVC Conduit, CI/18 SWG MS fan box, MS circular box for slab casting including supply of Sand, MS JB of approved make, MMS PVC rigid conduit of approved make for electrical riser. This work includes total wiring with parapet, mumty room, aviation and adjacent area light fixture (supplied by client) fixing with all necessary sundry materials. Receiving and fixing of modular box, wire pulling, fixing of switch & socket, distribution boxes & MCB, main line wiring from individual DB to meter room including dressing as required, conduiting & wiring including fixing of fixture as per drawing complete in all respect & as per annexure attach with the WO. Plate area details - 6,757.32 sq. ft./Floor for T - 5 , 4617.76 sq. ft./Floor for T - 6 ,6,757.32 sq. ft./Floor for T - 3 & 4617.76 sq. ft./Floor for T - 4 including Lift well & Shaft but excluding Ventilation Shaft & Cut out. | Sq.Ft. | 22750 | 4 | Approved
The Soul, Rajarhat | BLOCK | Electrical | Internal Electrical | WO/HR01/BOK01/8 | DIAMOND PROJECTS | Internal Electrical -1st Floor to 16th Floor | Supply & Labour charges/sq.ft. on plate area of total internal electrical work including supply of MMS PVC Conduit, CI/18 SWG MS fan box, MS circular box for slab casting and wall conduiting including supply of Sand & cement, MS JB of approved make, MMS PVC rigid conduit of approved make for electrical riser & meter room work, Supply & Installation of lift shaft electrical work, meter room & individual flat earthing, receiving and fixing of modular box, wire pulling, fixing of switch & socket, distribution boxes & MCB, main line wiring from individual DB to meter room, change over fixing and wiring from changeover to DG panel including dressing as required, TV & Telephone conduit & cable laying upto Ground Floor, Lift & Meter room earthing including supply of materials like GI Pipe electrode & GI strip of standard size & approved make, common area lift-lobby, staircase, car parking area conduiting & wiring including fixing of fixture as per drawing complete in all respect & as per annexure attach with the WO. (Area : 1st Floor to 16th Floor), Plate area details - 4,523.46 sq. ft./Floor for T - 1& 5,015.49 sq. ft./Floor for T - 2 including Lift well & Shaft but excluding Ventilation Shaft & Cut out. | Sq.Ft. | 152624 | 30 | Approved
The Soul, Rajarhat | BLOCK | Electrical | Internal Electrical | WO/HR01/BOK01/8 | DIAMOND PROJECTS | Roof Electrical | Supply & Labour charges/sq.ft. on plate area of total internal and external are of roof, mumty room electrical work including supply of MMS PVC Conduit, CI/18 SWG MS fan box, MS circular box for slab casting including supply of Sand, MS JB of approved make, MMS PVC rigid conduit of approved make for electrical riser. This work includes total wiring with parapet, mumty room, aviation and adjacent area light fixture (supplied by client) fixing with all necessary sundry materials. Receiving and fixing of modular box, wire pulling, fixing of switch & socket, distribution boxes & MCB, main line wiring from individual DB to meter room including dressing as required, conduiting & wiring including fixing of fixture as per drawing complete in all respect & as per annexure attach with the WO. Plate area details - 4,523.46 sq. ft./Floor for T - 7 ; 5,015.49 sq. ft./Floor for T - 8 ; 4,523.46 sq. ft./Floor for T - 1 & 5,015.49 sq. ft./Floor for T - 2 including Lift well & Shaft but excluding Ventilation Shaft & Cut out. | Sq.Ft. | 19078 | 4 | Approved
The Soul, Rajarhat | BLOCK | Painting | Internal Painting | WO/HR01/BOK01/38 | K3 Hygienic Service | Acrylic emulsion Paint | Providing and applying of one coat of approved Primer followed by two coats of Acrylic emulsion Paint with complete finish as per approved shade, up to the required height including all surfaces properly cleaned by water jetting and scrapping with hard coir brush prior to application of paint, rub down, clean, fill cracks and holes with approved filler with tool tackles & necessary scaffolding if required as per direction of Engineer in charge. Location: Lobby wall & Ceiling. Colour Code: As per Drawing Brand: Asian Paints/ICI/Berger/AkzoNable | Sq.Ft. | 7128 | 7.75 | Approved
The Soul, Rajarhat | BLOCK | Painting | Internal Painting | WO/HR01/BOK01/38 | K3 Hygienic Service | Synthetic enamel paint (MAT FINISH) | Providing and applying of one coat of wood primer followed by two coat of Synthetic enamel paint (MAT FINISH) as per approved shade at duct door area including frames at any floor levels including scraping filling work with wood putty, all finish etc. Colour Code: As per Drawing Brand: Asian Paints/ICI/Berger/AkzoNable | Sq.Ft. | 75 | 8.75 | Amended & Approved
The Soul, Rajarhat | BLOCK | Painting | Internal Painting | WO/HR01/BOK01/38 | K3 Hygienic Service | Synthetic enamel paint | Providing and applying of one coat red oxide primer with two coats of Synthetic enamel paint including scraping, sand papering with all finishing work (MAT finish) as per drawing & direction of Engineer-in-Charge. Note: Material shall be applied after approval of Engineer-in-Charge. Location: Stair railing Colour Code: As per Drawing Brand: Asian Paints/ICI/Berger/AkzoNable | Sq.Ft. | 203 | 8.5 | Approved
The Soul, Rajarhat | BLOCK | Painting | Internal Painting | WO/HR01/BOK01/38 | K3 Hygienic Service | Synthetic enamel paint | Providing and applying of one coat red oxide primer with two coats of Synthetic enamel paint including scraping, sand papering with all finishing work (MAT finish) as per drawing & direction of Engineer-in-Charge. Note: Material shall be applied after approval of Engineer-in-Charge. Location: Balcony Railing & Utility Railing | Sq.Ft. | 680 | 8.5 | Approved
The Soul, Rajarhat | BLOCK | Painting | Internal Painting | WO/HR01/BOK01/38 | K3 Hygienic Service | Synthetic enamel paint | Providing and applying of one coat red oxide primer with two coats of Synthetic enamel paint including scraping, sand papering with all finishing work (MAT finish) as per drawing & direction of Engineer-in-Charge. Note: Material shall be applied after approval of Engineer-in-Charge. Location: ODU Platform Colour Code: As per Drawing Brand: Asian Paints/ICI/Berger/AkzoNable | Sq.Ft. | 422 | 8.5 | Approved
The Soul, Rajarhat | BLOCK | Painting | Internal Painting | WO/HR01/BOK01/38 | K3 Hygienic Service | Wood primer | Providing and applying two coats of Wood primer of approved manufacture at both side of Internal Bed Room & Toilet door area including frames and Rabbet at any floor levels including scraping, finish work with wood putty all finish etc. as per drawing and direction of EIC Colour Code: As per Drawing Brand: Asian Paints/ICI/Berger/AkzoNable | Sq.Ft. | 1554 | 4.1 | Approved
The Soul, Rajarhat | BLOCK | Painting | Internal Painting | WO/HR01/BOK01/38 | K3 Hygienic Service | Fireproof wood paint | Charges for providing and applying one coat of wood primer followed by two coat of Fireproof wood paint as per approved shade at duct door inside area including frames at any floor levels including scraping filling work with wall putty, all finish etc. Colour Code: As per Drawing Brand: Asian Paints/ICI/Berger/AkzoNable | Sq.Ft. | 75 | 40 | Approved
The Soul, Rajarhat | BLOCK | Painting | Internal Painting | WO/HR01/BOK01/38 | K3 Hygienic Service | Washable Distemper | Specification: Providing and applying of one coat of approved Primer followed by two coats of Washable Distemper with complete finish as per approved shade, up to the required height including all surfaces properly cleaned by water jetting and scrapping with hard coir brush prior to application of paint, rub down, clean, fill cracks and holes with approved filler with tool tackles & necessary scaffolding if required as per direction of Engineer in charge. Location: Stair Wall & Ceiling Colour Code: As per Drawing Brand: Asian Paints/ICI/Berger/AkzoNable | Sq.Ft. | 4495 | 6.2 | Approved
The Soul, Rajarhat | BLOCK | Civil | Sub & Super Structure Work | WO/HR01/BOK01/41 | NEW L. N. CONSTRUCTION | B/W Toilet ledge wall | Providing and erecting 125 mm thick Brick work with 1st Class Fly Ash bricks including rebar grouting With Cement for RCC Band and wall hacking of specified thickness in sand cement mortar (4:1) including the cost of all materials, tools, tackles, scaffolding, curing etc. complete as per direction of Engineer-in-charge and technical specification Location: Toilet ledge wall | Sq.Mtr. | 915 | 1100 | Approved
The Soul, Rajarhat | BLOCK | Civil | Sub & Super Structure Work | WO/HR01/BOK01/58 | NEW L. N. CONSTRUCTION | B/W Toilet ledge wall | Providing and erecting 125 mm thick Brick work with 1st Class Fly Ash bricks including rebar grouting With Cement for RCC Band and wall hacking of specified thickness in sand cement mortar (4:1) including the cost of all materials, tools, tackles, scaffolding, curing etc. complete as per direction of Engineer-in-charge and technical specification Location: Toilet ledge wall | Sq.Mtr. | 1072 | 1100 | Approved
The Soul, Rajarhat | BLOCK | Civil | Sub & Super Structure Work | WO/HR01/BOK01/61 | MD SATIKUL HOQUE | B/W Toilet ledge wall | Providing and erecting 125 mm thick Brick work with 1st Class Fly Ash bricks including rebar grouting With Cement for RCC Band and wall hacking of specified thickness in sand cement mortar (4:1) including the cost of all materials, tools, tackles, scaffolding, curing etc. complete as per direction of Engineer-in-charge and technical specification Location: Toilet ledge wall | Sq.Mtr. | 1194 | 1045 | Approved
The Soul, Rajarhat | BLOCK | Civil | Sub & Super Structure Work | WO/HR01/BOK01/41 | NEW L. N. CONSTRUCTION | R.C.C (1:2:4) | Charges for providing & laying of R.C.C (1:2:4) by site mix concrete 25 mm and down sized, screened and washed well graded stone chips excluding shuttering,(but including reinforcement work) consolidation complete in all respect as per drawing, specification and direction of EIC. Cement would be supplied by client, but subjected to reconciliation. | Cum. | 18 | 5069 | Approved
The Soul, Rajarhat | BLOCK | Civil | Sub & Super Structure Work | WO/HR01/BOK01/58 | NEW L. N. CONSTRUCTION | R.C.C (1:2:4) | Charges for providing & laying of R.C.C (1:2:4) by site mix concrete 25 mm and down sized, screened and washed well graded stone chips excluding shuttering,(but including reinforcement work) consolidation complete in all respect as per drawing, specification and direction of EIC. Cement would be supplied by client, but subjected to reconciliation. | Cum. | 29 | 5069 | Approved
The Soul, Rajarhat | BLOCK | Civil | Sub & Super Structure Work | WO/HR01/BOK01/61 | MD SATIKUL HOQUE | R.C.C (1:2:4) | Charges for providing & laying of R.C.C (1:2:4) by site mix concrete 25 mm and down sized, screened and washed well graded stone chips excluding shuttering,(but including reinforcement work) consolidation complete in all respect as per drawing, specification and direction of EIC. Cement would be supplied by client, but subjected to reconciliation. | Cum. | 32 | 4866 | Approved
The Soul, Rajarhat | BLOCK | Civil | Sub & Super Structure Work | WO/HR01/BOK01/41 | NEW L. N. CONSTRUCTION | Shuttering with centering | All charges for providing, fabricating, erecting and fixing in position plained timber, plywood centering and shuttering true to line and level, other supporting arrangement, staging of required height if required, shuttering removal, applying shuttering oil, including required bracing, chamfering corners (of exposed edges) of Band (if any) etc. complete to the entire satisfaction of Engineer-in-Charge. Rate shall include removal and dismantling the aforesaid assembly after specified period complete at all levels and leads for all items e.g. RCC band of all profile coming above Plinth level. Location: Toilet ledge wall | Sq.Mtr. | 161 | 475 | Approved
The Soul, Rajarhat | BLOCK | Civil | Sub & Super Structure Work | WO/HR01/BOK01/58 | NEW L. N. CONSTRUCTION | Shuttering with centering | All charges for providing, fabricating, erecting and fixing in position plained timber, plywood centering and shuttering true to line and level, other supporting arrangement, staging of required height if required, shuttering removal, applying shuttering oil, including required bracing, chamfering corners (of exposed edges) of Band (if any) etc. complete to the entire satisfaction of Engineer-in-Charge. Rate shall include removal and dismantling the aforesaid assembly after specified period complete at all levels and leads for all items e.g. RCC band of all profile coming above Plinth level. Location: Toilet ledge wall | Sq.Mtr. | 243 | 475 | Approved
The Soul, Rajarhat | BLOCK | Civil | Sub & Super Structure Work | WO/HR01/BOK01/61 | MD SATIKUL HOQUE | Shuttering with centering | All charges for providing, fabricating, erecting and fixing in position plained timber, plywood centering and shuttering true to line and level, other supporting arrangement, staging of required height if required, shuttering removal, applying shuttering oil, including required bracing, chamfering corners (of exposed edges) of Band (if any) etc. complete to the entire satisfaction of Engineer-in-Charge. Rate shall include removal and dismantling the aforesaid assembly after specified period complete at all levels and leads for all items e.g. RCC band of all profile coming above Plinth level. Location: Toilet ledge wall | Sq.Mtr. | 273 | 437 | Approved
The Soul, Rajarhat | BLOCK | Painting | Internal Painting | WO/HR01/BOK01/39 | K3 Hygienic Service | White Wash | Providing and applying of two coats of white wash of approved manufacture including finish surface as per drawing and direction of Engineer in charge. Rate including all required materials, labours, scaffolding /Jhula Bhara/Gondola, tools & tackles and necessary arrangements for the work. Loading, Unloading, Transportation, Hire charges of machinery, shifting & lifting of all materials & machineries are in contractor's scope. Material Name: Calcium Carbonate | Sq.Ft. | 78390 | 2.5 | Approved
The Soul, Rajarhat | BLOCK | Painting | Internal Painting | WO/HR01/BOK01/40 | JAHANGIR ALAM ENTERPRISE | White Wash | Providing and applying of two coats of white wash of approved manufacture including finish surface as per drawing and direction of Engineer in charge. Rate including all required materials, labours, scaffolding /Jhula Bhara/Gondola, tools & tackles and necessary arrangements for the work. Loading, Unloading, Transportation, Hire charges of machinery, shifting & lifting of all materials & machineries are in contractor's scope. Material Name: Calcium Carbonate | Sq.Ft. | 65180 | 2.5 | Approved
The Soul, Rajarhat | PRE-CONSTRUCTION PHASE | Site Office | Civil and Finishing Work of Site Office | WO/HR01/PCE01/33 | VISWAKARMA FABRICATION | Temp. Store & Godown | Providing fabrication and erection charges for Steel fabrication with CGI Sheet fixing work as per drawing and direction of EIC. Contractor Supply: 1.SHS 38X38X2 MM 2. CGI Sheet 10FTX3 FT of 0.25mm thick (Jindal Steel or Genuine) 3. Other Sundry material. Client Supply: NA Area of Measurement: CGI Sheet Cover Area | Sq.Ft. | 1091 | 49 | Approved
The Soul, Rajarhat | PRE-CONSTRUCTION PHASE | Site Office | Civil and Finishing Work of Site Office | WO/HR01/PCE01/33 | VISWAKARMA FABRICATION | Assembly Point | Providing fabrication erection charges for Assembly point structure as per drawing and direction of EIC. Contractor Supply: SHS 38X38X1.6mm and other Sundry materials. Client Supply: CGI Sheet 10FtX2.5Ft | Lump Sum | 1 | 9600 | Approved
The Soul, Rajarhat | BLOCK | Civil | Sub & Super Structure Work | WO/HR01/BOK01/2 | Green Alpha Assets Pvt. Ltd. | R.C.C. M-20 (R.M.C.) | All charges for laying M20 grade reinforced cement concrete (excluding cost of shuttering & reinforcement) for all leads and for all items e.g. columns, beams, slabs, lintels, staircase, retaining wall, machine foundation, pockets etc. of all profile coming till Plinth level using 20 mm nominal size & down graded good quality aggregate as per design mix approved by Engineer-in-Charge including vibrating/compacting, curing, scaffolding as required establishing dewatering system by pumping / bailing out water, cleaning, preparing surfaces, junctions etc. including curing complete to the entire satisfaction of Engineer-in-Charge. Cement concrete should have an ultimate crushing strength of not less than 200 Kg/sq.cm on 15cm X15cm X 15cm cube at 28 days and source of concrete will be RMC. Special conditions:- Rates are quoted for all levels & heights. For material/cube testing, the contractor shall maintain QC lab, cube testing machine, sieves, slump cones, graduated cylinder, weight scales etc. in good working condition cost of which shall be included in the rate. Source of concrete will be RMC supplied by the Client. " The rates shall include the cost of plasticiser / super plasticiser of an approved brand to get the required workability/strength. The column beam junctions shall be with the grade of concrete as in column up to a distance of depth of beam in all directions & rate shall be inclusive of this. Grade Slab (100mm thick) | Cum. | 124 | 742 | Approved
The Soul, Rajarhat | BLOCK | Civil | Sub & Super Structure Work | WO/HR01/BOK01/2 | Green Alpha Assets Pvt. Ltd. | 125 mm thick Brick work (Ledge Wall) | Providing and erecting 125 mm thick Brick work (Ledge Wall) with 1st Class Fly Ash bricks including rebar grouting With Cement for RCC Band and wall hacking of specified thickness in sand cement mortar (4:1) including the cost of all materials, tools, tackles, scaffolding, curing etc. complete as per direction of Engineer-in-charge and technical specification | Sq.Mtr. | 186 | 1100 | Approved
The Soul, Rajarhat | BLOCK | Civil | Sub & Super Structure Work | WO/HR01/BOK01/2 | Green Alpha Assets Pvt. Ltd. | 125 mm thick Brick work (Ledge Wall) | Providing and erecting 125 mm thick Brick work (Ledge Wall) with 1st Class Conventional bricks including rebar grouting With Cement for RCC Band and wall hacking of specified thickness in sand cement mortar (4:1) including the cost of all materials, tools, tackles, scaffolding, curing etc. complete as per direction of Engineer-in-charge and technical specification | Sq.Mtr. | 1225 | 1200 | Approved
The Soul, Rajarhat | PRE-CONSTRUCTION PHASE | Site Office | Civil and Finishing Work of Site Office | WO/HR01/PCE01/34 | A B S Enterprise | Electrical Work at Labour Hutment and Store Room | Labour charges for 3 nos. Labour Hutment & 4 nos. Site Store Room, electrical wiring & fittings installation at "the SOUL site" as per direction of Engineer in-charge with supply of all consumables materials by the contractor, like conduit, pvc tape, pvc sleeve, screw pvc box , switches etc. | Lump Sum | 1 | 15000 | Approved
The Soul, Rajarhat | MARKETING | Marketing Office | Sub & Super Structure | WO/HR01/MKT01/36 | Green Alpha Assets Pvt. Ltd. | Screed Concrete (Client Supply) | Laying (M15) 1:2:4 Screed Concrete at Roof lvl over the water proofing coating, of average thickness 65mm, including all lead and lift of the material at terrace level including curing in all respect as per drawing , specification, under supervision of Water Proofing agency and direction of Engineer-in-Charge. The quoted rate also include the cost of levelling of top surface as per ridge line and lvl as mentioned in drawing. RMC would be supplied by the client but subjected to reconciliation. | Cum. | 24.4 | 742 | Approved
The Soul, Rajarhat | BASEMENT WITH PODIUM | Civil |  | WO/HR01/BP01/10 | Green Alpha Assets Pvt. Ltd. | 1:2:4 Screed Concrete | Providing and laying 1:2:4 Screed Concrete at Roof lvl over the water proofing coating, of average thickness 65mm, including all lead and lift of the material at terrace level including curing in all respect as per drawing , specification, under supervision of Water Proofing agency and direction of Engineer-in-Charge. The quoted rate also include the cost of levelling of top surface as per ridge line and lvl as mentioned in drawing. Cement would be supplied by client, but subjected to reconciliation. | Sq.Mtr. | 478.5 | 400 | Approved
The Soul, Rajarhat | BASEMENT WITH PODIUM | Civil |  | WO/HR01/BP01/10 | Green Alpha Assets Pvt. Ltd. | IPS (Indian patent stone) | Charges for IPS (Indian patent stone) flooring work including skirting, of average 40 mm thickness, using cement concrete 1:2:4 (1 cement:2 coarse sand: 4 graded stone aggregates of 10 mm) , finished with a floating coat of neat cement, on treads, riser and landing of fire staircase in Block I ( (Stair 1 and 4), Fire refuge area ( attached to Stair 2 and 3) including skirting of average 100 mm height , at any floor and level ( except Ground and 1st Floor). The base concrete surface shall be thoroughly chipped to remove laitance, loose sand, dirt etc. cleaned with wire brush before laying the concrete. The rate is inclusive of labour, tools and tackles, all lead and lift , curing, necessary formwork if required etc. all complete. Cement would be supplied by client, but subjected to reconciliation. | Sq.Mtr. | 71.28 | 400 | Approved
SOUTHWINDS PROJECT LLP (PHASE - III & IV) | BLOCK PHASE - IV | Water Proofing |  |  |  | Pipe Penetration area peripheral treatment : | Pipe Penetration area peripheral treatment : Charges towards making groove of 10mm x 10mm around the to of the pipe penetration area, cleaning the same properly to remove dirt, dust, latience, soil, foreign materials etc. & sealing the same by using Sikagard 694(FI) Moisture insensitive epoxy putty, complete as per manufacturers specification & direction of EIC | Nos |  |  | Approved
The Soul, Rajarhat | BLOCK | Electrical | External Electrical | WO/HR01/BOK01/42 | M M Automation | Supply charges for LPS work at Block-A & B | Supply charges for LPS work at Block-A & B |  | 0 | 0 | Approved
The Soul, Rajarhat | BLOCK | Electrical | External Electrical | WO/HR01/BOK01/42 | M M Automation | Supply of Parallel Connectors for (500mm air terminal) | Supply of Parallel Connectors for (500mm air terminal) connecting two conductors in parallel manner. Material- StSt, with clamping range- Rd / Rd 7-10 mm & Complied as per Standard EN 62561-1. Part No-306029 | Nos | 20 | 560 | Approved
The Soul, Rajarhat | BLOCK | Electrical | External Electrical | WO/HR01/BOK01/42 | M M Automation | Supply of Air-termination rod having length-2000 mm | Supply of Air-termination rod having length-2000 mm, of Material- AlMgSi, of Diameter Ø 16 mm & Complied as per Standard EN 62561-2. Part No-104200. | Nos | 36 | 1637 | Approved
The Soul, Rajarhat | BLOCK | Electrical | External Electrical | WO/HR01/BOK01/42 | M M Automation | Supply of Holding Clamp for air terminal on parapet | Supply of Holding Clamp for air terminal on parapet , Clamping range - 16/10 mm. Part No-35004. | Nos | 72 | 460 | Approved
The Soul, Rajarhat | BLOCK | Electrical | External Electrical | WO/HR01/BOK01/42 | M M Automation | Supply of Air-termination rod clamps for connecting air-termination rods with one or two conductors | Supply of Air-termination rod clamps for connecting air-termination rods with one or two conductors. Material of clamp Al, with clamping range of air-termination rod 16 mm and Clamping range of conductor Rd 2x 8-10 mm, & Complied as per Standard EN 62561-1.Part No-380116. | Nos | 36 | 230 | Approved
The Soul, Rajarhat | BLOCK | Electrical | External Electrical | WO/HR01/BOK01/42 | M M Automation | Supply of Universal connector of Material- StSt | Supply of Universal connector of Material- StSt, with clamping range- 8-10mm, with truss head screw M10x35 mm & Complied as per Standard EN 62561-1. Part No-315119. | Nos | 100 | 334 | Approved
The Soul, Rajarhat | BLOCK | Electrical | External Electrical | WO/HR01/BOK01/42 | M M Automation | Supply of Connection Clamps for Steel/metal column. | Supply of Connection Clamps for Steel/metal column. Clamping range of the clamp- 3-18 mm, Material of the clamp- StSt, Clamping range of conductor Rd 6-10 mm, & Complied as per Standard EN 62561-1. Part No-372119. | Nos | 10 | 698 | Approved
The Soul, Rajarhat | BLOCK | Electrical | External Electrical | WO/HR01/BOK01/42 | M M Automation | Supply of Fixed earth-termination system for protective equipotential bonding | Supply of Fixed earth-termination system for protective equipotential bonding and functional equipotential bonding of the down. Connection thread M10 / M12, material of plate- StSt,material of axis- St/tZn, having connection plate Ø 80 mm & Complied as per Standard EN 62561-1. Part No-478011. | Nos | 58 | 1262 | Approved
The Soul, Rajarhat | BLOCK | Electrical | External Electrical | WO/HR01/BOK01/42 | M M Automation | Supply of Connecting clamps for reinforcements of material- St/bare | Supply of Connecting clamps for reinforcements of material- St/bare, having clamping range- Rd / Rd- 20-32 / 6-10 mm & Complied as per Standard EN 62561-1. Part No-308036. | Nos | 58 | 248 | Approved
The Soul, Rajarhat | BLOCK | Electrical | External Electrical | WO/HR01/BOK01/42 | M M Automation | Supply of Bridging braids for connecting metal claddings | Supply of Bridging braids for connecting metal claddings or as expansion compensation piece for round wires. Material- Al, Length- 300 mm, having Cross-section- 50 mm2 & Complied as per Standard EN 62561-1. Part No-377115. | Nos | 58 | 551 | Approved
The Soul, Rajarhat | BLOCK | Electrical | External Electrical | WO/HR01/BOK01/42 | M M Automation | Supply of KS Connectors of Material- StSt | Supply of KS Connectors of Material- StSt, having clamping range- Rd 6-10 mm, Connection (single-wire / multi-wire) 25-70 mm2, & Complied as per Standard EN 62561-1. Part No-301019. | Nos | 58 | 423 | Approved
The Soul, Rajarhat | BLOCK | Electrical | External Electrical | WO/HR01/BOK01/42 | M M Automation | Supply of M10x40 fasteners (SS) | Supply of M10x40 fasteners (SS). Part No-36016. | Nos | 60 | 19 | Approved
The Soul, Rajarhat | BLOCK | Electrical | External Electrical | WO/HR01/BOK01/42 | M M Automation | Supply of Roof Conductor of Diameter Ø- 8 mm | Supply of Roof Conductor of Diameter Ø- 8 mm, Cross-section- 50 mm2, of Material- AlMgSi & Complied as per Standard EN 62561-2. Part No-840008. | Mtrs. | 1760 | 96 | Approved
The Soul, Rajarhat | BLOCK | Electrical | External Electrical | WO/HR01/BOK01/42 | M M Automation | Supply of Conductor holder for Parapet wall/Side wall of Material | Supply of Conductor holder for Parapet wall/Side wall of Material - Plastic, for Rd 8 mm, Height - 16 mm & with accessories Screw and Gitty, Material SS (M5 x 50mm). Part No-204002+036006. | Nos | 1960 | 47 | Approved
The Soul, Rajarhat | BLOCK | Electrical | External Electrical | WO/HR01/BOK01/42 | M M Automation | Supply of GI flat (25x6mm) Strip. Having width- 25mm, Thickness- 6mm, | Supply of GI flat (25x6mm) Strip. Having width- 25mm, Thickness- 6mm, Material- Hot dipped Galvanized Iron, Cross Section- 150 mm2 Coating thickness- Avg. 70 microns. & Complied as per IEC 62561-2. Part No- 21004. | Mtrs. | 522 | 129 | Approved
The Soul, Rajarhat | BLOCK | Electrical | External Electrical | WO/HR01/BOK01/42 | M M Automation | Supply of Copper bonded rod with Low carbon steel | Supply of Copper bonded rod with Low carbon steel, high tensile strength copper bonded rod with min 254 microns of copper plating, UL listed with company name marked on rod. Diameter- 17.2 mm, Length- 3 meters, Material- Copper Bonded, Coating thickness- 250 microns, min, Approvals- Tested acc. IEC / EN 62561-2, UL 467. Part No-62173. | Nos | 58 | 2292 | Approved
The Soul, Rajarhat | BLOCK | Electrical | External Electrical | WO/HR01/BOK01/42 | M M Automation | Supply of Environment friendly, RoHS certified, low resistivity Ground Enhancement material | Supply of Environment friendly, RoHS certified, low resistivity Ground Enhancement material in 22.6 Kg pack to fill the bore area around the rod. Part No-78002. | Nos | 58 | 3218 | Approved
The Soul, Rajarhat | BLOCK | Electrical | External Electrical | WO/HR01/BOK01/42 | M M Automation | Supply of StSt 316 grade clamp to terminate the load on earth electrode | Supply of StSt 316 grade clamp to terminate the load on earth electrode. Dimension- 160x35x3 mm. Part No-35001. | Nos | 58 | 541 | Approved
The Soul, Rajarhat | BLOCK | Electrical | External Electrical | WO/HR01/BOK01/42 | M M Automation | Supply of GI flat (25x6mm) Strip. Having width- 25mm, Thickness- 6mm | Supply of GI flat (25x6mm) Strip. Having width- 25mm, Thickness- 6mm, Material- Hot dipped Galvanized Iron, Cross Section- 150 mm2 Coating thickness- Avg. 70 microns. & Complied as per IEC 62561-2. (for Interconnecting Earth Pits). Part No- 21004. | Mtrs. | 1180 | 129 | Approved
The Soul, Rajarhat | BLOCK | Electrical | External Electrical | WO/HR01/BOK01/43 | M M Automation | Installation charges for LPS work at Block-C | Installation charges for LPS work at Block-C |  | 0 | 0 | Approved
The Soul, Rajarhat | BLOCK | Electrical | External Electrical | WO/HR01/BOK01/43 | M M Automation | Installation of Parallel Connectors for (500mm air terminal) | Installation, Commisioning & Testing of Parallel Connectors for (500mm air terminal) connecting two conductors in parallel manner. Material- StSt, with clamping range- Rd / Rd 7-10 mm & Complied as per Standard EN 62561-1. Part No-306029 | Nos | 20 | 147 | Approved
The Soul, Rajarhat | BLOCK | Electrical | External Electrical | WO/HR01/BOK01/43 | M M Automation | Installation of Air-termination rod having length-2000 mm | Installation, Commisioning & Testing of Air-termination rod having length-2000 mm, of Material- AlMgSi, of Diameter Ø 16 mm & Complied as per Standard EN 62561-2. Part No-104200. | Nos | 36 | 436 | Approved
The Soul, Rajarhat | BLOCK | Electrical | External Electrical | WO/HR01/BOK01/43 | M M Automation | Installation of Holding Clamp for air terminal on parapet | Installation, Commisioning & Testing of Holding Clamp for air terminal on parapet , Clamping range - 16/10 mm. Part No-35004. | Nos | 72 | 78 | Approved
The Soul, Rajarhat | BLOCK | Electrical | External Electrical | WO/HR01/BOK01/43 | M M Automation | Installation of Air-termination rod clamps for connecting air-termination rods with one or two conductors | Installation, Commisioning & Testing of Air-termination rod clamps for connecting air-termination rods with one or two conductors. Material of clamp Al, with clamping range of air-termination rod 16 mm and Clamping range of conductor Rd 2x 8-10 mm, & Complied as per Standard EN 62561-1.Part No-380116. | Nos | 36 | 97 | Approved
The Soul, Rajarhat | BLOCK | Electrical | External Electrical | WO/HR01/BOK01/43 | M M Automation | Installation of Universal connector of Material- StSt | Installation, Commisioning & Testing of Universal connector of Material- StSt, with clamping range- 8-10mm, with truss head screw M10x35 mm & Complied as per Standard EN 62561-1. Part No-315119. | Nos | 100 | 97 | Approved
The Soul, Rajarhat | BLOCK | Electrical | External Electrical | WO/HR01/BOK01/43 | M M Automation | Installation of Connection Clamps for Steel/metal column. | Installation, Commisioning & Testing of Connection Clamps for Steel/metal column. Clamping range of the clamp- 3-18 mm, Material of the clamp- StSt, Clamping range of conductor Rd 6-10 mm, & Complied as per Standard EN 62561-1. Part No-372119. | Nos | 10 | 97 | Approved
The Soul, Rajarhat | BLOCK | Electrical | External Electrical | WO/HR01/BOK01/43 | M M Automation | Installation of Fixed earth-termination system for protective equipotential bonding | Installation, Commisioning & Testing of Fixed earth-termination system for protective equipotential bonding and functional equipotential bonding of the down. Connection thread M10 / M12, material of plate- StSt,material of axis- St/tZn, having connection plate Ø 80 mm & Complied as per Standard EN 62561-1. Part No-478011. | Nos | 58 | 364 | Approved
The Soul, Rajarhat | BLOCK | Electrical | External Electrical | WO/HR01/BOK01/43 | M M Automation | Installation of Connecting clamps for reinforcements of material- St/bare | Installation, Commisioning & Testing of Connecting clamps for reinforcements of material- St/bare, having clamping range- Rd / Rd- 20-32 / 6-10 mm & Complied as per Standard EN 62561-1. Part No-308036. | Nos | 58 | 73 | Approved
The Soul, Rajarhat | BLOCK | Electrical | External Electrical | WO/HR01/BOK01/43 | M M Automation | Installation of Bridging braids for connecting metal claddings | Installation, Commisioning & Testing of Bridging braids for connecting metal claddings or as expansion compensation piece for round wires. Material- Al, Length- 300 mm, having Cross-section- 50 mm2 & Complied as per Standard EN 62561-1. Part No-377115. | Nos | 58 | 242 | Approved
The Soul, Rajarhat | BLOCK | Electrical | External Electrical | WO/HR01/BOK01/43 | M M Automation | Installation of KS Connectors of Material- StSt | Installation, Commisioning & Testing of KS Connectors of Material- StSt, having clamping range- Rd 6-10 mm, Connection (single-wire / multi-wire) 25-70 mm2, & Complied as per Standard EN 62561-1. Part No-301019. | Nos | 58 | 242 | Approved
The Soul, Rajarhat | BLOCK | Electrical | External Electrical | WO/HR01/BOK01/43 | M M Automation | Installation of M10x40 fasteners (SS) | Installation, Commisioning & Testing of M10x40 fasteners (SS). Part No-36016. | Nos | 60 | 0 | Approved
The Soul, Rajarhat | BLOCK | Electrical | External Electrical | WO/HR01/BOK01/43 | M M Automation | Installation of Roof Conductor of Diameter Ø- 8 mm | Installation, Commisioning & Testing of Roof Conductor of Diameter Ø- 8 mm, Cross-section- 50 mm2, of Material- AlMgSi & Complied as per Standard EN 62561-2. Part No-840008. | Mtrs. | 1760 | 68 | Approved
The Soul, Rajarhat | BLOCK | Electrical | External Electrical | WO/HR01/BOK01/43 | M M Automation | Installation of Conductor holder for Parapet wall/Side wall of Material | Installation, Commisioning & Testing of Conductor holder for Parapet wall/Side wall of Material - Plastic, for Rd 8 mm, Height - 16 mm & with accessories Screw and Gitty, Material SS (M5 x 50mm). Part No-204002+036006. | Nos | 1960 | 29 | Approved
The Soul, Rajarhat | BLOCK | Electrical | External Electrical | WO/HR01/BOK01/43 | M M Automation | Installation of GI flat (25x6mm) Strip. Having width- 25mm, Thickness- 6mm, | Installation, Commisioning & Testing of GI flat (25x6mm) Strip. Having width- 25mm, Thickness- 6mm, Material- Hot dipped Galvanized Iron, Cross Section- 150 mm2 Coating thickness- Avg. 70 microns. & Complied as per IEC 62561-2. Part No- 21004. | Mtrs. | 522 | 83 | Approved
The Soul, Rajarhat | BLOCK | Electrical | External Electrical | WO/HR01/BOK01/43 | M M Automation | Installation of Copper bonded rod with Low carbon steel | Installation, Commisioning & Testing of Copper bonded rod with Low carbon steel, high tensile strength copper bonded rod with min 254 microns of copper plating, UL listed with company name marked on rod. Diameter- 17.2 mm, Length- 3 meters, Material- Copper Bonded, Coating thickness- 250 microns, min, Approvals- Tested acc. IEC / EN 62561-2, UL 467. Part No-62173. | Nos | 58 | 970 | Approved
The Soul, Rajarhat | BLOCK | Electrical | External Electrical | WO/HR01/BOK01/43 | M M Automation | Installation of Environment friendly, RoHS certified, low resistivity Ground Enhancement material | Installation, Commisioning & Testing of Environment friendly, RoHS certified, low resistivity Ground Enhancement material in 22.6 Kg pack to fill the bore area around the rod. Part No-78002. | Nos | 58 | 970 | Approved
The Soul, Rajarhat | BLOCK | Electrical | External Electrical | WO/HR01/BOK01/43 | M M Automation | Installation of StSt 316 grade clamp to terminate the load on earth electrode | Installation, Commisioning & Testing of StSt 316 grade clamp to terminate the load on earth electrode. Dimension- 160x35x3 mm. Part No-35001. | Nos | 58 | 243 | Approved
The Soul, Rajarhat | BLOCK | Electrical | External Electrical | WO/HR01/BOK01/43 | M M Automation | Installation of GI flat (25x6mm) Strip. Having width- 25mm, Thickness- 6mm | Installation, Commisioning & Testing of GI flat (25x6mm) Strip. Having width- 25mm, Thickness- 6mm, Material- Hot dipped Galvanized Iron, Cross Section- 150 mm2 Coating thickness- Avg. 70 microns. & Complied as per IEC 62561-2. (for Interconnecting Earth Pits). Part No- 21004. | Mtrs. | 1180 | 83 | Approved
Primarc Chambers | MARKETING | Marketing Office | Flooring | WO/PCH/PC03/3 | SHAQUIB ENTERPRISES | Flooring work at Marketing Office | Flooring work at Marketing Office |  | 0 | 0 | Amended & Approved
Primarc Chambers | MARKETING | Marketing Office | Flooring | WO/PCH/PC03/3 | SHAQUIB ENTERPRISES | floor vitrified tiles with proper line & level at Marketing/working & Canopy area floor | Charges for providing & fixing of floor vitrified tiles with proper line & level at Marketing/working & Canopy area floor (NITCO-Belgian grey 600 mm x 600 mm) including backing upto 35-45 mm thick (1:4), acid wash, joint grouting (with approved colour), proper finishing & cleaning. Work will be as per approved drawing, design, direction of engineer-in-charge. (Rate including all required materials, labours, tools & tackles and necessary arrangements for the work.) (Only Cement & tiles will be supplied by client. Shifting & lifting of all materials & machineries are in contractor's scope.) | Sq.Ft. | 561.429 | 32.5 | Approved
Primarc Chambers | MARKETING | Marketing Office | Flooring | WO/PCH/PC03/3 | SHAQUIB ENTERPRISES | fixing of floor vitrified tiles with proper line & level at Staff / Dining area floor (NITCO-Belgian grey 600 mm x 600 mm) | Charges for providing & fixing of floor vitrified tiles with proper line & level at Staff / Dining area floor (NITCO-Belgian grey 600 mm x 600 mm) including backing upto 35-45 mm thick (1:4), acid wash, joint grouting (with approved colour), proper finishing & cleaning. Work will be as per approved drawing, design, direction of engineer-in-charge. (Rate including all required materials, labours, tools & tackles and necessary arrangements for the work.) (Only Cement & tiles will be supplied by client. Shifting & lifting of all materials & machineries are in contractor's scope.) | Sq.Ft. | 135.131 | 32.5 | Approved
Primarc Chambers | MARKETING | Marketing Office | Flooring | WO/PCH/PC03/3 | SHAQUIB ENTERPRISES | floor vitrified tiles with proper line & level at Toilet area floor (NITCO-Belgian grey 600 mm x 600 mm) | Charges for providing & fixing of floor vitrified tiles with proper line & level at Toilet area floor (NITCO-Belgian grey 600 mm x 600 mm) including backing upto 35-45 mm thick (1:4), acid wash, joint grouting (with approved colour), proper finishing & cleaning. Work will be as per approved drawing, design, direction of engineer-in-charge.(Rate including all required materials, labours, tools & tackles and necessary arrangements for the work.) (Only Cement & tiles will be supplied by client. Shifting & lifting of all materials & machineries are in contractor's scope.) | Sq.Ft. | 42.765 | 32.5 | Approved
Primarc Chambers | MARKETING | Marketing Office | Flooring | WO/PCH/PC03/3 | SHAQUIB ENTERPRISES | floor vitrified tiles with proper line & level at Toilet area Wall (NITCO-Belgian grey 600 mm x 600 mm) | Charges for providing & fixing of floor vitrified tiles with proper line & level at Toilet area Wall (NITCO-Belgian grey 600 mm x 600 mm) including backing upto 35-45 mm thick (1:4), acid wash, joint grouting (with approved colour), proper finishing & cleaning. Work will be as per approved drawing, design, direction of engineer-in-charge. (Rate including all required materials, labours, tools & tackles and necessary arrangements for the work.) (Only Cement & tiles will be supplied by client. Shifting & lifting of all materials & machineries are in contractor's scope.) | Sq.Ft. | 300.036 | 35 | Approved
Primarc Chambers | MARKETING | Marketing Office | Flooring | WO/PCH/PC03/3 | SHAQUIB ENTERPRISES | Charges for supplying, providing & fixing of Basin Counter/ Pantry Counter | Charges for supplying, providing & fixing of Basin Counter/ Pantry Counter made by Granite including edge moulding, support by Black stone, Araldite, Feviquick, all related chemical for this item. As per approved drawing & direction of EIC. (Only cement, granite, black stone will be supplied by client. Shifting & lifting of all materials & machineries are in contractor’s scope) | Nos | 3 | 3500 | Approved
Primarc Chambers | MARKETING | Marketing Office | Flooring | WO/PCH/PC03/3 | SHAQUIB ENTERPRISES | Providing & fixing of Basin Counter/ Pantry Counter patty | Providing & fixing of Basin Counter/ Pantry Counter patty made by Granite including edge moulding, Araldite, Feviquick, all related chemical for this item. As per approved drawing & direction of EIC. (Only cement, granite, black stone will be supplied by client. Shifting & lifting of all materials & machineries are in contractor’s scope) | Rft | 0 | 49.8 | Approved
Primarc Chambers | MARKETING | Marketing Office | Flooring | WO/PCH/PC03/3 | SHAQUIB ENTERPRISES | providing & cutting, fixing, fitting of Granite slab with proper line & level of 19mm thk. Leather finish Granite work at Lobby area & steps | Charges for providing & cutting, fixing, fitting of Granite slab with proper line & level of 19mm thk. Leather finish Granite work at Lobby area & steps tread area over bed of 35-45 mm thick cement mortar (1:4) joints filled with white cement slurry pigmented to match including all finishing as per drawing and direction of Engineer-in-Charge. (Rate including all required materials, labours, tools & tackles and necessary arrangements for the work.) (Only Cement & granite will be supplied by client. Shifting & lifting of all materials & machineries are in contractor's scope.) | Sq.Ft. | 407.966 | 50 | Approved
Primarc Chambers | MARKETING | Marketing Office | Flooring | WO/PCH/PC03/3 | SHAQUIB ENTERPRISES | fixing of Floor Granite of 19mm thk Leather finish Granite work skirting at Steps riser 150mm height | Providing and labour charges for fixing of Floor Granite of 19mm thk Leather finish Granite work skirting at Steps riser 150mm height. over bed of 35-45 mm thick cement mortar (1:4) joints filled with white cement slurry pigmented to match including all finishing as per drawing and direction of Engineer-in-Charge. (Rate including all required materials, labours, tools & tackles and necessary arrangements for the work.) (Only Cement & granite will be supplied by client. Shifting & lifting of all materials & machineries are in contractor's scope.) | Rft | 0 | 48 | Approved
Primarc Chambers | MARKETING | Marketing Office | Flooring | WO/PCH/PC03/3 | SHAQUIB ENTERPRISES | fixing of Floor Granite of 19mm thk Leather finish Granite cladding work at Steps front cladding 19mm 19 mm thk. | Providing and labour charges for fixing of Floor Granite of 19mm thk Leather finish Granite cladding work at Steps front cladding 19mm 19 mm thk. over bed of 35-45 mm thick cement mortar (1:4) joints filled with white cement slurry pigmented to match including all finishing as per drawing and direction of Engineer-in-Charge. (Rate including all required materials, labours, tools & tackles and necessary arrangements for the work.) (Only Cement & granite will be supplied by client. Shifting & lifting of all materials & machineries are in contractor's scope.) | Rft | 0 | 75 | Approved
Primarc Chambers | MARKETING | Marketing Office | Flooring | WO/PCH/PC03/3 | SHAQUIB ENTERPRISES | interlocking designer paver block of any shade and Colour of approved quality | Charges for Laying interlocking designer paver block of any shade and Colour of approved quality as per IS: 1237-1980 laid in pattern as directed/approved by architect at parking area infront of Marketing Office, including necessary underlay complete in all respect with all labour and material. (Border concrete if necessary to be paid separately), a) 60 mm thick Block (Over 50 mm sand bed including cost of sand ). (Only paver block supply by client, but subjected to reconciliation). All work should be completed as per drawing & direction of Engineer-in-Charge. (Location-Parking area infront of Marketing Office) | Sq.Ft. | 773.21 | 25 | Approved
Primarc Chambers | MARKETING | Marketing Office | Flooring | WO/PCH/PC03/3 | SHAQUIB ENTERPRISES | cleaning of tiles and inside of groove of 4 mm(W) X 10 mm(D) and applying and filling | Epoxy grouting: Providing and Labour charges for cleaning of tiles and inside of groove of 4 mm(W) X 10 mm(D) and applying and filling with white cement up to 5 mm and balance 5 mm by Latapoxy grouting material (Latapoxy SP 100 - Approx. Coverage 50 Sft per 1 Kg for approved joint width and joint depth with approved colour at Floor & wall area including cost of lifting as per drawing and direction of Engineer-in-Charge. (Measurement shall be made on theoretical flooring dimension as per drawing) (Location-Marketing office Floor & wall) | Sq.Ft. | 1009.157 | 18 | Approved
Primarc Chambers | MARKETING | Marketing Office | Flooring | WO/PCH/PC03/3 | SHAQUIB ENTERPRISES | Space Groove making with proper line & level | Charges for Space Groove making with proper line & level at floors & walls, doors , windows, cobla sides with proper finishing & cleaning. Work will be as per approved drawing, design, direction of engineer-in-charge. (Rate including all required materials, labours, tools & tackles and necessary arrangements for the work. Only Cement & tiles will be supplied by client. Shifting & lifting of all materials & machineries are in contractor's scope.) | Rft | 974.193 | 15 | Approved
The Soul, Rajarhat | BASEMENT WITH PODIUM | Civil | Basement with Podium | WO/HR01/BP01/11 | Green Alpha Assets Pvt. Ltd. | Civil Work of Podium Super Structure | Civil Work of Podium Super Structure |  | 0 | 0 | Approved
The Soul, Rajarhat | BASEMENT WITH PODIUM | Civil | Basement with Podium | WO/HR01/BP01/11 | Green Alpha Assets Pvt. Ltd. | Earth filling | All charges for doing earth filling of good quality available at site for planters with transportation of soil, all labour, materials, machinery, tools & tackles etc. for all lead & lift to the entire satisfaction of Engineer-in-Charge. | Cum. | 0 | 115 | Approved
The Soul, Rajarhat | BASEMENT WITH PODIUM | Civil | Basement with Podium | WO/HR01/BP01/11 | Green Alpha Assets Pvt. Ltd. | Shuttering | All charges for providing, fabricating, erecting and fixing in position plained timber, plywood centering and shuttering true to line and level, including making provision for cut out (plan area of cut out shall be paid as per provision of relevant IS code) steel propping, staging of required height, shuttering removal, applying shuttering oil, including required bracing, chamfering corners (of exposed edges) of beams, columns, walls, mullion post (if any) etc. complete to the entire satisfaction of Engineer-in-Charge. Rate shall include removal and dismantling the aforesaid assembly after specified period complete at all levels and leads for all items e.g. columns, beams, slabs, lintels, staircase, wall etc. of all profile coming above Plinth level | Sq.Mtr. | 11456 | 475 | Approved
The Soul, Rajarhat | BASEMENT WITH PODIUM | Civil | Basement with Podium | WO/HR01/BP01/11 | Green Alpha Assets Pvt. Ltd. | Shuttering Circular column | All charges for providing, fabricating, erecting and fixing in position plained timber & plywood or steel centering and shuttering of Circular Column, true to line and level, including making provision for cut out (plan area of cut out shall be paid as per provision of relevant IS code) steel propping, staging of required height, shuttering removal, applying shuttering oil, including required bracing, chamfering corners (of exposed edges) of beams, columns, walls, mullion post (if any) etc. complete to the entire satisfaction of Engineer-in-Charge. Rate shall include removal and dismantling the aforesaid assembly after specified period complete at all levels and leads for all items e.g. columns, beams, slabs, lintels, staircase, wall etc. of all profile coming above Plinth level | Sq.Mtr. | 0 | 617.5 | Approved
The Soul, Rajarhat | BASEMENT WITH PODIUM | Civil | Basement with Podium | WO/HR01/BP01/11 | Green Alpha Assets Pvt. Ltd. | M30 grade cement concrete/reinforced cement concrete | All charges for laying M30 grade cement concrete/reinforced cement concrete (excluding cost of shuttering & reinforcement) at all levels and leads for all items e.g. columns, beams, slabs, lintels, staircase, wall, pockets etc. of all profile coming above Plinth level using 20 mm nominal size & down graded good quality aggregate as per design mix approved by Engineer-in-Charge including vibrating / compacting, curing, scaffolding as required, dewatering (if any), cleaning, preparing surfaces, junctions etc. including curing complete to the entire satisfaction of Engineer-in-Charge. Cement concrete should have an ultimate crushing strength of not less than 300 Kg/sq.cm on 15cm X 15cm X 15cm cube at 28 days and source of concrete will be RMC Special conditions:- Rates are quoted for all levels & heights. For material/cube testing, the contractor shall maintain QC lab, cube testing machine, sieves, slump cones, graduated cylinder, weight scales etc. in good working condition cost of which shall be included in the rate. The rate shall include the cost of plasticiser / super plasticiser of an approved brand to get the required workability / strength. The column beam junctions shall be with the grade of concrete as in column up to a distance of depth of beam in all directions & rate shall be inclusive of this. | Cum. | 1738 | 742 | Approved
The Soul, Rajarhat | BASEMENT WITH PODIUM | Civil | Basement with Podium | WO/HR01/BP01/11 | Green Alpha Assets Pvt. Ltd. | M25 grade cement concrete/reinforced cement concrete | All charges for laying M25 grade cement concrete/reinforced cement concrete (excluding cost of shuttering & reinforcement) at all levels and leads for all items e.g. columns, beams, slabs, lintels, staircase, wall, pockets etc. of all profile coming above Plinth level using 20 mm nominal size & down graded good quality aggregate as per design mix approved by Engineer-in-Charge including vibrating / compacting, curing, scaffolding as required, dewatering (if any), cleaning, preparing surfaces, junctions etc. including curing complete to the entire satisfaction of Engineer-in-Charge. Cement concrete should have an ultimate crushing strength of not less than 250 Kg/sq.cm on 15cm X 15cm X 15cm cube at 28 days and source of concrete will be RMC Special conditions:- Rates are quoted for all levels & heights. For material/cube testing, the contractor shall maintain QC lab, cube testing machine, sieves, slump cones, graduated cylinder, weight scales etc. in good working condition cost of which shall be included in the rate. The rate shall include the cost of plasticiser / super plasticiser of an approved brand to get the required workability / strength. The column beam junctions shall be with the grade of concrete as in column up to a distance of depth of beam in all directions & rate shall be inclusive of this. | Cum. | 0 | 742 | Approved
The Soul, Rajarhat | BASEMENT WITH PODIUM | Civil | Basement with Podium | WO/HR01/BP01/11 | Green Alpha Assets Pvt. Ltd. | Reinforcement | All charges for fixing steel reinforcement (Tor Steel as per IS-1786, Fe 500) for RCC work including transporting, decoiling, straightening, removing loose rust, cutting, bending and placing for all profile and for all lead & lift above Plinth level and binding with 18 gauge annealed wire to the entire satisfaction of Engineer-in-Charge. Payment of steel shall be made as per drawing and approved bar bending schedule with permissible laps and paid on the basis of the sectional weights of bar as per relevant I.S. Code. The rate shall include cost of binding wire, chairs, spacers, pins, cover blocks which will not be measured separately for payment | MT | 260 | 7000 | Approved
The Soul, Rajarhat | BASEMENT WITH PODIUM | Civil | Basement with Podium | WO/HR01/BP01/11 | Green Alpha Assets Pvt. Ltd. | 1st class Fly Ash bricks work | Providing and erecting 100 mm thick brick work with 1st class Fly Ash bricks for walls at Ledge Wall, Duct Wall, Gr. Floor lvl to Above Roof lvl of specified thickness in sand cement mortar (4 :1) including the cost of all material, labour, tools, tackles, scaffolding, curing etc. complete as per direction of Engineer-in-Charge and technical specification. (Cement would be supplied by the employer free of cost, but subjected to reconciliation). | Sq.Mtr. | 0 | 870 | Approved
The Soul, Rajarhat | BASEMENT WITH PODIUM | Civil | Basement with Podium | WO/HR01/BP01/11 | Green Alpha Assets Pvt. Ltd. | 1st class Fly Ash bricks work | Providing and erecting 150 / 110 mm thick brick work with 1st class Fly Ash bricks for walls at Ledge Wall, Duct Wall, Gr. Floor lvl to Above Roof lvl of specified thickness in sand cement mortar (4 :1) including the cost of all material, labour, tools, tackles, scaffolding, curing etc. complete as per direction of Engineer-in-Charge and technical specification. (Cement would be supplied by the employer free of cost, but subjected to reconciliation). | Sq.Mtr. | 0 | 870 | Approved
The Soul, Rajarhat | BASEMENT WITH PODIUM | Civil | Basement with Podium | WO/HR01/BP01/11 | Green Alpha Assets Pvt. Ltd. | 1st class Fly Ash bricks work | Providing and erecting 200 mm thick brick work with 1st class Fly Ash bricks for walls at Ledge Wall, Duct Wall, Gr. Floor lvl and to Above Roof lvl of specified thickness in sand cement mortar (4 :1) including the cost of all material, labour, tools, tackles, scaffolding, curing etc. complete as per direction of Engineer-in-Charge and technical specification. (Cement would be supplied by the employer free of cost, but subjected to reconciliation). | Cum. | 0 | 6500 | Approved
The Soul, Rajarhat | BASEMENT WITH PODIUM | Civil | Basement with Podium | WO/HR01/BP01/11 | Green Alpha Assets Pvt. Ltd. | 1st class Fly Ash bricks work | Providing and erecting 250 / 300 mm thick brick work with 1st class Coneventional bricks for walls at Ledge Wall, Duct Wall, Gr. Floor lvl to Above Roof lvl of specified thickness in sand cement mortar (4 :1) including the cost of all material, labour, tools, tackles, scaffolding, curing etc. complete as per direction of Engineer-in-Charge and technical specification. (Cement would be supplied by the employer free of cost, but subjected to reconciliation). | Cum. | 0 | 7130 | Approved
The Soul, Rajarhat | BASEMENT WITH PODIUM | Civil | Basement with Podium | WO/HR01/BP01/11 | Green Alpha Assets Pvt. Ltd. | plaster ( to internal walls ) | Providing and applying plaster ( to internal walls) with sand and cement mortar including round off or chamfering of concrete surface , curing etc, complete as per direction of EIC - 15 mm thick sand cement mortar ( 6 parts sand : 1 part cement), at any floor and level . (Cement would be supplied by the employer free of cost, but subjected to reconciliation) | Sq.Mtr. | 0 | 223 | Approved
The Soul, Rajarhat | BASEMENT WITH PODIUM | Civil | Basement with Podium | WO/HR01/BP01/11 | Green Alpha Assets Pvt. Ltd. | plaster ( to Ceiling) | Providing and applying plaster ( to Ceiling) with sand and cement mortar including round off or chamfering of concrete surface , curing etc, complete as per direction of EIC - 10 mm thick sand cement mortar ( 6 parts sand : 1 part cement), at any floor and level . (Cement would be supplied by the employer free of cost, but subjected to reconciliation) | Sq.Mtr. | 0 | 210 | Approved
The Soul, Rajarhat | BASEMENT WITH PODIUM | Civil | Basement with Podium | WO/HR01/BP01/11 | Green Alpha Assets Pvt. Ltd. | plaster ( to External Walls) | Providing and applying plaster ( to External Walls)of 20 mm thick , with sand and cement mortar ( 6:1) including rounding off or chamfering of corners as directed and raking out joints or roughening of concrete surface, including threading nosing and drip course where necessary including MS pipe scaffolding, curing etc. all complete as per drawing & direction of EIC. , at any floor and level . (Cement would be supplied by the employer free of cost, but subjected to reconciliation) | Sq.Mtr. | 0 | 344 | Approved
The Soul, Rajarhat | BASEMENT WITH PODIUM | Civil | Basement with Podium | WO/HR01/BP01/11 | Green Alpha Assets Pvt. Ltd. | Door Shutter | Labour charges for Door frame fixing including supply & fixing by Ms hold fast /Anchor fastener adjacent to Brick surface including concrete grouting with at any Level as per drawing and direction of Engineer-in-charge. Door frame to be supplied by client, but subjected to reconciliation. | Nos | 0 | 400 | Approved
The Soul, Rajarhat | BASEMENT WITH PODIUM | Civil | Basement with Podium | WO/HR01/BP01/11 | Green Alpha Assets Pvt. Ltd. | Dismantling of brick | All charges for doing dismantling of brick work of all thickness & of all mortar ratio along with its plaster & other finishes to incorporate changes & revisions of drawings/design or as directed by Engineer-in-Charge including barricading the area, providing caution board, separating useable material, non useable material & debris, all labour, materials, plant & machinery, tools & tackles etc. for all lead & lift, for all level including maintaining dump yard for all dismantled material within the specified lines and levels to the entire satisfaction of Engineer-in-Charge and subsequently if being directed by Engineer-in-Charge, disposing full or part of the dismantled material & its debris at designated dump yard outside of the site premises as specified by statutory authorities under contractor’s own arrangement including all statutory sanction and royalties if any shall be paid by the contractor. If the dismantled material is not being advised by Engineer-in-Charge to dispose it off, it shall be the property of the client. | Cum. | 0 | 0 | Approved
The Soul, Rajarhat | BASEMENT WITH PODIUM | Civil | Basement with Podium | WO/HR01/BP01/11 | Green Alpha Assets Pvt. Ltd. | Dismantling of RCC | All charges for doing dismantling of reinforced cement concrete of all thickness and grade to incorporate changes & revisions of drawings/design or as directed of Engineer-in-Charge including barricading the area, providing caution board, cutting of reinforcement steel of the concrete, separating reinforcement steel & debris, all labour, materials, plant & machinery, tools & tackles etc. for all lead & lift, for all level including maintaining dump yard for debris & stacking reinforcement dia wise within the specified lines and levels to the entire satisfaction of Engineer-in-Charge and subsequently if being directed by Engineer-in-Charge, disposing debris at designated dump yard outside of the site premises as specified by statutory authorities under contractor’s own arrangement including all statutory sanction and royalties if any shall be paid by the contractor. If the dismantled material is not being advised by Engineer-in-Charge to dispose it off, it shall be the property of the client however reinforcement steel of dismantled concrete shall be always the property of the client. | Cum. | 0 | 0 | Approved
The Soul, Rajarhat | BASEMENT WITH PODIUM | Civil | Basement with Podium | WO/HR01/BP01/11 | Green Alpha Assets Pvt. Ltd. | scaffolding work beyond 4.0 mtr height | Hire and labour charges for scaffolding work beyond 4.0 mtr height as per drawing and direction of Engineer-in-Charge | Cum. | 0 | 107 | Approved
The Soul, Rajarhat | BASEMENT WITH PODIUM | Civil | Basement with Podium | WO/HR01/BP01/11 | Green Alpha Assets Pvt. Ltd. | P.C.C (1:4:8) | Charges for providing & laying of P.C.C (1:4:8) by site mix concrete 25 mm and down sized , screened and washed well graded stone chips excluding shuttering, consolidation complete in all respect as per drawing, specification and direction of EIC. Cement would be supplied by client, but subjected to reconciliation | Cum. | 0 | 5207 | Approved
The Soul, Rajarhat | BASEMENT WITH PODIUM | Civil | Basement with Podium | WO/HR01/BP01/11 | Green Alpha Assets Pvt. Ltd. | 1:2:4 Screed Concrete | Providing and laying 1:2:4 Screed Concrete at Roof lvl over the water proofing coating, of average thickness 65mm, including all lead and lift of the material at terrace level including curing in all respect as per drawing , specification, under supervision of Water Proofing agency and direction of Engineer-in-Charge. The quoted rate also include the cost of levelling of top surface as per ridge line and lvl as mentioned in drawing. Cement would be supplied by client, but subjected to reconciliation. | Sq.Mtr. | 0 | 400 | Approved
The Soul, Rajarhat | BASEMENT WITH PODIUM | Civil | Basement with Podium | WO/HR01/BP01/11 | Green Alpha Assets Pvt. Ltd. | IPS (Indian patent stone) | Charges for IPS (Indian patent stone) flooring work including skirting, of average 40 mm thickness, using cement concrete 1:2:4 (1 cement:2 coarse sand: 4 graded stone aggregates of 10 mm) , finished with a floating coat of neat cement, on treads, riser and landing of fire staircase in Block I ( (Stair 1 and 4), Fire refuge area ( attached to Stair 2 and 3) including skirting of average 100 mm height , at any floor and level ( except Ground and 1st Floor). The base concrete surface shall be thoroughly chipped to remove laitance, loose sand, dirt etc. cleaned with wire brush before laying the concrete. The rate is inclusive of labour, tools and tackles, all lead and lift , curing, necessary formwork if required etc. all complete. Cement would be supplied by client, but subjected to reconciliation. | Sq.Mtr. | 0 | 400 | Approved
The Soul, Rajarhat | BASEMENT WITH PODIUM | Civil | Basement with Podium | WO/HR01/BP01/11 | Green Alpha Assets Pvt. Ltd. | Rung ladder | Labour charges for fixing of Rung ladder in proper line at any level with supply of all tool tackles & machineries as per drawing & direction of EIC | Nos | 0 | 70 | Approved
The Soul, Rajarhat | BASEMENT WITH PODIUM | Civil | Basement with Podium | WO/HR01/BP01/11 | Green Alpha Assets Pvt. Ltd. | BFS | All charges for providing and laying single brick flat soling of picked, jhama bricks below foundation floor, tie beam etc. or any other location till Plinth level including ramming dressing and bringing to proper level and filling joints with sand including all materials, labour, tools and plants etc. complete below foundation as per specification, drawing and direction of Engineering-in-Charge | Sq.Mtr. | 0 | 0 | Approved
The Soul, Rajarhat | BASEMENT WITH PODIUM | Civil | Basement with Podium | WO/HR01/BP01/11 | Green Alpha Assets Pvt. Ltd. | 150 thick sand cushion filling | All charges for doing 150 thick sand cushion filling of good quality (coarse sand) at foundation in layer not exceeding 150mm in depth including watering, ramming, compacting, consolidating in deposited layer to achieve 95% Proctor Density and transportation of soil, all labour, materials, machinery, tools & tackles etc. for all lead & lift to the entire satisfaction of Engineer-in-Charge | Cum. | 0 | 0 | Approved
The Soul, Rajarhat | BASEMENT WITH PODIUM | Civil | Basement with Podium | WO/HR01/BP01/11 | Green Alpha Assets Pvt. Ltd. | Rebar grouting | All charges for fixing reinforcement bars including drilling & chemical injection in the concrete surface till Plinth level as per the manufacturer's specification either Fischer or Hilti product. At least 10% of the reinforcement shall be tested by Pull Out test as per the instruction of Structural Consultant. The rate shall be inclusive of all labour, material, scaffolding, gangway etc. involved for rebar grouting however cost of reinforcement steel will be paid as per item Cement shall be supplied by the Client." For 8mm dia | Nos | 0 | 0 | Approved
The Soul, Rajarhat | BASEMENT WITH PODIUM | Civil | Basement with Podium | WO/HR01/BP01/11 | Green Alpha Assets Pvt. Ltd. | Rebar grouting | All charges for fixing reinforcement bars including drilling & chemical injection in the concrete surface till Plinth level as per the manufacturer's specification either Fischer or Hilti product. At least 10% of the reinforcement shall be tested by Pull Out test as per the instruction of Structural Consultant. The rate shall be inclusive of all labour, material, scaffolding, gangway etc. involved for rebar grouting however cost of reinforcement steel will be paid as per item Cement shall be supplied by the Client." For 10mm dia | Nos | 0 | 0 | Approved
The Soul, Rajarhat | BASEMENT WITH PODIUM | Civil | Basement with Podium | WO/HR01/BP01/11 | Green Alpha Assets Pvt. Ltd. | Rebar grouting | All charges for fixing reinforcement bars including drilling & chemical injection in the concrete surface till Plinth level as per the manufacturer's specification either Fischer or Hilti product. At least 10% of the reinforcement shall be tested by Pull Out test as per the instruction of Structural Consultant. The rate shall be inclusive of all labour, material, scaffolding, gangway etc. involved for rebar grouting however cost of reinforcement steel will be paid as per item Cement shall be supplied by the Client." For 12mm dia | Nos | 0 | 0 | Approved
The Soul, Rajarhat | BASEMENT WITH PODIUM | Civil | Basement with Podium | WO/HR01/BP01/11 | Green Alpha Assets Pvt. Ltd. | Rebar grouting | All charges for fixing reinforcement bars including drilling & chemical injection in the concrete surface till Plinth level as per the manufacturer's specification either Fischer or Hilti product. At least 10% of the reinforcement shall be tested by Pull Out test as per the instruction of Structural Consultant. The rate shall be inclusive of all labour, material, scaffolding, gangway etc. involved for rebar grouting however cost of reinforcement steel will be paid as per item Cement shall be supplied by the Client." For 16mm dia | Nos | 0 | 0 | Approved
The Soul, Rajarhat | BASEMENT WITH PODIUM | Civil | Basement with Podium | WO/HR01/BP01/11 | Green Alpha Assets Pvt. Ltd. | Rebar grouting | All charges for fixing reinforcement bars including drilling & chemical injection in the concrete surface till Plinth level as per the manufacturer's specification either Fischer or Hilti product. At least 10% of the reinforcement shall be tested by Pull Out test as per the instruction of Structural Consultant. The rate shall be inclusive of all labour, material, scaffolding, gangway etc. involved for rebar grouting however cost of reinforcement steel will be paid as per item Cement shall be supplied by the Client." For 20mm dia | Nos | 0 | 0 | Approved
The Soul, Rajarhat | BASEMENT WITH PODIUM | Civil | Basement with Podium | WO/HR01/BP01/11 | Green Alpha Assets Pvt. Ltd. | Rebar grouting | All charges for fixing reinforcement bars including drilling & chemical injection in the concrete surface till Plinth level as per the manufacturer's specification either Fischer or Hilti product. At least 10% of the reinforcement shall be tested by Pull Out test as per the instruction of Structural Consultant. The rate shall be inclusive of all labour, material, scaffolding, gangway etc. involved for rebar grouting however cost of reinforcement steel will be paid as per item Cement shall be supplied by the Client." For 25mm dia | Nos | 0 | 0 | Approved
The Soul, Rajarhat | BASEMENT WITH PODIUM | Civil | Basement with Podium | WO/HR01/BP01/11 | Green Alpha Assets Pvt. Ltd. | Rebar grouting | All charges for fixing reinforcement bars including drilling & chemical injection in the concrete surface till Plinth level as per the manufacturer's specification either Fischer or Hilti product. At least 10% of the reinforcement shall be tested by Pull Out test as per the instruction of Structural Consultant. The rate shall be inclusive of all labour, material, scaffolding, gangway etc. involved for rebar grouting however cost of reinforcement steel will be paid as per item Cement shall be supplied by the Client." For 32mm dia | Nos | 0 | 0 | Approved
The Soul, Rajarhat | BASEMENT WITH PODIUM | Civil | Basement with Podium | WO/HR01/BP01/11 | Green Alpha Assets Pvt. Ltd. | 4 mm thick neat cement | All charges for laying of 4 mm thick neat cement (cement consumption not more than 2.75kg/sqm) inside surface on plaster with curing including tools, tackles & all complete as per direction of EIC. Cement will be supplied by Client at free of cost, but subjected to reconciliation." | Sq.Mtr. | 0 | 20 | Approved
The Soul, Rajarhat | BASEMENT WITH PODIUM | Civil | Basement with Podium | WO/HR01/BP01/11 | Green Alpha Assets Pvt. Ltd. | V Groove line ( above 12 mm wide and 12 mm deep) | Charges for making V Groove line ( above 12 mm wide and 12 mm deep) in plaster surface at any floor and level as per drawing and direction of EIC | RMT | 0 | 0 | Approved
The Soul, Rajarhat | BASEMENT WITH PODIUM | Civil | Basement with Podium | WO/HR01/BP01/11 | Green Alpha Assets Pvt. Ltd. | H.B netting | Providing and fixing of approved H.B netting in every 3rd layers in 100/150 mm thick brick work at any floor and level as per drawing and direction of Engineer-in-Charge | Sq.Mtr. | 0 | 0 | Approved
The Soul, Rajarhat | BASEMENT WITH PODIUM | Civil | Basement with Podium | WO/HR01/BP01/11 | Green Alpha Assets Pvt. Ltd. | Fibre Chicken Wire Mesh | Charges for providing and fixing of Fibre Chicken Wire Mesh at concrete and brickwork joint before applying inside plaster and as per the direction of EIC, at any floor and level as per drawing and direction of Engineer-in-Charge | RMT | 0 | 28 | Approved
The Soul, Rajarhat | BASEMENT WITH PODIUM | Civil | Basement with Podium | WO/HR01/BP01/11 | Green Alpha Assets Pvt. Ltd. | Fibre Chicken Wire Mesh | Charges for providing and fixing of Fibre Chicken Wire Mesh at concrete and brickwork joint before applying outside plaster and as per drawing and direction of EIC, at any floor and level | RMT | 0 | 35 | Approved
The Soul, Rajarhat | BASEMENT WITH PODIUM | Civil | Basement with Podium | WO/HR01/BP01/11 | Green Alpha Assets Pvt. Ltd. | Puddle flange | Labour charges for fixing of Puddle flange in proper line at any level with supply of all tool tackles & machineries as per drawing & direction of EIC | Nos | 0 | 175 | Approved
The Soul, Rajarhat | BASEMENT WITH PODIUM | Civil | Basement with Podium | WO/HR01/BP01/11 | Green Alpha Assets Pvt. Ltd. | Manhole | Labour charges for fixing of manhole with proper line level as per direction of EIC. | Nos | 0 | 360 | Approved
The Soul, Rajarhat | BASEMENT WITH PODIUM | Civil | Basement with Podium | WO/HR01/BP01/11 | Green Alpha Assets Pvt. Ltd. | AC Sleeves and Fire Sleeves | Fixing of AC Sleeves and Fire Sleeves as per drawing and as per direction of Engineer-in-Charge. AC Sleeves and Fire Sleeves would be supplied by Client, but subjected to reconciliation. | Nos | 224 | 145 | Approved
The Soul, Rajarhat | BASEMENT WITH PODIUM | Civil | Basement with Podium | WO/HR01/BP01/11 | Green Alpha Assets Pvt. Ltd. | slab cut out making | Charges for slab cut out making (all sizes) with plywood and fixing with all tools & tackles all complete at all level as per drawing and direction of Engineer-in-charge | Sq.Mtr. | 92 | 140 | Approved
The Soul, Rajarhat | BASEMENT WITH PODIUM | Civil | Basement with Podium | WO/HR01/BP01/11 | Green Alpha Assets Pvt. Ltd. | MS Cut out frame | Charges for fixing MS Cut out frame of all sizes with all tools & tackles all complete as per drawing and direction of Engineer-in-charge | Nos | 0 | 0 | Approved
The Soul, Rajarhat | BASEMENT WITH PODIUM | Civil | Basement with Podium | WO/HR01/BP01/11 | Green Alpha Assets Pvt. Ltd. | miscellaneous structural works | All charges for doing miscellaneous structural works, including supplying, preparation of fabrication drawings based on Consultants drawings, obtaining approval, fabrication, erections as per IS 800 etc complete for miscellaneous structural steel stairs, ladders, platforms, monorails, gratings, chequered plates, hand rails etc. coming upto Plinth level including surface preparation, cleaning, welding and applying one coat of zinc chromate primer to the entire satisfaction of PMC/Owner | MT | 0 | 0 | Approved
The Soul, Rajarhat | BASEMENT WITH PODIUM | Civil | Basement with Podium | WO/HR01/BP01/11 | Green Alpha Assets Pvt. Ltd. | structural inserts | All charges for making structural inserts as per I.S. 2062, including supplying, fabricating, and installing in concrete coming till Plinth level with anchors in the form of rods or flats including necessary welding and applying one coat of zinc chromate primer to the entire satisfaction of PMC/Owner. | MT | 0 | 0 | Approved
The Soul, Rajarhat | BASEMENT WITH PODIUM | Civil | Basement with Podium | WO/HR01/BP01/11 | Green Alpha Assets Pvt. Ltd. | backfilling of excavated pit | All charges for doing backfilling of excavated pit, trench etc. by good quality of filling sand free (from silt, clay, mica, soil) in layer not exceeding 150mm in depth including watering, ramming, compaction and transportation of sand, all labour, materials, machinery, tools & tackles etc. for all lead & lift to the entire satisfaction of PMC/Owner. | Cum. | 0 | 1034 | Approved
The Soul, Rajarhat | BASEMENT WITH PODIUM | Civil | Basement with Podium | WO/HR01/BP01/11 | Green Alpha Assets Pvt. Ltd. | Making pockets | All charges for making pockets of various size and depth for machine foundations and other purpose for all level and location till Plinth level. | Nos | 0 | 0 | Approved
The Soul, Rajarhat | BASEMENT WITH PODIUM | Civil | Basement with Podium | WO/HR01/BP01/11 | Green Alpha Assets Pvt. Ltd. | treatment of construction joint | All charges for doing treatment of construction joint at all level before the fresh concreting is done by properly cleaning the joint, cutting it vertical and applying bonding agent as per manufacturers specifications and detail given below (provision of construction joint shall be as per the approval of PMC/Owner): If the joint is 3 days old latex based bonding agent to be applied | RMT | 0 | 126 | Approved
The Soul, Rajarhat | BASEMENT WITH PODIUM | Civil | Basement with Podium | WO/HR01/BP01/11 | Green Alpha Assets Pvt. Ltd. | treatment of construction joint | All charges for doing treatment of construction joint at all level before the fresh concreting is done by properly cleaning the joint, cutting it vertical and applying bonding agent as per manufacturers specifications and detail given below (provision of construction joint shall be as per the approval of PMC/Owner): If the joint is more then 3 days old polymer based bonding agent to be applied | RMT | 0 | 190 | Approved
The Soul, Rajarhat | BASEMENT WITH PODIUM | Civil | Basement with Podium | WO/HR01/BP01/11 | Green Alpha Assets Pvt. Ltd. | treatment of construction joint | All charges for doing treatment of construction joint at all level before the fresh concreting is done by properly cleaning the joint, cutting it vertical and applying bonding agent as per manufacturers specifications and detail given below (provision of construction joint shall be as per the approval of PMC/Owner): If the joint is more than the 15 days old Epoxy based bonding agent to be applied. | RMT | 244 | 316 | Approved
The Soul, Rajarhat | BASEMENT WITH PODIUM | Civil | Basement with Podium | WO/HR01/BP01/11 | Green Alpha Assets Pvt. Ltd. | grouting of pockets, foundations etc | All charges for doing grouting of pockets, foundations etc. with approved grouting compound at all levels coming up to Plinth level including cleaning, vibrating, compacting, curing, scaffolding, tools & tackles, plant machinery as per drawing and/or direction of PMC/owner. Cement shall be supplied by Client. | Cum. | 0 | 0 | Approved
Primarc Chambers | MARKETING | Marketing Office | Landscape | WO/PCH/PC03/2 | Mondal Nurseries & Exterior | Labour charges for Landscaping work | Labour charges for Landscaping work |  | 0 | 0 | Amended & Approved
Primarc Chambers | MARKETING | Marketing Office | Landscape | WO/PCH/PC03/2 | Mondal Nurseries & Exterior | Carriage cost | Charges for Carriage of Plant to site for Marketing office landscaping work as per direction of Engineer-In-Charge. | Lump Sum | 4 | 2000 | Approved
Primarc Chambers | MARKETING | Marketing Office | Landscape | WO/PCH/PC03/2 | Mondal Nurseries & Exterior | Labour charges | Labour Charges for Landscaping work at Marketing office as per direction of Engineer-In-Charge. | Lump Sum | 1 | 12000 | Approved
Primarc Chambers | MARKETING | Marketing Office | Landscape | WO/PCH/PC03/1 | Mondal Nurseries & Exterior | Supply charges for landscape | Supply charges for landscape |  | 0 | 0 | Amended & Approved
Primarc Chambers | MARKETING | Marketing Office | Landscape | WO/PCH/PC03/1 | Mondal Nurseries & Exterior | Ficus Benjamina | Supply of Ficus Benjamina (Height-3 feet min) as per direction of Engineer-In-Charge. Location: Marketing Office-Driveway side. | Nos | 60 | 165 | Approved
Primarc Chambers | MARKETING | Marketing Office | Landscape | WO/PCH/PC03/1 | Mondal Nurseries & Exterior | Plumeria | Supply of Plumeria (Height-8 feet min) as per direction of Engineer-In-Charge. Location: Marketing Office-Small Planter Boxes. | Nos | 2 | 1500 | Approved
Primarc Chambers | MARKETING | Marketing Office | Landscape | WO/PCH/PC03/1 | Mondal Nurseries & Exterior | Plumeria | Supply of Plumeria (Height-10 feet min) as per direction of Engineer-In-Charge. Location: Marketing Office-Large Planter Boxes. | Nos | 1 | 4000 | Approved
Primarc Chambers | MARKETING | Marketing Office | Landscape | WO/PCH/PC03/1 | Mondal Nurseries & Exterior | Delonix Regia | Supply of Delonix Regia (Height-12 feet min) as per direction of Engineer-In-Charge. Location: Marketing Office-Triangular Planter. | Nos | 0 | 2300 | Approved
Primarc Chambers | MARKETING | Marketing Office | Landscape | WO/PCH/PC03/1 | Mondal Nurseries & Exterior | Spider Lily | Supply of Spider Lily (Height-1 feet min) as per direction of Engineer-In-Charge. Location: Marketing Office-Driveway Side. | Nos | 260 | 30 | Approved
Primarc Chambers | MARKETING | Marketing Office | Landscape | WO/PCH/PC03/1 | Mondal Nurseries & Exterior | Wedelia Trilobata | Supply of Wedelia Trilobata as per direction of Engineer-In-Charge. Location: Marketing Office-Planter Boxes. | Nos | 700 | 14 | Approved
Primarc Chambers | MARKETING | Marketing Office | Landscape | WO/PCH/PC03/1 | Mondal Nurseries & Exterior | Grass Carpet | Supply of Grass Carpet as per direction of Engineer-In-Charge. | Sq.Ft. | 700 | 16 | Approved
Primarc Chambers | MARKETING | Marketing Office | Landscape | WO/PCH/PC03/1 | Mondal Nurseries & Exterior | Supply of Manure | Supply of Manure as per direction of Engineer-In-Charge. | Lump Sum | 1 | 4000 | Approved
Primarc Chambers | MARKETING | Marketing Office | Landscape | WO/PCH/PC03/1 | Mondal Nurseries & Exterior | Supply of Peltophorum | Supply of Peltophorum as per direction of Engineer-In-Charge. Location: Towards Main office-Rear Side / Marketing office. | Nos | 5 | 2300 | Approved
SOUTHWINDS PROJECT LLP (PHASE - III & IV) | MARKETING PHASE - III & IV | Model Expenses |  | WO/SP34/MA34/1 | Sen & Associates | Charges for Supply & Making of Model for 2 no Residential Block ( Bl-11 & 12) | Charges for Supply & Making of Model for 2 no Residential Block ( Bl-11 & 12) with Acrylic sheet, Aluminum wire and the material suitable for the model inclusive all materials & Block to be fixed on existing South winds Model Base at South winds Marketing Office Scale - 1 : 200 Illumination - It will be made electrically. | Nos | 2 | 65000 | Approved
The Soul, Rajarhat | BLOCK | False Celling |  | WO/HR01/BOK01/46 | MMK INTERIOR | 100x200mm Fire False ceiling Cove | 100x200mm Fire False ceiling Cove Providing and fixing with Gypsum board 12 mm thk. flat framework comprising of rolled galvanized metal sections consisting of the main channels to run in one direction at 1000mm c/c and secondary ceiling section at 525-650mm c/c in other direction connected to main channel with GI connecting clips of 10 SWG of approved quality. The grids shall be suspended from structural slab by GI strap hangers 15mmx15mm size @ 1000mm C/C both ways from structural support. Gypsum board 12 mm thick is then screwed & fixed to ceiling section, finished with jointing compound, paper tape including necessary scaffolding & tool tackles all complete as per direction of drawing and direction of Engineer-In-Charge" | RMT | 13 | 280 | Approved
The Soul, Rajarhat | BLOCK | False Celling |  | WO/HR01/BOK01/46 | MMK INTERIOR | 150x465mm HVAC False Ceiling Cove | "150x465mm HVAC False Ceiling Cove Providing and fixing with Gypsum board 12 mm thk. flat framework comprising of rolled galvanized metal sections consisting of the main channels to run in one direction at 1000mm c/c and secondary ceiling section at 525-650mm c/c in other direction connected to main channel with GI connecting clips of 10 SWG of approved quality. The grids shall be suspended from structural slab by GI strap hangers 15mmx15mm size @ 1000mm C/C both ways from structural support. Gypsum board 12 mm thick is then screwed & fixed to ceiling section, finished with jointing compound, paper tape including necessary scaffolding & tool tackles all complete as per direction of drawing and direction of Engineer-In-Charge" | RMT | 30 | 450 | Approved
The Soul, Rajarhat | BLOCK | False Celling |  | WO/HR01/BOK01/46 | MMK INTERIOR | AC Framing | Providing and Fixing charges of AC Indoor Unit position Top cover with Ply (1500x465mm) over the wooden Framing as per approved drawing and direction of EIC | Nos | 8 | 2000 | Approved
The Soul, Rajarhat | BLOCK | False Celling |  | WO/HR01/BOK01/46 | MMK INTERIOR | False Ceiling | False Ceiling : Providing and fixing with Gypsum board 12 mm thk. flat framework comprising of rolled galvanized metal sections consisting of the main channels to run in one direction at 1000mm c/c and secondary ceiling section at 525-650mm c/c in other direction connected to main channel with GI connecting clips of 10 SWG of approved quality. The grids shall be suspended from structural slab by GI strap hangers 15mmx15mm size @ 1000mm C/C both ways from structural support. Gypsum board 12 mm thick is then screwed & fixed to ceiling section, finished with jointing compound, paper tape including necessary scaffolding & tool tackles all complete as per direction of drawing and direction of Engineer-In-Charge | Sq.Mtr. | 14.54 | 635 | Approved
The Soul, Rajarhat | BLOCK | Civil | Sub & Super Structure Work | WO/HR01/BOK01/47 | NEW L. N. CONSTRUCTION | E/W up to 1.5m | E/W up to 1.5m All charges for doing excavation in required profile in all type of soils in dry and wet condition for raft or any other foundation of the proposed structure as per drawings or direction of Engineer-in-Charge including dismantling of foundation (if any) made with brick, PCC, RCC, dressing of side, bottom, ramming of bottom, dewatering, shoring, strutting, diverting underground sewer line, water line, electrical line (if any) barricading the area providing caution board maintaining required slopes including all labour, materials, machinery, tools & tackles for all lead & lift to the entire satisfaction of EIC. Contractor will be paid for a working space of 600 mm or as indicated in IS : 1200 , which ever is less . The excavation drawing will be submitted by the contractor before starting the excavation for client's approval. For, Depth up to 1.5m" | Cum. | 6 | 160 | Approved
The Soul, Rajarhat | BLOCK | Civil | Sub & Super Structure Work | WO/HR01/BOK01/47 | NEW L. N. CONSTRUCTION | Backfilling | Backfilling All charges for doing backfilling of excavated pit, trench etc. with inside/excavated earth in layer not exceeding 150mm in depth including watering, ramming, compacting, consolidating in deposited layer to achieve 95% Proctor Density and transportation of soil, all labour, materials, machinery, tools & tackles etc. for all lead & lift to the entire satisfaction of Engineer-in-Charge." | Cum. | 938 | 83 | Approved
The Soul, Rajarhat | BLOCK | Civil | Sub & Super Structure Work | WO/HR01/BOK01/47 | NEW L. N. CONSTRUCTION | P.C.C (1:4:8) SMC | P.C.C (1:4:8) SMC Charges for providing & laying of P.C.C (1:4:8) by site mix concrete 25 mm and down sized , screened and washed well graded stone chips excluding shuttering, consolidation complete in all respect as per drawing, specification and direction of EIC. Cement would be supplied by client, but subjected to reconciliation" | Cum. | 6 | 5300 | Approved
The Soul, Rajarhat | BLOCK | Civil | Sub & Super Structure Work | WO/HR01/BOK01/47 | NEW L. N. CONSTRUCTION | Silver sand filing | Silver sand filing All charges for doing silver sand filling at foundation plinth level in layer not exceeding 150mm in depth including watering, ramming, compacting, consolidating in deposited layer to achieve 95% Proctor Density and transportation of soil, all labour, materials, machinery, tools & tackles etc. for all lead & lift to the entire satisfaction of Engineer-in-Charge. " | Cum. | 500.5 | 1150 | Approved
The Soul, Rajarhat | BLOCK | Civil | Sub & Super Structure Work | WO/HR01/BOK01/47 | NEW L. N. CONSTRUCTION | B.F.S. | B.F.S. All charges for providing and laying single brick flat soling of picked, jhama bricks below foundation floor, tie beam etc. or any other location till Plinth level including ramming dressing and bringing to proper level and filling joints with sand including all materials, labour, tools and plants etc. complete below foundation as per specification, drawing and direction of Engineering-in-Charge | Sq.Mtr. | 38.5 | 400 | Approved
The Soul, Rajarhat | BLOCK | Civil | Sub & Super Structure Work | WO/HR01/BOK01/47 | NEW L. N. CONSTRUCTION | Shuttering till Plinth level | Shuttering till Plinth level All charges for providing, fabricating, erecting and fixing in position plained timber, plywood centering and shuttering true to line and level, including steel propping, staging, shuttering removal, applying shuttering oil, including required bracing, chamfering corners (of exposed edges) of beams, columns, walls etc. complete as per drawing & direction of Engineer-in-Charge. Rate shall also include removal and dismantling the aforesaid assembly after specified period complete at all depths and leads for all items, all profile and till Plinth level" | Sq.Mtr. | 196.5 | 390 | Approved
The Soul, Rajarhat | BLOCK | Civil | Sub & Super Structure Work | WO/HR01/BOK01/47 | NEW L. N. CONSTRUCTION | 200mm thk Fly Ash bricks work | 200mm thk Fly Ash bricks work Providing and erecting 200 mm thick brick work with 1st class Fly Ash bricks for walls at Ledge Wall, Duct Wall, Gr. Floor and Above Roof of specified thickness in sand cement mortar (4 :1) including the cost of all material, labour, tools, tackles, scaffolding, curing etc. complete as per direction of Engineer-in-Charge and technical specification. (Cement would be supplied by the employer free of cost, but subjected to reconciliation)." | Cum. | 533 | 6050 | Approved
The Soul, Rajarhat | BLOCK | Civil | Sub & Super Structure Work | WO/HR01/BOK01/47 | NEW L. N. CONSTRUCTION | 125mm Fly Ash brickwork | 125mm Fly Ash brickwork Providing and erecting 125 mm thick brick work with 1st class Fly Ash bricks for walls at Ledge Wall, Duct Wall, Gr. Floor and Above Roof of specified thickness in sand cement mortar (4 :1) including the cost of all material, labour, tools, tackles, scaffolding, curing etc. complete as per direction of Engineer-in-Charge and technical specification. (Cement would be supplied by the employer free of cost, but subjected to reconciliation). " | Sq.Mtr. | 90.5 | 780 | Approved
The Soul, Rajarhat | BLOCK | Civil | Sub & Super Structure Work | WO/HR01/BOK01/47 | NEW L. N. CONSTRUCTION | Internal wall plaster | Internal wall plaster Providing and applying plaster ( to internal walls) with sand and cement mortar including round off or chamfering of concrete surface , curing etc, complete as per direction of EIC - 12 mm thick sand cement mortar ( 6 parts sand : 1 part cement), at any floor and level . Scaffolding material will be provided by client. (Cement would be supplied by the employer free of cost, but subjected to reconciliation) | Sq.Mtr. | 8330 | 180 | Approved
The Soul, Rajarhat | BLOCK | Civil | Sub & Super Structure Work | WO/HR01/BOK01/47 | NEW L. N. CONSTRUCTION | External wall plaster | External wall plaster Providing and applying plaster ( to External Walls)of 20 mm thick , with sand and cement mortar ( 6:1) including rounding off or chamfering of corners as directed and raking out joints or roughening of concrete surface, including threading nosing and drip course where necessary including MS pipe scaffolding, curing etc. all complete as per drawing & direction of EIC. , at any floor and level . Scaffolding material will be provided by client. (Cement would be supplied by the employer free of cost, but subjected to reconciliation)" | Sq.Mtr. | 2427.5 | 210 | Approved
The Soul, Rajarhat | BLOCK | Civil | Sub & Super Structure Work | WO/HR01/BOK01/47 | NEW L. N. CONSTRUCTION | 125mm thk Conventional bricks | 125mm thk Conventional bricks Providing and erecting 125 mm thick brick work with 1st class Conventional bricks for walls at Ledge Wall, Duct Wall, Gr. Floor and Above Roof of specified thickness in sand cement mortar (4 :1) including the cost of all material, labour, tools, tackles, scaffolding, curing etc. complete as per direction of Engineer-in-Charge and technical specification. Cement would be supplied by client, but subjected to reconciliation | Sq.Mtr. | 0 | 825 | Approved
The Soul, Rajarhat | MARKETING | Annual Maintenance Contract |  | WO/HR01/MKT01/119 | IMPEX ENTERPRISES | Epoxy Paint | Providing and applying two coats of Epoxy primer and two coats of epoxy paint with spray/brush finish after sanding the surface properly. Scope of work includes cleaning glass surface of any stains/ pigment dropping and rendering the surface clean as before commencement of painting work. Brand: Asian Paint | Sq.Ft. | 2671 | 40 | Approved
SOUTHWINDS PROJECT LLP (PHASE - III & IV) | COMMON INFRASTRUCTURE - PHASE III & IV | Boundary Wall |  | WO/SP34/CI34/15 | SHAHBAZ CONSTRUCTION | Boundary wall at Phase-03 (70 Kattha Area) | Boundary wall at Phase-03 (70 Kattha Area) |  | 0 | 0 | Amended & Approved
SOUTHWINDS PROJECT LLP (PHASE - III & IV) | COMMON INFRASTRUCTURE - PHASE III & IV | Boundary Wall |  | WO/SP34/CI34/15 | SHAHBAZ CONSTRUCTION | Earthwork in excavation | "Labour charges Earthwork in excavation up to 1.5m depth Charges for Earth Work in Excavation (by mechanical means/manually) in all types of soil including moorum, laterite for foundations and stacking the soils within a lead of 100m as directed. The item includes necessary trimming & removal of vegetation, preparing access to location of work, trimming of the sides of trenches, leveling, dressing and ramming the bottom, bailing/pumping out water with mechanical means and slush cleaning as required complete. (Measurement shall be made on extra over 10% of theoretical PCC dimension as per drawing. Rate is inclusive of any additional excavation required for working space). Rate is inclusive of labour, material, POL, tools & tackles all complete. Earthwork in Excavation - depth of excavation up to 1.5 mtr from EGL including bailing out of water. " | Cum. | 59.62 | 200 | Approved
SOUTHWINDS PROJECT LLP (PHASE - III & IV) | COMMON INFRASTRUCTURE - PHASE III & IV | Boundary Wall |  | WO/SP34/CI34/15 | SHAHBAZ CONSTRUCTION | BFS | "All charges for Single layer Brick Flat Soling Single layer brick flat soling work using Soling bricks including preparation of bed as necessary with joints properly filled in and packed with powdered earth or silver sand complete as per drawing, specification and direction of EIC. " | Sq.Mtr. | 59.52 | 450 | Approved
SOUTHWINDS PROJECT LLP (PHASE - III & IV) | COMMON INFRASTRUCTURE - PHASE III & IV | Boundary Wall |  | WO/SP34/CI34/15 | SHAHBAZ CONSTRUCTION | PCC 1:4:8 | "All charges for PCC 1:4:8 Providing and laying 1:4:8 Cement Concrete with 25 mm and down sized , screened and washed well graded stone chips excluding shuttering, consolidation complete in all respect as per drawing, specification and direction of EIC. (Cement would be supplied by the Employer, but subjected to reconciliation.) " | Cum. | 2.04 | 5900 | Approved
SOUTHWINDS PROJECT LLP (PHASE - III & IV) | COMMON INFRASTRUCTURE - PHASE III & IV | Boundary Wall |  | WO/SP34/CI34/15 | SHAHBAZ CONSTRUCTION | shuttering | "Hire & Labour charges for shuttering Hire and Labour charges for shuttering with centering and necessary staging up to necessary height using approved stout props , 12 mm thick quality ply board shuttering , with required bracing for curved or straight fitting, fixing and striking out after completion of works (including bailing out of water) at any floor and level complete as per drawing , specification and direction of EIC" | Sq.Mtr. | 904.06 | 430 | Approved
SOUTHWINDS PROJECT LLP (PHASE - III & IV) | COMMON INFRASTRUCTURE - PHASE III & IV | Boundary Wall |  | WO/SP34/CI34/15 | SHAHBAZ CONSTRUCTION | Reinforcement | "Labour Charges for fixing Reinforcements Labour charges for fixing Reinforcement for reinforced cement concrete work in all sorts of structures including distribution bars, stirrups, binding wire etc., initial straighteneing and removal of loose rust (if necessary) , cutting to requisite length, hooking nad bending to correct shape, placing in proper position and binding with 16 gauge black aneealed wire / welding as per relevant IS code in every intersection complete as per drawing, specification or as directed by EIC, including bailing out of water during construction of foundation etc. all complete." | MT | 5.61 | 8000 | Approved
SOUTHWINDS PROJECT LLP (PHASE - III & IV) | COMMON INFRASTRUCTURE - PHASE III & IV | Boundary Wall |  | WO/SP34/CI34/15 | SHAHBAZ CONSTRUCTION | M25 grade RCC | "Providing & laying M25 grade RCC All charges for Supply & laying M25 grade of concrete at all levels and excluding shuttering and reinforcement, including concrete pump, curing, vibrator with complete design of concrete mix as per IS code and relevant special publication, submission of job mix formula after preliminary mix design and testing of concrete cubes as per direction of EIC. " | Cum. | 73.88 | 5363 | Approved
SOUTHWINDS PROJECT LLP (PHASE - III & IV) | COMMON INFRASTRUCTURE - PHASE III & IV | Boundary Wall |  | WO/SP34/CI34/15 | SHAHBAZ CONSTRUCTION | 125th Brick work | "All charges for 125th Brick work with Flyash Brick Providing and erecting 125mm. thick brick thick work with Fly ash bricks for walls of specified thickness in sand cement mortar (4:1) including the cost of all material, labour, tools, tackles, scaffolding, curing etc. complete as per direction of Engineer-in-Charge and technical specification.(Cement supplied free of cost at site). " | Sq.Mtr. | 881.49 | 853 | Approved
SOUTHWINDS PROJECT LLP (PHASE - III & IV) | COMMON INFRASTRUCTURE - PHASE III & IV | Boundary Wall |  | WO/SP34/CI34/15 | SHAHBAZ CONSTRUCTION | 12 mm (1:6) Plaster | "All charges for 12 mm (1:6) Plaster Providing and applying plaster ( to internal walls) with sand and cement mortar including round off or chamfering of concrete surface , curing etc, complete as per direction of EIC - 12 mm thick sand cement mortar ( 6 parts sand : 1 part cement), at any floor and level . (Cement would be supplied by the employer free of cost, but subjected to reconciliation)" | Sq.Mtr. | 5438.84 | 175 | Approved
SOUTHWINDS PROJECT LLP (PHASE - III & IV) | COMMON INFRASTRUCTURE - PHASE III & IV | Boundary Wall |  | WO/SP34/CI34/15 | SHAHBAZ CONSTRUCTION | Making groove | "All charges for making groove in plaster 20x12mm Charges for making Groove line in plaster surface at any floor and level as per drawing and direction of EIC" | RMT | 5194.52 | 50 | Approved
SOUTHWINDS PROJECT LLP (PHASE - III & IV) | COMMON INFRASTRUCTURE - PHASE III & IV | Boundary Wall |  | WO/SP34/CI34/15 | SHAHBAZ CONSTRUCTION | earthwork for filling | "Labour charges for earthwork for filling Earth work in filling with earth obtained from excavation in layers not exceeding 250 mm including watering, ramming etc.complete in all respect as per direction of EIC ( payment to be made on the basis of the finished quantity of work)" | Cum. | 45.46 | 125 | Approved
Primarc Chambers | MARKETING | Marketing Office |  | WO/PCH/PC03/12 | UNIVERSAL ENERGY SOLUTIONS PVT. LTD. | Supply & Installation of Air Conditioning & Toilet Exhaust Systems | Supply & Installation of Air Conditioning & Toilet Exhaust Systems |  | 0 | 0 | Approved
Primarc Chambers | MARKETING | Marketing Office |  | WO/PCH/PC03/12 | UNIVERSAL ENERGY SOLUTIONS PVT. LTD. | 8 HP DAIKIN make VRV OUTDOOR | Charges for Supply of factory assembled 8 HP DAIKIN make VRV OUTDOOR Units are complete with compressor, condenser, condenser fan, controller & suitable for R-410A Refrigerant with Cooling Type Outdoor unit - Side Discharge. | Nos | 1 | 100574 | Approved
Primarc Chambers | MARKETING | Marketing Office |  | WO/PCH/PC03/12 | UNIVERSAL ENERGY SOLUTIONS PVT. LTD. | 2.64TR ROUND FLOW CASSETTE INDOOR UNIT | Charges for Supply of fully factory assembled, all wired & tested Indoor Units with cordless remote as per specifications & as required to make the system complete. a) 2.64 TR Round Flow Cassette Indoor Unit - FXFSQ80 | Nos | 2 | 35549 | Approved
Primarc Chambers | MARKETING | Marketing Office |  | WO/PCH/PC03/12 | UNIVERSAL ENERGY SOLUTIONS PVT. LTD. | 1.65 TR Round Flow Cassette Indoor Unit - FXFSQ50 | Charges for Supply of fully factory assembled, all wired & tested Indoor Units with cordless remote as per specifications & as required to make the system complete. b) 1.65 TR Round Flow Cassette Indoor Unit - FXFSQ50 | Nos | 1 | 32182 | Approved
Primarc Chambers | MARKETING | Marketing Office |  | WO/PCH/PC03/12 | UNIVERSAL ENERGY SOLUTIONS PVT. LTD. | Cu Pipe with 13 mm thick insulation a) 6.4 mm dia | Charges for Supply & Installation of Cu Pipe with 13 mm thick insulation a) 6.4 mm dia | RMT | 0 | 448 | Approved
Primarc Chambers | MARKETING | Marketing Office |  | WO/PCH/PC03/12 | UNIVERSAL ENERGY SOLUTIONS PVT. LTD. | Cu Pipe with 13 mm thick insulation b) 9.5 mm dia | Charges for Supply & Installation of Cu Pipe with 13 mm thick insulation b) 9.5 mm dia | RMT | 21.95 | 525 | Approved
Primarc Chambers | MARKETING | Marketing Office |  | WO/PCH/PC03/12 | UNIVERSAL ENERGY SOLUTIONS PVT. LTD. | Cu Pipe with 13 mm thick insulation c) 12.7 mm dia | Charges for Supply & Installation of Cu Pipe with 13 mm thick insulation c) 12.7 mm dia | RMT | 0 | 600 | Approved
Primarc Chambers | MARKETING | Marketing Office |  | WO/PCH/PC03/12 | UNIVERSAL ENERGY SOLUTIONS PVT. LTD. | Cu Pipe with 13 mm thick insulation d) 15.9 mm dia | Charges for Supply & Installation of Cu Pipe with 13 mm thick insulation d) 15.9 mm dia | RMT | 11.6 | 832 | Approved
Primarc Chambers | MARKETING | Marketing Office |  | WO/PCH/PC03/12 | UNIVERSAL ENERGY SOLUTIONS PVT. LTD. | Cu Pipe with 13 mm thick insulation e) 19.1 mm dia | Charges for Supply & Installation of Cu Pipe with 13 mm thick insulation e) 19.1 mm dia | RMT | 10.35 | 942 | Approved
Primarc Chambers | MARKETING | Marketing Office |  | WO/PCH/PC03/12 | UNIVERSAL ENERGY SOLUTIONS PVT. LTD. | Rigid Drain Pipe (10 kg) a) 25 mm NB | Charges for Installation of Rigid Drain Pipe (10 kg) a) 25 mm NB | RMT | 0 | 216 | Approved
Primarc Chambers | MARKETING | Marketing Office |  | WO/PCH/PC03/12 | UNIVERSAL ENERGY SOLUTIONS PVT. LTD. | Installation of Rigid Drain Pipe (10 kg) b) 32 mm NB | Charges for Installation of Rigid Drain Pipe (10 kg) b) 32 mm NB | RMT | 17.3 | 292 | Approved
Primarc Chambers | MARKETING | Marketing Office |  | WO/PCH/PC03/12 | UNIVERSAL ENERGY SOLUTIONS PVT. LTD. | Supply & Installation of Sheated Communication cable 2C x 1 sq.mm. | Charges for Supply & Installation of Sheated Communication cable 2C x 1 sq.mm. | RMT | 24.2 | 85 | Approved
Primarc Chambers | MARKETING | Marketing Office |  | WO/PCH/PC03/12 | UNIVERSAL ENERGY SOLUTIONS PVT. LTD. | Installation of IDU's complete | Charges for Installation of IDU's complete | Nos | 3 | 1500 | Approved
Primarc Chambers | MARKETING | Marketing Office |  | WO/PCH/PC03/12 | UNIVERSAL ENERGY SOLUTIONS PVT. LTD. | Supply of R410 Refrigerant | Charges for Supply of R410 Refrigerant | Nos | 1 | 1500 | Approved
Primarc Chambers | MARKETING | Marketing Office |  | WO/PCH/PC03/12 | UNIVERSAL ENERGY SOLUTIONS PVT. LTD. | Installation & Commissioning of ODU | Charges for Installation & Commissioning of ODU including of labour charges for lifting all complete. | Nos | 1 | 4184 | Approved
Primarc Chambers | MARKETING | Marketing Office |  | WO/PCH/PC03/12 | UNIVERSAL ENERGY SOLUTIONS PVT. LTD. | 100 CFM / 150 CMH ceiling suspended Propeller fan. | Charges for Supply, Installation, Testing, commissioning of 100 CFM / 150 CMH ceiling suspended Propeller fan. | Nos | 1 | 2950 | Approved
Primarc Chambers | MARKETING | Marketing Office |  | WO/PCH/PC03/12 | UNIVERSAL ENERGY SOLUTIONS PVT. LTD. | Supply, Erection, Testing, commissioning of PVC Pipe, Birdscreen | Charges for Supply, Erection, Testing, commissioning of PVC Pipe, Birdscreen etc. for toilet Exhaust work. | Lump Sum | 1 | 960 | Approved
Primarc Chambers | MARKETING | Marketing Office |  | WO/PCH/PC03/13 | GLASTAL ENGINEERS PRIVATE LIMITED | Supply, fabrication, Installation of Glazing & Canopy work for Marketing Office | Supply, fabrication, Installation of Glazing & Canopy work for Marketing Office |  | 0 | 0 | Amended & Draft
Primarc Chambers | MARKETING | Marketing Office |  | WO/PCH/PC03/13 | GLASTAL ENGINEERS PRIVATE LIMITED | FAÇADE WINDOW: | Supply, fabrication and installation of Aluminium casement windows on alutec series having 3 fixed panels and one top hung panel with section and drawings as approved by architect, having DGU (6mm clear toughened + 12mm Air gap + 6mm Clear toughened) and as per direction of Engineer-In-Charge. Window size: 1800mm x 2650mm Location: Marketing Office. | Nos | 2 | 56479 | Approved
Primarc Chambers | MARKETING | Marketing Office |  | WO/PCH/PC03/13 | GLASTAL ENGINEERS PRIVATE LIMITED | GLASS DOOR: | Supply, fabrication and installation of frameless glass door using 12mm clear toughened glass, heavy duty floor spring, top patch, bottom patch, pivot, lock and 600mm SS handle of Dorma/Kinlong make, as per approved drawings and direction of Engineer-In-Charge. Door size: 1350mm x 2450mm. Location: Marketing Office. | Nos | 2 | 38500 | Approved
Primarc Chambers | MARKETING | Marketing Office |  | WO/PCH/PC03/13 | GLASTAL ENGINEERS PRIVATE LIMITED | ALUMINIUM FIN: | Supply, fabrication and installation of Aluminium FIN made out of pressure plate and cover plate and fixed with SS Nut-Bolts, Screws, ancillary hardwares, as per approved drawings & direction of Engineer-In-Charge. Location: Marketing Office. | RMT | 155 | 1350 | Approved
Primarc Chambers | MARKETING | Marketing Office |  | WO/PCH/PC03/13 | GLASTAL ENGINEERS PRIVATE LIMITED | CANOPY: | Supply, fabrication and installation of CANOPY made out of MS RHS and SHS as per approved drawings, fixed with MS base plate and anchor fastener. Canopy to be finished with 2 coats of epoxy primer and 2 coats of epoxy paint as per approved shade. 12mm clear toughened glass fixed on top of MS framework using SS/Spider fittings. The bottom and sides of the canopy will be covered with cement board, Putty and paint on cement board is not included in the scope. Location: Marketing Office. | Sq.Ft. | 175 | 2112.24 | Approved
Primarc Chambers | MARKETING | Marketing Office |  | WO/PCH/PC03/13 | GLASTAL ENGINEERS PRIVATE LIMITED | Powder coating | Charges for Powder coating on all 3 surfaces of Aluminium Battens as per drawing/decision of Architect with RAL 7015 to be fixed on glass door and wall. Location: Marketing Office. | Rft | 508 | 55 | Approved
SOUTHWINDS PROJECT LLP (PHASE - III & IV) | PRE-CONSTRUCTION PHASE - III & IV | Plumbing/Sanitory |  | WO/SP34/PC34/6 | GOBINDA CHANDRA SAHOO | Plumbing Work | Supply of Labour for Water connection & Miscellaneous plumbing work as per B.O.Q & direction of EIC. |  | 0 | 0 | Approved
SOUTHWINDS PROJECT LLP (PHASE - III & IV) | PRE-CONSTRUCTION PHASE - III & IV | Plumbing/Sanitory |  | WO/SP34/PC34/6 | GOBINDA CHANDRA SAHOO | Plumber | Labour Charges For Plumber For Misc. Work Including All Sundry Materials(Solvent Cement ,Jute,Clamps Etc.)As per direction Eic. | Nos | 21.935 | 625 | Approved
SOUTHWINDS PROJECT LLP (PHASE - III & IV) | PRE-CONSTRUCTION PHASE - III & IV | Plumbing/Sanitory |  | WO/SP34/PC34/6 | GOBINDA CHANDRA SAHOO | Helper(Plumber) | Labour Charges For Helper(Plumber) For Misc. Work Including All Sundry Materials(Solvent Cement ,Jute,Clamps Etc.)As per direction Eic. | Nos | 20 | 430 | Approved
The Soul, Rajarhat | IT Expenses | Internet Leased Line |  | WO/HR01/ITES001/22 | Wavetree Network Pvt. Ltd. | 10 Mbps ILL | 10 Mbps ILL | Nos. | 3 | 9166.6 | Approved
Primarc Chambers | MARKETING | Marketing Office |  | WO/PCH/PC03/14 | Soma Electrical Works | Electrical work for Marketing Office | Electrical work at Marketing Office |  | 0 | 0 | Amended & Draft
Primarc Chambers | MARKETING | Marketing Office |  | WO/PCH/PC03/14 | Soma Electrical Works | installation of conduits / surface wiring and accessories as required for all electrical works | Charges for installation of conduits / surface wiring and accessories as required for all electrical works inside the building. On false ceiling / surface / concealed by grooved cutting and fixing of conduits in brick walls, fixing of M.S boxes for electrical, computer, telephone, AC Power Line, T.V antenna line, wiring of electrical points, fittings and connection of switches, fixing of D.B with fitting and connection of MCB switch & isolator, wiring for computer network line with UPS systems line for power supply to computer plug point, Entrance plaza light, Planter Light, Gate Light, Wi-Fi connection, Intercom connection Lightning Arrestor, Earthing work as per Standard as per drawing, design and direction, including main line from meter room. It also including of External lighting works. (Conduit Pipe, Circular box & JB box of approved brand & required tools & tackles, consumables etc. will be supplied by contractor as & when required for completion of work) | Sq.Ft. | 1388 | 28 | Approved
Primarc Chambers | MARKETING | Marketing Office |  | WO/PCH/PC03/14 | Soma Electrical Works | Loop light | Charges for Providing and installation of loop light point at security room including PVC conduit as per drawing and direction of Engineer-In-Charge. Light, wire, switches and Box will be supplied by client. (For Security Goomty) | Nos | 6 | 275 | Approved
Primarc Chambers | MARKETING | Marketing Office |  | WO/PCH/PC03/14 | Soma Electrical Works | Tube light fixture | Charges for Tube light fixture on wall or ceiling by screw etc. all complete as per drawing and directon of Engineer-in-Charge. (Security goomty) | Mtrs. | 3 | 75 | Approved
Primarc Chambers | MARKETING | Marketing Office |  | WO/PCH/PC03/14 | Soma Electrical Works | PVC/XLPE insulated and sheathed power cable | Charges for laying of one no. PVC / XLPE insulated and sheathed power cable of 1.1 KV grade of following size in the existing RCC / Hume pipe as required. Above 10 sq.mm upto 50 sq.mm. Aluminium Armoured A2XFY cable. (For DG) | Mtrs. | 30 | 55 | Approved
Primarc Chambers | MARKETING | Marketing Office |  | WO/PCH/PC03/14 | Soma Electrical Works | Brass compression gland | Charges for Making end termination with brass compression gland and Aluminum lugs for following size of PVC insulated and PVC sheathed / XLPE Aluminium conductor cable of 1.1 KV grade as required. Above 10 sq.mm upto 50 sq.mm Aluminium Armored A2XFY cable. (For DG) | Nos | 2 | 90 | Approved
Primarc Chambers | MARKETING | Marketing Office |  | WO/PCH/PC03/14 | Soma Electrical Works | Device & associated accessories | Charges for laying of earthing device & associated accessories (Heavy duty GI pipe of ID=40mm & OD=50mm) with 3000mm long for treated earth pit including excavation, placement of CI/precast chamber cover as per direction of Engineer-In-Charge. Supply of Earth electrode, pit cover, are not included in the scope of contractor. (For DG) | Nos | 4 | 2100 | Approved
Primarc Chambers | MARKETING | Marketing Office |  | WO/PCH/PC03/14 | Soma Electrical Works | Laying of Earth strip | Charges for Laying of Earth strip at a depth of 600mm including excavation, painting, fixing at wall / trench / buried etc. as per specification ) Earthing Conductor buried / surface from designated Earth Pit to Meter Room / DG etc. : 25 X 3 mm (1.88 Kg/Mtr.) G.I Flat for laying as per Drawing schedule and direction of Engineer-In-Charge. (For DG) | Mtrs. | 60 | 45 | Approved
Primarc Chambers | PRE-CONSTRUCTION PHASE | Site Office |  | WO/PCH/PC02/5 | Dipankar Sarkar | Delivery charges | Delivery charges including Mobilisation & De-Mobilisation all complete as per direction of Engineer-In-Charge. | Lump Sum | 1 | 1000 | Approved
Primarc Chambers | PRE-CONSTRUCTION PHASE | Site Office |  | WO/PCH/PC02/5 | Dipankar Sarkar | MS gate fixing | Charges for Providing, Fabrication & Fixing of Two nos. MS Sheet Gate with ISA frame: 40X40X6, ISA Palla: 35X35X6, MS Flat: 25X9 mm and 32X6 mm,16 gauge sheet including one coat of Red Oxide primer all complete as per drawing/direction of Engineer-In-Charge. This rate includes all necessary tools & tackles, Gas cutting Machine, Welding Machine, Oxygen cylinder, LPG cylinder, Welding Rod, Lugs, Clamps etc Size: As per actual at Site. (Cement will be provided by client if required.) | Kg | 180 | 85 | Approved
The Soul, Rajarhat | BLOCK | Wood Work |  | WO/HR01/BOK01/48 | RAJ KUMAR FURNITURE WORKS | Temporary door shutter | Labour charges for caring and fixing Temporary door shutter at main door including groove making (2-3mm) for hinges, fixing of necessary hardware with supply of SS Screw as per drawing and direction of EIC Location: Block-A" | Nos | 150 | 260 | Approved
The Soul, Rajarhat | BLOCK | Wood Work |  | WO/HR01/BOK01/48 | RAJ KUMAR FURNITURE WORKS | Misc. charges | Charges for loading unloading as per drawing & direction of EIC | Nos | 150 | 11 | Approved
The Soul, Rajarhat | BLOCK | Wood Work |  | WO/HR01/BOK01/48 | RAJ KUMAR FURNITURE WORKS | uninstallation, caring and fixing Temporary door | Labour charges for uninstallation, caring and fixing Temporary door shutter at main door including fixing of necessary hardware with supply of SS Screw as per drawing and direction of EIC Location: Block-A & B | Nos | 426 | 220 | Approved
The Soul, Rajarhat | BLOCK | Wood Work |  | WO/HR01/BOK01/48 | RAJ KUMAR FURNITURE WORKS | Misc. charges | Charges for loading unloading as per drawing & direction of EIC | Nos | 426 | 9 | Approved
Primarc Chambers | MARKETING | Marketing Office |  | WO/PCH/PC03/13 | GLASTAL ENGINEERS PRIVATE LIMITED | Aluminium framed fixed glazing | Supply, Fabrication and Installation of 34 Series (Make: Century) Aluminium framed fixed glazing including 6mm clear toughened glass (Saint Gobain) as per drawing and direction of Engineer-In-Charge. Window Size: W1 (1000X670) | Nos | 1 | 3000 | Approved
Primarc Chambers | MARKETING | Marketing Office |  | WO/PCH/PC03/13 | GLASTAL ENGINEERS PRIVATE LIMITED | Alutec 4500C Al. framed hinged openable glass door | Supply, Fabrication and Installation of Alutec 4500C Aluminium framed hinged openable glass door with door closer including 8mm clear toughened glass (Saint Gobain) as per drawing and direction of Engineer-In-Charge. Window Mark: W2 (820X2120) | Nos | 1 | 22500 | Approved
Primarc Chambers | MARKETING | Marketing Office |  | WO/PCH/PC03/13 | GLASTAL ENGINEERS PRIVATE LIMITED | 34 Series Al. Double leaf openable window | Supply, Fabrication and Installation of 34 Series (Make: Century) Aluminium double leaf openable window including 6mm clear toughened glass (Saint Gobain) as per drawing and direction of Engineer-In-Charge. Window Size: W3 (770X1000). | Nos | 1 | 4500 | Approved
The Soul, Rajarhat | COMMON INFRASTRUCTURE | Boundary Wall |  | WO/HR01/CIH01/50 | Dipankar Sarkar | Concertina barbed Wire | "Y" shaped angle iron post (50 x 50 x 5 mm ) placed at required distance ( 3.00 mtr interval or as directed by the EIC as per site condition) embedded in RCC columns of existing boundary wall, last but one end post and corner post shall be strutted on both sides and end post on one side only, using hot dipped galvanized Concertina barbed Wire of outside diameter 600 mm , between the two posts fitted and fixed with at least 3 nos horizontal steel wires, G.I Staples, turn buckles etc. all complete. The rate is inclusive of all materials, labour, scaffolding if required while fixing the wire or embedding the post , dismantling of top of boundary wall where angle to be embedded etc. all except Cement for embedding of angles. Cement would be supplied by the Employer free of cost but subjected to reconciliation. | Rft | 999 | 160 | Approved
The Soul, Rajarhat | BLOCK | POP/PUTTY Work |  | WO/HR01/BOK01/19 | A.M. Enterprise | 2mm Putty | Charges for providing and applying of minimum 2mm thick putty (1 mm thick coarse putty and 1mm thick fine putty over the base coarse) including necessary surface preparation (Sanding, Surface rendering, grinding etc. all complete) of the internal wall and ceiling as per direction of EIC. The rate inclusive of cost of all materials, storage of materials, tools & tackles, inside scaffolding, labour, transportation all lead and lift, overhead and profit etc. all complete. Make of Putty: JK/equiv. Location: Common lobby (Tower 05, 1st Floor) | Sq.Ft. | 1721 | 5.9 | Approved
The Soul, Rajarhat | BLOCK | False Celling |  |  |  | Hilux False ceiling | False Ceiling (Inside of Toilet) Providing and fixing with Hilux Board (Moisture resistant) 8 mm thk. flat framework comprising of rolled galvanized metal sections consisting of the main channels to run in one direction at 1000mm c/c and secondary ceiling section at 525-650mm c/c in other direction connected to main channel with GI connecting clips of 10 SWG of approved quality. The grids shall be suspended from structural slab by GI strap hangers 15mmx15mm size @ 1000mm C/C both ways from structural support. Hilux board 8 mm thick is then screwed & fixed to ceiling section, finished with jointing compound, paper tape including necessary scaffolding & tool tackles all complete as per direction of drawing and direction of Engineer-In-Charge | Sq.Ft. |  |  | Approved
The Soul, Rajarhat | BLOCK | False Celling |  | WO/HR01/BOK01/46 | MMK INTERIOR | Trap Door | Trap Door Providing and fixing of trap door made with Gypsum Board 12mm/ Hilux board 8mm thk. including Galvanized metal sections with fittings and fixture( at all 4 peripheries of cut out area and trap door)to, all finishing at all level as per drawing and direction of Engineer-in-Charge Size- 600mmX600mm | Nos | 7 | 300 | Approved
The Soul, Rajarhat | BLOCK | False Celling |  | WO/HR01/BOK01/46 | MMK INTERIOR | Gypsum Board False Ceiling Boxing to Cover kitchen waste line (L-600,B-450,H-450) | Gypsum Board False Ceiling Boxing to Cover kitchen waste line (L-600,B-450,H-450) Providing and fixing of False ceiling with 12mm thick Gypsum board over framework comprising of rolled galvanized metal sections consisting of the main channels including all tools & tackles and finished with jointing compound, paper tape including necessary scaffolding at Kitchen inside of Flat, along with Trap doors (including Galvanized metal sections with fittings and fixture; at all 4 peripheries of cut out area and trap door) of size 350mmX350mm in kitchen areas as per drawing and direction of Engineer-in-Charge. | Nos | 2 | 725 | Approved
The Soul, Rajarhat | BLOCK | False Celling |  | WO/HR01/BOK01/46 | MMK INTERIOR | Hilux False ceiling | False Ceiling (Inside of Toilet) Providing and fixing with Hilux Board (Moisture resistant) 8 mm thk. flat framework comprising of rolled galvanized metal sections consisting of the main channels to run in one direction at 1000mm c/c and secondary ceiling section at 525-650mm c/c in other direction connected to main channel with GI connecting clips of 10 SWG of approved quality. The grids shall be suspended from structural slab by GI strap hangers 15mmx15mm size @ 1000mm C/C both ways from structural support. Hilux board 8 mm thick is then screwed & fixed to ceiling section, finished with jointing compound, paper tape including necessary scaffolding & tool tackles all complete as per direction of drawing and direction of Engineer-In-Charge | Sq.Mtr. | 18.7 | 785.77 | Approved
Primarc Chambers | MARKETING | Marketing Office |  | WO/PCH/PC03/15 | M.R. Furniture | Furniture work for Marketing office | Furniture work for Marketing office |  | 0 | 0 | Amended & Approved
Primarc Chambers | MARKETING | Marketing Office |  | WO/PCH/PC03/15 | M.R. Furniture | Executive Desk | Carpentry Labour charges for making of Executive Desk at Marketing Office as per Furniture drawing & direction of Engineer in charge. | Sq.Ft. | 17 | 360 | Approved
Primarc Chambers | MARKETING | Marketing Office |  | WO/PCH/PC03/15 | M.R. Furniture | making of Executive Room Drawer | Carpentry Labour charges for making of Executive Room Drawer at Marketing Office as per Furniture drawing & direction of Engineer in charge. | Sq.Ft. | 14 | 390 | Approved
Primarc Chambers | MARKETING | Marketing Office |  | WO/PCH/PC03/15 | M.R. Furniture | making of Executive Room OH Cabinet | Carpentry Labour charges for making of Executive Room OH Cabinet at Marketing Office as per Furniture drawing & direction of Engineer in charge. | Sq.Ft. | 20 | 370 | Approved
Primarc Chambers | MARKETING | Marketing Office |  | WO/PCH/PC03/15 | M.R. Furniture | making of Half height Book Shelf | Carpentry Labour charges for making of Half height Book Shelf at Marketing Office as per Furniture drawing & direction of Engineer in charge. | Sq.Ft. | 39 | 370 | Approved
Primarc Chambers | MARKETING | Marketing Office |  | WO/PCH/PC03/15 | M.R. Furniture | making of Conference Table | Carpentry Labour charges for making of Conference Table at Marketing Office as per Furniture drawing & direction of Engineer in charge. | Lump Sum | 1 | 9000 | Approved
Primarc Chambers | MARKETING | Marketing Office |  | WO/PCH/PC03/15 | M.R. Furniture | making of TV Console | Carpentry Labour charges for making of TV Console at Marketing Office as per Furniture drawing & direction of Engineer in charge. | Sq.Ft. | 10 | 390 | Approved
Primarc Chambers | MARKETING | Marketing Office |  | WO/PCH/PC03/15 | M.R. Furniture | making of Workstation Planter | Carpentry Labour charges for making of Workstation Planter at Marketing Office as per Furniture drawing & direction of Engineer in charge. | Sq.Ft. | 26 | 240 | Approved
Primarc Chambers | MARKETING | Marketing Office |  | WO/PCH/PC03/15 | M.R. Furniture | making of Drawing Hanger | Carpentry Labour charges for making of Drawing Hanger at Marketing Office as per Furniture drawing & direction of Engineer in charge. | Sq.Ft. | 25 | 370 | Approved
Primarc Chambers | MARKETING | Marketing Office |  | WO/PCH/PC03/15 | M.R. Furniture | making of Open Self | Carpentry Labour charges for making of Open Self at Marketing Office as per Furniture drawing & direction of Engineer in charge. | Sq.Ft. | 91 | 370 | Approved
Primarc Chambers | MARKETING | Marketing Office |  | WO/PCH/PC03/15 | M.R. Furniture | making of Toilet Cabinet | Carpentry Labour charges for making of Toilet Cabinet at Marketing Office as per Furniture drawing & direction of Engineer in charge. | Sq.Ft. | 8.61 | 370 | Approved
Primarc Chambers | MARKETING | Marketing Office |  | WO/PCH/PC03/15 | M.R. Furniture | Loft Shutter | Carpentry Labour charges for making of Loft Shutter at Marketing Office as per Furniture drawing & direction of Engineer in charge. | Sq.Ft. | 5 | 340 | Approved
Primarc Chambers | MARKETING | Marketing Office |  | WO/PCH/PC03/15 | M.R. Furniture | Pantry Cabinet | Carpentry Labour charges for making of Pantry Cabinet at Marketing Office as per Furniture drawing & direction of Engineer in charge. | Sq.Ft. | 5 | 390 | Approved
Primarc Chambers | MARKETING | Marketing Office |  | WO/PCH/PC03/15 | M.R. Furniture | MDF Board Wall | Charges for MDF Board Wall Fixing at Marketing Office as per Furniture drawing & direction of Engineer in charge. | Sq.Ft. | 334.1 | 50 | Approved
Primarc Chambers | MARKETING | Marketing Office |  | WO/PCH/PC03/15 | M.R. Furniture | PU Polish finish on surface portion | Charges for PU Polish finish on surface portion of Various furniture at Marketing Office as per Furniture drawing, specified RAL Code & direction of Engineer-In-Charge. (Measurement will be actual on Surface area) | Sq.Ft. | 193.317 | 260 | Approved
Primarc Chambers | MARKETING | Marketing Office |  | WO/PCH/PC03/15 | M.R. Furniture | PU Polish finish on Edge portion | Charges for PU Polish finish on Edge portion of Various furniture at Marketing Office as per Furniture drawing, specified RAL Code & direction of Engineer-In-Charge. (Measurement will be actual on Surface area) | Rft | 452.2 | 130 | Approved
Primarc Chambers | MARKETING | Marketing Office |  | WO/PCH/PC03/15 | M.R. Furniture | Edge Polishing on Wooden shutters | Charges for Edge Polishing on Wooden Shutters at Marketing Office as per Furniture drawing & direction of Engineer-In-Charge. | Rft | 189.174 | 40 | Approved
Primarc Chambers | MARKETING | Marketing Office |  | WO/PCH/PC03/15 | M.R. Furniture | Flush Door Shutter | Labour charges for carrying and fixing of Flush Door Shutter for Toilet with supply of SS screw, nails, masking tape and gum including all finishing at Marketing office as per drawing and direction of Engineer-in-Charge. | Nos | 2 | 325 | Approved
Primarc Chambers | MARKETING | Marketing Office |  | WO/PCH/PC03/15 | M.R. Furniture | Door Bidding 1.5" X 0.5" | Labour charges for fixing of Door Bidding 1.5" X 0.5" by Kapoor Wood with supply of screw, pvc gutkha, nails and gum including all finishing at Marketing office as per drawing and direction of Engineer-in-Charge. | Rft | 0 | 8 | Approved
Primarc Chambers | MARKETING | Marketing Office |  | WO/PCH/PC03/15 | M.R. Furniture | pasting of Laminates | Labour charges for pasting of Laminates with 3 X 1 mm groove at front sides and pasting of Laminates without groove at backsides at Toilet Door Shutter including all screw, pvc gutkha, nails, gum, tools and tackles, lifting charges at Marketing Office as per drawing and direction of Engineer-in-Charge. | Nos | 2 | 1500 | Approved
Primarc Chambers | MARKETING | Marketing Office |  | WO/PCH/PC03/15 | M.R. Furniture | Hardware fitting | Labour charges for fixing of following hardware fittings to be fixed at Toilet Door including all lifting, tools and tackles at Marketing office as per drawing and direction of Engineer-in-Charge: i. Baby Latch/Tower Bolt ii. Concealed Door Closer iii. Mortise Handle (Key Less at Toilet) | Nos | 2 | 500 | Approved
Primarc Chambers | MARKETING | Marketing Office |  | WO/PCH/PC03/15 | M.R. Furniture | Toilet door Cladding / Panelling | Labour charges for Toilet door Cladding/Panelling work by Plywood fixing with laminate Pasting with supply of screw, pvc gutkha, nails and gum including all finishing work at all level at Marketing office as per drawing and direction of Engineer-in-Charge. | Rft | 80 | 80 | Approved
Primarc Chambers | MARKETING | Marketing Office |  | WO/PCH/PC03/15 | M.R. Furniture | loading-unloading, | Charges for loading-unloading, transportation, hire charges for machinery as per direction of Engineer-In-Charge | Lump Sum | 1 | 10226.3 | Approved
The Soul, Rajarhat | MARKETING | Annual Maintenance Contract |  | WO/HR01/MKT01/120 | Green Alpha Assets Pvt. Ltd. | Scaffolding charges | Charges for scaffolding (with material and labour for LED Structure and supply of Scaffolding material for sample painting work at tower -05)) as per direction of EIC | Lump Sum | 1 | 10000 | Approved
The Soul, Rajarhat | MARKETING | Annual Maintenance Contract |  | WO/HR01/MKT01/121 | M. S. ENTERPRISE. | Hiring charges for hydra crane with Bucket | Hiring charges for hydra crane with Bucket including diesel and operator (8 hours) per day as per direction of EIC | Days | 2 | 4700 | Approved
The Soul, Rajarhat | MARKETING | Annual Maintenance Contract |  | WO/HR01/MKT01/121 | M. S. ENTERPRISE. | Transportation Charges | Charges for transportation of Bucket | Nos | 1 | 1700 | Approved
The Soul, Rajarhat | COMMON INFRASTRUCTURE | Consultancy Charges | OTHER CONSLUTANTS | WO/HR01/CIH01/51 | JP GEO CONSULTANTS | CALIFORNIA BEARING RATIO TEST | Consultancy charges for CBR Test: 1.Mobilization of plant &equipment to the project site and demobilization after completion of field work. 2.Carrying out filed CBR test as per IS:2720 (5 Nos.) 3. Carrying out Routine laboratory like, Atterberg’s Limit, Grain size analysis test from collected sample (5 Nos) 4.Compilation of test data and submission of report along with graph, Chart etc.. in triplicate. | Lump Sum | 1 | 35000 | Approved
Primarc Chambers | MARKETING | Sample Office |  | WO/PCH/PC03/16 | AV AQUAFLOAT GLAZINGS PRIVATE LIMITED | SLIDING DOOR-3145X2345 | SLIDING DOOR: Supply, fabrication and Installation of Aluminium Sliding Door with following specification- i) Three track , Three shutter ii) Saint Gobain DGU Glass: 6mm clear toughened glass + 12mm Air gap + 6mm clear toughened glass (Georgian Bar) iii) Single point locking system iv) Powder coating color- TEX RE-WHITE B-294/2. all complete as per drawing/direction of Engineer-In-Charge. Size: 3145 x 2345 mm (To be confirmed before final production) Make: Hardware- Sotralu and Lavaal, Powder coating - Akzonobel and Glass: Saint Gobain. | Sq.Ft. | 79.3 | 1880 | Approved
Primarc Chambers | MARKETING | Sample Office |  | WO/PCH/PC03/16 | AV AQUAFLOAT GLAZINGS PRIVATE LIMITED | CASEMENT WINDOW WITH TOP HUNG SHUTTER: | Providing, fabrication and Installation of Aluminium Casement window with top hung shutter with following specification- i) Saint Gobain DGU Glass with Georgian Bar and Outside Glass Acid/ Frosted: 6mm Clear glass + 1mm Air Gap + 6mm Acid/Frosted Toughened Glass- Georgian Bar ii) Two point locking system iii) Powder coating color: TEX RE-WHITE B-294/2, all complete as per drawing and direction of Engineer-In-Charge. Size: 705 x 1760 mm (To be confirmed before final production). Make: Hardware- Sotralu and Lavaal, Powder Coating-Akzonobel, Glass-Saint Gobain | Sq.Ft. | 13.3 | 2300 | Approved
Primarc Chambers | MARKETING | Site Branding |  | WO/PCH/PC03/17 | INFOSIGN SYSTEMS PVT. LTD. | Signage work | Charges for Providing & Fixing of Signage work of following items:- 1. 75mm raised 3mm Imported Acrylic letter with black raising duly pasted by Vinyl as per house color. 2. Branded LED Modules (IP-67) with adequate power supply. Letter will be fixed on wall as per layout. 3. Display Area (Primarc Chambers) : 229 (L) X 68 (W) inch. Detail work description as per attached Annexure. | Lump Sum | 1 | 155000 | Approved
Primarc Chambers | MARKETING | Sample Office |  | WO/PCH/PC03/18 | Decofur Sales Pvt. Ltd. | Solid Surface | Charges for Fabrication of Solid Surface as per direction of Engineer-in-charge. Payment will be made as per actual measurement. | Sq.Ft. | 52 | 220 | Approved
Primarc Chambers | MARKETING | Sample Office |  | WO/PCH/PC03/18 | Decofur Sales Pvt. Ltd. | Loading Unloading, transportation | Charges for Loading Unloading, transportation, hire & delivery charges for machinery as per direction of Engineer-in-charge. | Sq.Ft. | 52 | 25 | Approved
The Soul, Rajarhat | BLOCK | Civil | Sub & Super Structure Work | WO/HR01/BOK01/41 | NEW L. N. CONSTRUCTION | R.C.C. Top band | Charges for providing & laying of R.C.C. Top band on ledge wall with all materials, shuttering & steel grouting 5 nos. at 2400 mm level by site mix concrete 25 mm and down sized, screened and washed well graded stone chips excluding shuttering, consolidation complete in all respect as per drawing, specification and direction of EIC. Cement would be supplied by client, but subjected to reconciliation. | Nos | 739 | 325 | Approved
The Soul, Rajarhat | BLOCK | Civil | Sub & Super Structure Work | WO/HR01/BOK01/41 | NEW L. N. CONSTRUCTION | Removal for Top layer brick | Removal for Top layer brick from ledge wall in all respect as per drawing, specification and direction of EIC. | Nos | 635 | 20 | Approved
The Soul, Rajarhat | COMMON INFRASTRUCTURE | Consultancy Charges | OTHER CONSLUTANTS | WO/HR01/CIH01/52 | OMEGA Consultant Services | Charges for Vitrified Tiles Test (600X600): | Charges for Vitrified Tiles Test (600X600): 1. Deviation in length & Width 2. Deviation in Thickness 3. Warpage 3. Breaking Strength 1 Set (Sample Quantity 6 Nos) | Set | 8 | 2550 | Approved
The Soul, Rajarhat | COMMON INFRASTRUCTURE | Consultancy Charges | OTHER CONSLUTANTS | WO/HR01/CIH01/52 | OMEGA Consultant Services | Ceramic Tiles Test (300X300) | Charges for Ceramic Tiles Test (300X300): 1. Deviation in length & Width 2. Deviation in Thickness 3. Warpage 3. Breaking Strength 4. Water absorption 1 Set (Sample Quantity 6 Nos) | Set | 8 | 3150 | Approved
The Soul, Rajarhat | COMMON INFRASTRUCTURE | Consultancy Charges | OTHER CONSLUTANTS | WO/HR01/CIH01/52 | OMEGA Consultant Services | Ceramic Tiles Test (300X450) | Charges for Ceramic Tiles Test (300X450): 1. Deviation in length & Width 2. Deviation in Thickness 3. Warpage 3. Breaking Strength 4. Water absorption 1 Set (Sample Quantity 6 Nos) | Set | 11 | 3150 | Approved
The Soul, Rajarhat | COMMON INFRASTRUCTURE | Boundary Wall |  | WO/HR01/CIH01/50 | Dipankar Sarkar | Boundary Wall Y Angle Painting | Providing and applying of one coat red oxide primer with two coats of Synthetic enamel paint with all finishing work (MAT finish) as per drawing & direction of Engineer-in-Charge. Note: Material shall be applied after approval of Engineer-in-Charge. Location: Y angle of Concertina wire fencing (Boundary wall), Colour Code: As per Drawing, Brand: Asian Paints/ICI/Berger/AkzoNable. | Nos | 264 | 37.5 | Approved
Primarc Chambers | MARKETING | Marketing Office | Landscape | WO/PCH/PC03/1 | Mondal Nurseries & Exterior | New item-for Supply charges | New item-for Supply charges |  | 0 | 0 | Approved
Primarc Chambers | MARKETING | Marketing Office | Landscape | WO/PCH/PC03/1 | Mondal Nurseries & Exterior | Supply of Manic Plant | Supply of Manic Plant (Height-1 feet) as per direction of Engineer-In-Charge. Location: Marketing office area. | Nos | 2 | 100 | Approved
Primarc Chambers | MARKETING | Marketing Office | Landscape | WO/PCH/PC03/1 | Mondal Nurseries & Exterior | Supply of Raphis Excelsa | Supply of Raphis Excelsa (Height-1 feet) as per direction of Engineer-In-Charge. Location: Marketing office area. | Nos | 6 | 300 | Approved
Primarc Chambers | MARKETING | Marketing Office | Landscape | WO/PCH/PC03/1 | Mondal Nurseries & Exterior | Supply of Singoniam with pot set | Supply of Singoniam with pot set as per direction of Engineer-In-Charge. Location: Marketing office area. | Nos | 6 | 250 | Approved
Primarc Chambers | MARKETING | Marketing Office | Landscape | WO/PCH/PC03/1 | Mondal Nurseries & Exterior | Supply of Pot | Supply of Pot as per direction of Engineer-In-Charge. | Nos | 2 | 50 | Approved
Primarc Chambers | MARKETING | Marketing Office |  | WO/PCH/PC03/15 | M.R. Furniture | Making and installation Mirror frame | Charges for Making & Installation of Wooden Mirror frame including all consumables as per Furniture drawing & direction of Engineer in charge. | Nos | 2 | 1000 | Approved
The Soul, Rajarhat | COMMON INFRASTRUCTURE | Land Development |  | WO/HR01/CIH01/53 | KIRAN EARTH MOVERS | Earth cutting, shifting and dumping | Charges for Earth cutting, shifting and dumping with in the site premises (Ph-01 & 02) as per direction of EIC | Cum. | 4385 | 80 | Approved
The Soul, Rajarhat | COMMON INFRASTRUCTURE | Land Development |  | WO/HR01/CIH01/53 | KIRAN EARTH MOVERS | Misc. Work | Charges for Loading and unloading as per drawing and direction of EIC | Cum. | 4385 | 1.5 | Approved
Primarc Chambers | MARKETING | Marketing Office |  | WO/PCH/PC03/19 | Madhuban Contracts LLP | Construction of Sub & Superstructure work of Marketing Office | Construction of Sub & Superstructure work of Marketing Office |  | 0 | 0 | Approved
Primarc Chambers | MARKETING | Marketing Office |  | WO/PCH/PC03/19 | Madhuban Contracts LLP | Earthwork in Excavation : | Earthwork in Excavation : Charges for doing excavation in required profile in all type of soils in dry and wet condition for foundation of the Marketing office as per drawing or direction of Engineer-in-Charge including, dewatering, including trimming, levelling, dressing, ramming the bottom, bailing out water, with men & machineries, providing caution board maintaining required slopes including labour, materials, machinery, tools & tackles for all lead & lift to the entire satisfaction of EIC. | Cum. | 198.48 | 195 | Approved
Primarc Chambers | MARKETING | Marketing Office |  | WO/PCH/PC03/19 | Madhuban Contracts LLP | BFS: | BFS: Charges for providing and laying single brick flat soling of picked, jhama bricks below foundation floor, tie beam etc. or any other location till Plinth level including ramming dressing and bringing to proper level and filling joints with sand including all materials, labour, tools and plants etc. complete below foundation as per specification, drawing and direction of Engineering-in-Charge | Sq.Mtr. | 43.84 | 400 | Approved
Primarc Chambers | MARKETING | Marketing Office |  | WO/PCH/PC03/19 | Madhuban Contracts LLP | PCC(1:3:6): | PCC(1:3:6): Charges for Providing, laying & finishing 1:3:6 plain cement concrete (PCC) of required thickness below footings, Tie beam or any other location as specified in the drawing till Plinth level using 20/25 mm nominal size well-graded approved quality aggregate including vibrating / compacting, scaffolding as required establishing dewatering system by pumping / bailing out water, cleaning, preparing surfaces, junctions etc. including shuttering, curing complete as per drawing and direction of Engineer-in-Charge. (Cement will be supplied by client but subjected to reconciliation) | Cum. | 8.02 | 5300 | Approved
Primarc Chambers | MARKETING | Marketing Office |  | WO/PCH/PC03/19 | Madhuban Contracts LLP | BACKFILLING: | BACKFILLING: Charges for doing backfilling of excavated pit, trench etc. with inside/excavated earth in layer not exceeding 150mm in depth including watering, ramming, compacting, consolidating in deposited layer to achieve 95% Proctor Density and transportation of soil, all labour, materials, machinery, tools & tackles etc. for all lead & lift to the entire satisfaction of Engineer-in-Charge. | Cum. | 294.44 | 115 | Approved
Primarc Chambers | MARKETING | Marketing Office |  | WO/PCH/PC03/19 | Madhuban Contracts LLP | RCC (M25) SMC: | RCC (M25) SMC: Charges for Providing, laying & finishing of M25 grade RCC (excluding cost of shuttering & reinforcement) for all leads and for all items e.g. columns, tie-beams, footings etc. of all profile & upto all level using 20 mm nominal size & down graded good quality aggregate using approved super plasticizer / retarder designing concrete mix as per IS; 10262 & IS:456_2000 approved by EIC, including vibrating/compacting, curing, scaffolding as required establishing dewatering system by pumping / bailing out water, cleaning, preparing surfaces, junctions etc. including curing complete to the entire satisfaction of Engineer-in-Charge. Cement concrete should have an ultimate crushing strength of not less than 250 Kg/sq.cm on 15cm X15cm X 15cm cube at 28 days and source of concrete will be SMC. Special conditions: - Rates are quoted for all levels & heights. For material/cube testing or cost of which shall be included in the rate. (Cement will be supplied by client but subjected to reconciliation) | Cum. | 54.26 | 5100 | Approved
Primarc Chambers | MARKETING | Marketing Office |  | WO/PCH/PC03/19 | Madhuban Contracts LLP | SHUTTERING: | SHUTTERING: Charges for providing, fabricating, erecting and fixing in position plained timber, plywood centering and shuttering true to line and level, including steel propping, staging, shuttering removal, applying shuttering oil, including required bracing, chamfering corners (of exposed edges) of beams, columns, walls etc. complete as per drawing & direction of Engineer-in-Charge. Rate shall also include removal and dismantling the aforesaid assembly after specified period complete at all depths and leads for all items, all profile- upto all level. | Sq.Mtr. | 294.94 | 500 | Approved
Primarc Chambers | MARKETING | Marketing Office |  | WO/PCH/PC03/19 | Madhuban Contracts LLP | SAND FILLING: | SAND FILLING: Charges for providing & filling of foundation or plinth level by silver sand in layer not exceeding 150mm in depth including watering, ramming, compacting, consolidating in deposited layer to achieve 95% Proctor Density and transportation of soil, all labour, materials, machinery, tools & tackles etc. for all lead & lift to the entire satisfaction of Engineer-in-Charge. | Cum. | 12.2 | 1245 | Approved
Primarc Chambers | MARKETING | Marketing Office |  | WO/PCH/PC03/19 | Madhuban Contracts LLP | 250MM THICK BRICK WORK (1:6): | 250MM THICK BRICK WORK (1:6): Charges for providing and erecting of 250mm thk brick work with 1st class bricks for walls of specified thickness in Sand cement mortar (6:1) including the cost of all material, labour, tools, tackles, necessary chipping, hacking, applying cement slurry scaffolding, curing etc. complete as per direction of Engineer-in-Charge -upto PL (Cement will be supplied by the client but subject to reconciliation) | Cum. | 8.8 | 6200 | Approved
Primarc Chambers | MARKETING | Marketing Office |  | WO/PCH/PC03/19 | Madhuban Contracts LLP | 200MM THICK BRICK WORK (1:6): | 200MM THICK BRICK WORK (1:6): Charges for providing and erecting of 200mm thk brick work with Fly ash bricks for walls of specified thickness in Sand cement mortar (6:1) including the cost of all material, labour, tools, tackles, necessary chipping, hacking, applying cement slurry scaffolding, curing etc. complete as per direction of Engineer-in-Charge and technical specification. (Cement will be supplied by client, but subjected to reconciliation.) | Cum. | 35.55 | 6257 | Approved
Primarc Chambers | MARKETING | Marketing Office |  | WO/PCH/PC03/19 | Madhuban Contracts LLP | 125MM THICK BRICK WORK (1:6) : | 125MM THICK BRICK WORK (1:6) : Charges for providing and erecting of 125 mm thk brick work with conventional bricks for walls of specified thickness in Sand cement mortar (6:1) including the cost of all material, labour, tools, tackles, necessary chipping, hacking, applying cement slurry scaffolding, curing etc. complete as per direction of Engineer-in-Charge and technical specification. (Cement will be supplied by client but subject to reconciliation.) | Sq.Mtr. | 25.74 | 920 | Approved
Primarc Chambers | MARKETING | Marketing Office |  | WO/PCH/PC03/19 | Madhuban Contracts LLP | 12-15MM THICK INSIDE CEMENT PLASTER (1:6): | 12-15MM THICK INSIDE CEMENT PLASTER (1:6): Charges for providing & applying 12-15 mm thick internal cement plaster with sand and cement mortar (6:1) including making grooves or fixing of 150mm wide P.V.C. chicken mesh at the junctions of R.C.C and brickwork, rounding off or chamfering corners as directed and raking out joints or roughening of concrete surface, including threading nosing and drip course where necessary including double scaffolding, curing, complete as per direction of Engineer in charge. (Cement will be supplied by the client, but subjected to reconciliation.) | Sq.Mtr. | 200.94 | 200 | Approved
Primarc Chambers | MARKETING | Marketing Office |  | WO/PCH/PC03/19 | Madhuban Contracts LLP | 20MM THICK OUTSIDE CEMENT PLASTER (1:6): | 20MM THICK OUTSIDE CEMENT PLASTER (1:6): Providing and applying external plaster of 20 mm. thick in two layers with sand and cement mortar (6:1) including making grooves or fixing of 300 mm wide P.V.C. chicken mesh at the junctions of R.C.C and brickwork, rounding off or chamfering corners as directed and raking out joints or roughening of concrete surface & threading nosing and drip course where necessary including steel scaffolding, curing, complete as per direction of Engineer-in-charge. (Cement will be supplied by the client, but subjected to reconciliation.) | Sq.Mtr. | 300.18 | 250 | Approved
Primarc Chambers | MARKETING | Marketing Office |  | WO/PCH/PC03/19 | Madhuban Contracts LLP | DISMANTLING OF CONCRETE: | DISMANTLING OF CONCRETE: All charges for doing dismantling of cement concrete of all thickness and grade to incorporate changes & revisions of drawings/design or as directed of Engineer-in-Charge including barricading the area, providing caution board, all labour, materials, plant & machinery, tools & tackles etc. for all lead & lift, for all level including maintaining dump yard for debris within the specified lines and levels to the entire satisfaction of Engineer-in-Charge and subsequently if being directed by Engineer-in-Charge, disposing full or part of the dismantled material & its debris at designated dump yard outside of the site premises as specified by statutory authorities under contractor’s own arrangement including all statutory sanction and royalties if any shall be paid by the contractor. If the dismantled material is not being advised by Engineer-in-Charge to dispose it off, it shall be the property of the client | Cum. | 13.63 | 2425 | Approved
Primarc Chambers | MARKETING | Marketing Office |  | WO/PCH/PC03/19 | Madhuban Contracts LLP | REINFORCEMENT: | REINFORCEMENT: Labour charges for fixing Reinforcement for reinforced cement concrete work in all sorts of structures including distribution bars, stirrups, binding wire etc. Initial straightening and removal of loose rust (if necessary) cutting to requisite length, hooking & bending to correct shape, placing in proper position & binding with 16 gauge black annealed wire / welding as per relevant I.S. code in every intersection complete as per drawing, specification & satisfaction of Engineer-in-Charge including bailing out water (if required). Payment of steel shall be made as per drawing and approved bar bending schedule with permissible laps and paid on the basis of the sectional weights of bar as per relevant I.S. Code. The rate shall include cost of binding wire, chairs, spacers, pins, cover blocks which will not be measured separately for payment. (Steel will be supplied by client but subject to reconciliation.) - Upto all level | MT | 3.91 | 7000 | Approved
Primarc Chambers | MARKETING | Marketing Office |  | WO/PCH/PC03/19 | Madhuban Contracts LLP | MS STRUCTURE: | MS STRUCTURE: All charges for Supplying, Fabricating & Erecting MS Structural (Perlin & trusses) of specified sizes [RHS section (96x48x4.8), ISA (75x75x6), Insert plate (225x200x12) with necessary Lugs of 12Tor and Truss structure made with ISMB 250, ISA (75x75x6), Insert plate (225x450x16) with necessary Lugs of 16Tor ,Plate (100x100x8) with 2-8mm thk stiffner etc. all necessary section] as per drawing & direction of Engineer-in-charge for the Roof Truss including applying a coat of Primer. The rate is inclusive of all materials, necessary fixtures, tools & tackles, all lead and lift etc. all complete. | Kg | 1415.52 | 85 | Approved
Primarc Chambers | MARKETING | Marketing Office |  | WO/PCH/PC03/19 | Madhuban Contracts LLP | ROOF SHEET(G.I): | ROOF SHEET(G.I): Charges for Supplying, & erecting Roof sheet with ( JINDAL / BHUSAN) Profile Sheet-18G G.I sheet (Tata Bluescope) with necessary fittings all complete as per drawing and direction of Engineer-in-charge. The rate is inclusive of all materials, necessary fittings/fixtures, tools & tackles, all lead and lift etc. all complete. | Sq.Mtr. | 71.13 | 550 | Approved
Primarc Chambers | MARKETING | Marketing Office |  | WO/PCH/PC03/19 | Madhuban Contracts LLP | 250 MICRON POLYTHENE SHEET: | 250 MICRON POLYTHENE SHEET: Charges for Supplying & Laying 250 Micron Polythene Sheet Below RCC/PCC of Floor slab as per drawing & direction of Engineer In Charge | Sq.Mtr. | 220.93 | 31 | Approved
Primarc Chambers | MARKETING | Marketing Office |  | WO/PCH/PC03/19 | Madhuban Contracts LLP | CHEMICAL GROUTING-8MM: | CHEMICAL GROUTING-8MM: All charges for fixing reinforcement bars including drilling & chemical injection in the concrete surface at required level as per the manufacturer's specification either Fischer or Hilti product. 10% of the reinforcement shall be tested by Pull Out test (If required or any instruction by Structural Consultant). The rate shall be inclusive of all labour, material, scaffolding, gangway etc. involved for rebar grouting – for 8mm dia Bar (Cement will be supplied by the client, but subjected to reconciliation.) | Nos | 110 | 95 | Approved
Primarc Chambers | MARKETING | Marketing Office |  | WO/PCH/PC03/19 | Madhuban Contracts LLP | CHEMICAL GROUTING-10MM: | CHEMICAL GROUTING-10MM: All charges for fixing reinforcement bars including drilling & chemical injection in the concrete surface at required level as per the manufacturer's specification either Fischer or Hilti product. 10% of the reinforcement shall be tested by Pull Out test (If required or any instruction by Structural Consultant). The rate shall be inclusive of all labour, material, scaffolding, gangway etc. involved for rebar grouting – for 10mm dia Bar (Cement will be supplied by the client, but subjected to reconciliation.) | Nos | 16 | 114 | Approved
Primarc Chambers | MARKETING | Marketing Office |  | WO/PCH/PC03/19 | Madhuban Contracts LLP | Halloring work | Charges for Halloring work at the junction of roof slab & parapet wall, shall be chamfered with 25mm x 25mm fillet of mortar (Cement:Sand-1:4). (Cement will be supplied by the client, but subjected to reconciliation.) | RMT | 46.03 | 120 | Approved
Primarc Chambers | MARKETING | Marketing Office |  | WO/PCH/PC03/19 | Madhuban Contracts LLP | Neat Cement finish | Providing and laying of Neat cement finish over plastered surface (cement not more than 2.75 kg/sqm.) as per drawing and direction of Engineer-In-Charge. (Cement will be supplied by the client, but subjected to reconciliation.) | Sq.Mtr. | 39.53 | 20 | Approved
Primarc Chambers | MARKETING | Marketing Office |  | WO/PCH/PC03/19 | Madhuban Contracts LLP | Door frame fixing | Labour charges for Door frame fixing including supply & fixing by MS hold fast / Anchor fastener adjacent to Brick surface including concrete grouting with at any level as per drawing and direction of Engineer-In-Charge. Door frame to be supplied by client, but subjected to reconciliation. | Nos | 2 | 500 | Approved
SOUTHWINDS PROJECT LLP (PHASE - III & IV) | PRE-CONSTRUCTION PHASE - III & IV | Infrastructure for Electrical & Construction Power |  | WO/SP34/PC34/7 | Tajamul Haque | Supply of Unskilled Labour (Working Hour 12 H/Day) | Supply of Unskilled Labour (Working Hour 12 H/Day) |  | 0 |  | Approved
SOUTHWINDS PROJECT LLP (PHASE - III & IV) | PRE-CONSTRUCTION PHASE - III & IV | Infrastructure for Electrical & Construction Power |  | WO/SP34/PC34/7 | Tajamul Haque | Supply of Unskilled Labour (Working Hour 12 H/Day) | "Charges for Daily Unskilled labour for the following reason as per direction of Engineer-in-Charge : 1. Infrastructural electrifications work at 70 katha . 2. Infrastructural electrifications work at 190 katha . " | Nos | 0 |  | Approved
SOUTHWINDS PROJECT LLP (PHASE - III & IV) | PRE-CONSTRUCTION PHASE - III & IV | Infrastructure for Electrical & Construction Power |  | WO/SP34/PC34/7 | Tajamul Haque | Charges for loading - unloading | Charges for loading - unloading, transportation, hire charges for machinery work as per direction of Engineer-in-Charge. | Nos | 0 |  | Approved
The Soul, Rajarhat | BLOCK | Painting | Internal Painting | WO/HR01/BOK01/38 | K3 Hygienic Service | one coat of approved water base primer | Providing and applying of one coat of approved water base primer up to the required height including Rub down, clean, fill cracks and holes with approved filler with tools tackles & necessary scaffolding if required as per direction of EIC. Location: Flat wall & Ceiling Brand: Asian Paints/ICI/Berger | Sq.Ft. | 5433 | 2.8 | Approved
The Soul, Rajarhat | BLOCK | Painting | Internal Painting | WO/HR01/BOK01/38 | K3 Hygienic Service | Applying of two coats of approved water base primer | Providing and applying of two coats of approved water base primer up to the required height including Rub down, clean, fill cracks and holes with approved filler with tools tackles & necessary scaffolding if required as per direction of EIC. Location: False Ceiling Brand: Asian Paints/ICI/Berger | Sq.Ft. | 628 | 3.35 | Approved
Primarc Chambers | MARKETING | Marketing Office |  | WO/PCH/PC03/20 | S K CONSTRUCTION | Waterproofing work at marketing office | Waterproofing for Toilet , Top Slab, Planter wall ,, Front Wall : Charges for providing and laying of the following item for waterproofing work at Toilet as per direction of Engineer-in-charge. 1.Surface Preparation: Chipping & Cleaning existing Concrete surface to remove all dust, Oil & Grease etc. 2. Hallor Making: Groove cutting & hollering in floor and wall Joint with Sika latex or raintite modified mortar & coating membrane over skirting wall area. Mortar ratio- cement : sand=1 : 3 & latex : water=1 : 6. Slurry ratio-latex : water : cement= 1 : 4 : 6 3. Waterproofing 1st Coat: Supplying and applying 1st coat of Sika top seal 109hi in the ratio 2:3 (comp A : comp B) over the prepared surface as per direction of site-in-charge. Coverage-approx. 1 Kg Per Sq.m 4. Waterproofing 2nd Coat: Supplying & applying on next day 2nd coat of Sikatop seal 109hi in the ratio of 2:3 (comp A : comp B) over the prepared surface as per direction of site in-charge. 5.Protective Plaster: Supplying & applying of 12 - 15 mm cement -sand (1:4) rough Plastering work admixed with Sika plastrocrete super or plus (integral waterproofing) over coated area. 6. Curing: To be done complete curing as required. (Cement will be supplied by Client at free of cost but subjected to reconciliation). | Sq.Ft. | 685 | 37 | Approved
The Soul, Rajarhat | COMMON INFRASTRUCTURE | Consultancy Charges | OTHER CONSLUTANTS |  |  | Servicing and Calibration charges for Sokkia Total station | Service & Calibration charges of Total Station. Model: CX-105 (Date-11.11.2020) | Nos. |  |  | Approved
The Soul, Rajarhat | COMMON INFRASTRUCTURE | Boundary Wall |  | WO/HR01/CIH01/54 | NEW L. N. CONSTRUCTION | Boundary wall rectification work | Boundary wall rectification work |  | 0 | 0 | Approved
The Soul, Rajarhat | COMMON INFRASTRUCTURE | Boundary Wall |  | WO/HR01/CIH01/54 | NEW L. N. CONSTRUCTION | Single Column below FFL | Single Column below FFL Construction of Single Column below FFL for boundary wall Rectification work including labour, necessary tools & tackles as per approved drawing & directions of Engineer in Charge. Cement & Steel to be supplied by the client. Details Scope of work: Earth work in excavation depth upto 3.0m, Earthwork in Fillling, PCC-1:3:6, BFS, Shuttering, M-20 Concrete, Reinforcement- Cutting, bending and fixing with 18 gauge annealed wires, 250mm thk. Brickwork with Fly ash, Dismantling of Brick work, Rebar Grouting, Construction joint treatment with epoxy based bonding agent, Conc. Surface hacking & cleaning all complete upto FFL as per drawing and direction of Engineer-In-Charge. | Nos | 100 | 19950.96 | Approved
The Soul, Rajarhat | COMMON INFRASTRUCTURE | Boundary Wall |  | WO/HR01/CIH01/54 | NEW L. N. CONSTRUCTION | Double Column below FFL | Double Column below FFL Construction of Double Column below FFL for boundary wall Rectification work including labour, necessary tools & tackles as per approved drawing & directions of Engineer in Charge. Cement & Steel to be supplied by the client. Details Scope of work: Earth work in excavation depth upto 3.0m, Earthwork in Fillling, PCC-1:3:6, BFS, Shuttering, M-20 Concrete, Reinforcement- Cutting, bending and fixing with 18 gauge annealed wires, 250mm thk. Brickwork with Fly ash, Dismantling of Brick work, Rebar Grouting, Construction joint treatment with epoxy based bonding agent, Conc. Surface hacking & cleaning all complete upto FFL as per drawing and direction of Engineer-In-Charge. | Nos | 36 | 26908.76 | Approved
The Soul, Rajarhat | COMMON INFRASTRUCTURE | Boundary Wall |  | WO/HR01/CIH01/54 | NEW L. N. CONSTRUCTION | Dismantling of RCC | Dismantling of RCC: All charges for doing dismantling of reinforced cement concrete of all thickness and grade as directed by Engineer-in-Charge including barricading the area, providing caution board, cutting of reinforcement steel of the concrete, separating reinforcement steel & debris, all labour, materials, plant & machinery, tools & tackles etc. for all lead & lift, for all level including maintaining dump yard for debris & stacking reinforcement dia wise within the specified lines and levels to the entire satisfaction of Engineer-in-Charge and subsequently if being directed by Engineer-in-Charge, disposing debris at designated dump yard outside of the site premises as specified by statutory authorities under contractor’s own arrangement including all statutory sanction and royalties if any shall be paid by the contractor. | Cum. | 23.5 | 2100 | Approved
The Soul, Rajarhat | COMMON INFRASTRUCTURE | Boundary Wall |  | WO/HR01/CIH01/54 | NEW L. N. CONSTRUCTION | Dismantling of Brickwork: | Dismantling of Brickwork: All charges for doing dismantling of brick work (where 60 % of the bricks shall be recovered, for reconciliation) of all thickness & of all mortar ratio along with its plaster & other finishes as directed by Engineer-in-Charge including barricading the area, providing caution board, separating useable material, non useable material & debris, all labour, materials, plant & machinery, tools & tackles etc. for all lead & lift, for all level including maintaining dump yard for all dismantled material within the specified lines and levels to the entire satisfaction of Engineer-in-Charge and subsequently if being directed by Engineer-in-Charge, disposing full or part of the dismantled material & its debris at designated dump yard outside of the site premises as specified by statutory authorities under contractor’s own arrangement including all statutory sanction and royalties if any shall be paid by the contractor. | Sq.Mtr. | 544 | 204 | Approved
The Soul, Rajarhat | COMMON INFRASTRUCTURE | Boundary Wall |  | WO/HR01/CIH01/54 | NEW L. N. CONSTRUCTION | Reinforcement work | Reinforcement work: Labour charges for fixing Steel Reinforcement (Tor Steel as per IS-1786, Fe 500) for RCC work including transporting, decoiling, straightening, removing loose rust, cutting, bending and placing for all profile and for all lead & lift, binding with 18 gauge annealed wire as per drawing and direction of Engineer-in-Charge. Payment of steel shall be made as per drawing and approved bar bending schedule with permissible laps and paid on the basis of the sectional weights of bar as per relevant I.S. Code. The rate shall include cost of binding wire, chairs, spacers, pins, cover blocks which will not be measured separately for payment. (Reinforcement would be supplied by the employer free of cost, but subjected to reconciliation). | MT | 3.7 | 5800 | Approved
The Soul, Rajarhat | COMMON INFRASTRUCTURE | Boundary Wall |  | WO/HR01/CIH01/54 | NEW L. N. CONSTRUCTION | Shuttering | Shuttering : All charges for providing, fabricating, erecting and fixing in position plained timber, plywood centering and shuttering true to line and level, including propping, staging, shuttering removal, applying shuttering oil, including required bracing, etc. all complete as per drawing and direction of Engineer-in-Charge. Rate shall also include removal and dismantling the aforesaid assembly after specified period complete. | Sq.Mtr. | 375 | 390 | Approved
The Soul, Rajarhat | COMMON INFRASTRUCTURE | Boundary Wall |  | WO/HR01/CIH01/54 | NEW L. N. CONSTRUCTION | RCC M-20 SMC Column: | RCC M-20 SMC Column: All charges for providing and laying M-20 Grade of reinforced cement concrete-by SMC for boundary wall excluding shuttering and reinforcement, including concrete pump, vibrator with complete design of concrete mix as per IS code and relevant special publication , submission of job mix formula after preliminary mix design and testing of concrete cubes as per direction of Engineer-in-Charge. (Cement will be supplied by us, but subjected to reconciliation.) | Cum. | 20 | 5350 | Approved
The Soul, Rajarhat | COMMON INFRASTRUCTURE | Boundary Wall |  | WO/HR01/CIH01/54 | NEW L. N. CONSTRUCTION | RCC M-15 SMC Coping | RCC M-15 SMC Coping : All charges for providing and laying M-15 Grade of reinforced cement concrete-by SMC for boundary wall excluding shuttering and reinforcement, including concrete pump, vibrator with complete design of concrete mix as per IS code and relevant special publication , submission of job mix formula after preliminary mix design and testing of concrete cubes as per direction of Engineer-in-Charge. (Cement will be supplied by us, but subjected to reconciliation.) | Cum. | 9.5 | 5300 | Approved
The Soul, Rajarhat | COMMON INFRASTRUCTURE | Boundary Wall |  | WO/HR01/CIH01/54 | NEW L. N. CONSTRUCTION | 125 mm Thick Brickwork (1:4): | 125 mm Thick Brickwork (1:4): Providing and erection of 125mm thick Brickwork for Boundary Wall with 1st class Fly ash bricks in (1:4) cement mortar including bailing out water , curing etc., complete with all labour , materials and as per drawing , specification , and direction of Engineer-in-Charge. (Cement will be supplied by us.) | Sq.Mtr. | 614.5 | 780 | Approved
The Soul, Rajarhat | COMMON INFRASTRUCTURE | Boundary Wall |  | WO/HR01/CIH01/54 | NEW L. N. CONSTRUCTION | Application of Sika latex: | Application of Sika latex: Charges towards cleaning the concrete surface with wire brush, water etc. to remove all loose dirt, dust, cement latience etc., sealing the cracks (if any) by polymer modified mortar enriched with Sika Latex Power etc., including necessary groove cutting along the construction joints, cleaning properly to remove all loose adhering particles, sealing & chamfering the same with fillet of mortar (Cement: sand – 1:4) admixed with Sika Latex Power, all complete as per manufacturers specification & direction of EIC. | Sq.Mtr. | 391.5 | 35 | Approved
The Soul, Rajarhat | COMMON INFRASTRUCTURE | Boundary Wall |  | WO/HR01/CIH01/54 | NEW L. N. CONSTRUCTION | 12 mm Thick inside Plaster | 12 mm Thick inside Plaster: Providing and laying of Inside plaster 12mm with sand and cement mortar including round off or chamfering of concrete surface , curing etc, complete as per direction of EIC - 12 mm thick sand cement mortar ( 6 parts sand : 1 part cement), at any level. (Cement would be supplied by the employer free of cost, but subjected to reconciliation) | Sq.Mtr. | 1928 | 180 | Approved
The Soul, Rajarhat | COMMON INFRASTRUCTURE | Boundary Wall |  | WO/HR01/CIH01/54 | NEW L. N. CONSTRUCTION | 15 mm Thick Outside Plaster: | 15 mm Thick Outside Plaster: Providing and laying of otside plaster 15mm with sand and cement mortar including round off or chamfering of concrete surface , curing etc, complete as per direction of EIC - 15 mm thick sand cement mortar ( 6 parts sand : 1 part cement), at any level. (Cement would be supplied by the employer free of cost, but subjected to reconciliation) | Sq.Mtr. | 1105.5 | 195 | Approved
The Soul, Rajarhat | COMMON INFRASTRUCTURE | Boundary Wall |  | WO/HR01/CIH01/54 | NEW L. N. CONSTRUCTION | Tharmopolis Between Double Column: | Tharmopolis Between Double Column: Charges for providing and fixing Thermopolis Block between double columns with tools tackles, labour, materials etc.all complete at all levels as per drawing & direction of Engineer-in-Charge. | Sq.Mtr. | 12 | 80 | Approved
The Soul, Rajarhat | COMMON INFRASTRUCTURE | Boundary Wall |  | WO/HR01/CIH01/54 | NEW L. N. CONSTRUCTION | Rebar Grouting (12mm Dia) | All charges for fixing reinforcement bars including drilling & chemical injection in the concrete surface till Plinth level as per the manufacturer's specification either Fischer or Hilti product. At least 10% of the reinforcement shall be tested by Pull Out test as per the instruction of Structural Consultant. The rate shall be inclusive of all labour, material, scaffolding, gangway etc. involved for rebar grouting -Rebar Grouting (12mm Dia) | Nos | 408 | 165 | Approved
The Soul, Rajarhat | COMMON INFRASTRUCTURE | Boundary Wall |  | WO/HR01/CIH01/54 | NEW L. N. CONSTRUCTION | Temporary Fencing | Labour Charges for Fixing of Temporary Fencing with Corrugated sheet as per direction of Engineer-In-Charge. | RMT | 342.5 | 65.6 | Approved
The Soul, Rajarhat | COMMON INFRASTRUCTURE | Boundary Wall |  | WO/HR01/CIH01/54 | NEW L. N. CONSTRUCTION | Corrugated sheet. | Charges for Material Cost of Temporary Fencing with Corrugated sheet. | RMT | 30 | 502.55 | Approved
Primarc Chambers | MARKETING | Marketing Office | Flooring | WO/PCH/PC03/3 | SHAQUIB ENTERPRISES | Charges for providing & cutting, fixing, fitting of Granite Inside Jhulan Patti | Charges for providing & cutting, fixing, fitting of Granite Inside Jhulan Patti proper line & level at all level of Stair including backing as per requirement (1:4), joint grouting (with approved colour), tinex, araldite, putty, oxide, sand, feviquick, proper finishing & cleaning. Work will be as per approved drawing, design, direction of engineer-in-charge. (Rate including all required materials, labours, tools & tackles and necessary arrangements for the work. (Only Cement & granite will be supplied by client. Shifting & lifting of all materials & machineries are in contractor's scope.) | Rft | 143.172 | 51 | Approved
Primarc Chambers | MARKETING | Marketing Office | Flooring | WO/PCH/PC03/3 | SHAQUIB ENTERPRISES | Providing and labour charges for fixing of Granite outside riser patti | Providing and labour charges for fixing of Granite outside riser patti work at Stair cladding over bed of 35-45 mm thick cement mortar (1:4) joints filled with white cement slurry pigmented to match including all finishing as per drawing and direction of Engineer-in-Charge. (Rate including all required materials, labours, tools & tackles and necessary arrangements for the work.) (Only Cement & granite will be supplied by client. Shifting & lifting of all materials & machineries are in contractor's scope.) | Rft | 142.254 | 75 | Approved
Primarc Chambers | MARKETING | Marketing Office | Flooring | WO/PCH/PC03/3 | SHAQUIB ENTERPRISES | Charges for V - Groove making | Charges for V - Groove making with proper line & level at Granite step with proper finishing & cleaning. Work will be as per approved drawing, design, direction of engineer-in-charge. (Rate including all required materials, labours, tools & tackles and necessary arrangements for the work. (Only Cement & tiles will be supplied by client. Shifting & lifting of all materials & machineries are in contractor's scope.) | Rft | 223.958 | 15 | Approved
Primarc Chambers | MARKETING | Marketing Office | Flooring | WO/PCH/PC03/3 | SHAQUIB ENTERPRISES | Charges for providing & cutting, fixing, fitting of granite planter top | Charges for providing & cutting, fixing, fitting of granite planter top upto 250mm with proper line & level at all level including backing as per requirement (1:4), joint grouting (with approved colour), tinex, araldite, putty, oxide, sand, feviquick, proper finishing & cleaning. Work will be as per approved drawing, design, direction of engineer-in-charge. (Rate including all required materials, labours, tools & tackles and necessary arrangements for the work. (Only Cement & granite will be supplied by client. Shifting & lifting of all materials & machineries are in contractor's scope.) | Sq.Ft. | 88.319 | 54 | Approved
Primarc Chambers | MARKETING | Marketing Office | Flooring | WO/PCH/PC03/3 | SHAQUIB ENTERPRISES | Charges for Laying paver block | Charges for Laying paver block of any shade and Colour of approved quality as per IS: 1237-1980 laid in pattern as directed/approved by architect at Outside of project on footpath including necessary underlay complete in all respect with all labour and material. Over 50 mm sand bed including cost of sand. All work should be completed as per drawing & direction of Engineer-in-Charge. Location-Outside of the project footpath (Only paver block supply by client, but subjected to reconciliation). | Sq.Ft. | 192.762 | 25 | Approved
Primarc Chambers | MARKETING | Marketing Office | Flooring | WO/PCH/PC03/3 | SHAQUIB ENTERPRISES | Edge polishing | Labour charges for Edge polishing of Granite step & planter as per drawing and direction of Engineer-In-Charge. | Rft | 219.596 | 33 | Approved
The Soul, Rajarhat | BLOCK | Plumbing/Sanitory | External Plumbing | WO/HR01/BOK01/50 | GOBINDA CHANDRA SAHOO | Gully Pit/ Sewerage Pit | Charges for Construction of water tight brick masonry in Gully Pit / Sewerage Pit as per drawing of following sizes using designated brickwork 230mm in cement sand mortar (1:4), over a bed of Single Layer BFS followed by 75mm thk. PCC (1:4:8), 12 mm thick inside plastering work with cement plaster (1:4) finished with a floating coat of neat cement, 12 mm thk. (1:4) plaster at the outside and making channel and benching in cement concrete (1:2:4), RCC (1:1.5:3) 100 mm thick top slab with 8mm dia reinforcement at 150mm c/c to hold the FRP cover, fixing FRP rectangular type manhole cover, fixing of rung ladder, testing all complete as per specifications and approved drawings. Rates shall include the cost of excavation in all sorts of soil, compacting the base, disposing of surplus earth within the site premises (lead up to 0.5 km), backfilling work after completion of job, all complete. The rate is inclusive of bailing out of water during excavation and shoring work, if required to prevent collapsing of soil. (Only cement , PVC Gully trap, Cover, Rung Ladder, Reinforcement Steel (From Scrap) would be supplied by the Employer but subjected to reconciliation). Work to be done as per drawing and direction of EIC |  | 0 | 0 | Approved
The Soul, Rajarhat | BLOCK | Plumbing/Sanitory | External Plumbing | WO/HR01/BOK01/50 | GOBINDA CHANDRA SAHOO | Gully pit of size 300mm x 300mm X 0.5 mtr avg.depth (cover 2.5 Ton) | Gully pit of size 300mm x 300mm X 0.5 mtr avg.depth (cover 2.5 Ton) | Nos | 36 | 3160 | Approved
The Soul, Rajarhat | BLOCK | Plumbing/Sanitory | External Plumbing | WO/HR01/BOK01/50 | GOBINDA CHANDRA SAHOO | Sewerage Pit 900mm x 450mm X 1.0 mtr avg.depth (cover 40 Ton) | Sewerage Pit 900mm x 450mm X 1.0 mtr avg.depth (cover 40 Ton) | Nos | 38 | 10050 | Approved
The Soul, Rajarhat | BLOCK | Plumbing/Sanitory | External Plumbing | WO/HR01/BOK01/50 | GOBINDA CHANDRA SAHOO | Sewerage Pit 900mm x 450mm X 1.0 mtr avg.depth (cover 5 Ton) | Sewerage Pit 900mm x 450mm X 1.0 mtr avg.depth (cover 5 Ton) | Nos | 30 | 10050 | Approved
The Soul, Rajarhat | BLOCK | Plumbing/Sanitory | External Plumbing | WO/HR01/BOK01/50 | GOBINDA CHANDRA SAHOO | Sewerage Pit 900mm x 600mm depth 1.0 to 1.5 mtr (cover 40 Ton) | Sewerage Pit 900mm x 600mm depth 1.0 to 1.5 mtr (cover 40 Ton) | Nos | 21 | 11920 | Approved
The Soul, Rajarhat | BLOCK | Plumbing/Sanitory | External Plumbing | WO/HR01/BOK01/50 | GOBINDA CHANDRA SAHOO | STP Bypass Arrangement _cast iron Butterfly valve | Charges for fixing, testing and commissioning approved make cast iron Butterfly valve as per IS 780 with C.I. working parts of the following diameters (20 Kg/cm2) (only valves & flange would be supplied by the Employer free of cost, but subjected to reconciliation) (for STP Bypass Arrangement) 250mm dia. | Nos | 0 | 750 | Approved
The Soul, Rajarhat | BLOCK | Plumbing/Sanitory | External Plumbing | WO/HR01/BOK01/50 | GOBINDA CHANDRA SAHOO | Double wall corrugated pipe | Charges for laying, jointing, testing and commissioning laying the following diameters under ground double wall corrugated pipe of HDPE Make/SN-8 pipes with smooth internal and profiled external surface for non pressure under ground drainage and sewerage as per ISO 21138-3 with suitable Snapfit coupler and rubber 'O' Ring for jointing in trenches for all depths and lengths to correct grades levels and alignment including PCC concrete of 75 mm for bedding (1:3:6) pipe supports, 150 mm Silver sand filling along with compaction with water and 75mm thick encasing of the pipes wherever required (in every socket joint, 2 mtr. interval considering socket joint encasing), compacting the base before pcc work, disposing of surplus earth within the site premises (lead up to 0.5 km), backfilling work after completion of job, The rate is inclusive of bailing out of water during excavation and shoring work, testing and making good the leakages if any etc. as per directions of the Engineer-in-charge. (only pipe, fittings and cement would be supplied by the Employer free of cost, but subjected to reconciliation) Work to be done as per drawing and direction of EIC |  | 0 | 0 | Approved
The Soul, Rajarhat | BLOCK | Plumbing/Sanitory | External Plumbing | WO/HR01/BOK01/50 | GOBINDA CHANDRA SAHOO | 310mm dia. | 310mm dia. | RMT | 306.5 | 845 | Approved
The Soul, Rajarhat | BLOCK | Plumbing/Sanitory | External Plumbing | WO/HR01/BOK01/50 | GOBINDA CHANDRA SAHOO | 260mm dia. | 260mm dia. | RMT | 0 | 795 | Approved
The Soul, Rajarhat | BLOCK | Plumbing/Sanitory | External Plumbing | WO/HR01/BOK01/50 | GOBINDA CHANDRA SAHOO | 210mm dia. | 210mm dia. | RMT | 131.5 | 700 | Approved
The Soul, Rajarhat | BLOCK | Plumbing/Sanitory | External Plumbing | WO/HR01/BOK01/50 | GOBINDA CHANDRA SAHOO | 160mm dia. | 160mm dia. | RMT | 373 | 620 | Approved
The Soul, Rajarhat | BLOCK | Plumbing/Sanitory | External Plumbing | WO/HR01/BOK01/50 | GOBINDA CHANDRA SAHOO | 110mm dia. | 110mm dia. | RMT | 50 | 500 | Approved
The Soul, Rajarhat | BLOCK | Plumbing/Sanitory | External Plumbing | WO/HR01/BOK01/50 | GOBINDA CHANDRA SAHOO | 1:3:6 cement concrete _encasing | Providing and laying 1:3:6 cement concrete for, pipe supports and 75 mm thick encasing the pipes where top cushion depth is not adequate , including necessary form work, compaction, etc. All complete as per specifications and directions of the Engineer-in-charge.(only cement would be supplied by the Employer free of cost, but subjected to reconciliation) | Cum. | 33 | 5550 | Approved
The Soul, Rajarhat | BLOCK | Plumbing/Sanitory | External Plumbing | WO/HR01/BOK01/50 | GOBINDA CHANDRA SAHOO | UPVC pipe _STP Bypass | Charges for laying, jointing, testing and commissioning fixing approved make UPVC pipe (Agricultural quality) IS 4985 10 Kgs/cm2) pipes including jointing with solvent cement joints testing, complete as per specifications and directions of the Engineer-in-charge. (only pipe, fittings and cement would be supplied by the Employer free of cost, but subjected to reconciliation) (for STP Bypass Arrangement) 260mm dia. | RMT | 0 | 590 | Approved
The Soul, Rajarhat | BLOCK | Plumbing/Sanitory | External Plumbing | WO/HR01/BOK01/50 | GOBINDA CHANDRA SAHOO | SWR pipes _150mm dia | Charges for laying ,jointing, testing and commissioning, lowering and laying the following diameters of best quality tested SWR pipes (IS : 13592, Type - B) and specials in trenches for all depths and lengths to correct grades, levels and alignments including jointing with testing and making good the leakage if any all complete (Including Excavation) including providing and laying 1:3:6 cement concrete for bedding,150 mm Silver sand filling along with compaction with water, pipe supports and encasing the pipes (in every socket joint, 2 mtr. interval considering socket joint encasing), including necessary form work, compaction, curing de-watering, etc. All complete as per specifications and directions of the Architect.(only SWR pipe and cement would be supplied by the Employer free of cost, but subjected to reconciliation) Work to be done as per drawing and direction of EIC 150mm dia Pipe. | RMT | 0 | 680 | Approved
The Soul, Rajarhat | BLOCK | Plumbing/Sanitory | External Plumbing | WO/HR01/BOK01/50 | GOBINDA CHANDRA SAHOO | 80mm dia. UPVC - Type - A | Charges for laying, jointing, testing and commissioning fixing vent provision for 1st chamber & sewer trap chamber upto terrace level. 80mm dia. UPVC - Type - A | RMT | 0 | 310 | Approved
The Soul, Rajarhat | BLOCK | Plumbing/Sanitory | External Plumbing | WO/HR01/BOK01/50 | GOBINDA CHANDRA SAHOO | Grease trap chamber | Charges for Construction of water tight brick masonry in 2.0m x 1.5m x 1.5m Grease trap chamber of 150mm dia inlet & outlet and MS perforated tray overflow with 100mm dia vent connection, complete as per drawing of following sizes using designated brickwork 230mm in cement sand mortar (1:4), over a bed of Single Layer BFS followed by 75mm thk. PCC (1:4:8), 12 mm thick inside plastering work with cement plaster (1:4) finished with a floating coat of neat cement, 12 mm thk. (1:4) plaster at the outside and making channel and benching in cement concrete (1:2:4), RCC (1:1.5:3) 100 mm thick top slab with 8mm dia reinforcement to hold the FRP cover, fixing 2 nos 900mm x 450mm MS sealed cover, testing etc. all complete as per specifications and approved drawings. Rates shall include the cost of excavation in all sorts of soil, compacting the base, disposing of surplus earth within the site premises (lead up to 0.5 km), backfilling work after completion of job, all complete. The rate is inclusive of bailing out of water during excavation and shoring work, if required to prevent collapsing of soil. (Only cement, Cover, Reinforcement Steel would be supplied by the Employer but subjected to reconciliation). | Nos | 1 | 28239 | Approved
The Soul, Rajarhat | BLOCK | Plumbing/Sanitory | External Plumbing | WO/HR01/BOK01/50 | GOBINDA CHANDRA SAHOO | Storm Pit | Charges for Construction of water tight brick masonry in Storm Pit as per drawing of following sizes using designated brickwork 230mm in cement sand mortar (1:4), over a bed of Single Layer BFS followed by 75mm thk. PCC (1:4:8), 12 mm thick inside plastering work with cement plaster (1:4) finished with a floating coat of neat cement, 12 mm thk. (1:4) plaster at the outside and making channel and benching in cement concrete (1:2:4), RCC (1:1.5:3) 100 mm thick top slab with 8mm dia reinforcement to hold the FRP cover, fixing of THERMO DRAIN FRP heavy type rectangular grating with frame hing type, fixing of rung ladder, including painting the grating with three coats of anti corrosive bitumastic paint testing etc. all complete as per specifications and approved drawings. Rates shall include the cost of excavation in all sorts of soil, compacting the base, disposing of surplus earth within the site premises (lead up to 0.5 km), backfilling work after completion of job, all complete. The rate is inclusive of bailing out of water during excavation and shoring work, if required to prevent collapsing of soil. (Only cement, grating with frame hing type, Rung Ladder, Reinforcement Steel (from Scrap) would be supplied by the Employer but subjected to reconciliation). Work to be done as per drawing and direction of EIC |  | 0 | 0 | Approved
The Soul, Rajarhat | BLOCK | Plumbing/Sanitory | External Plumbing | WO/HR01/BOK01/50 | GOBINDA CHANDRA SAHOO | Storm Pit 300mm x 300mm (cover Size - 300 mm x 300 mm ) avg Depth up to 0.750 (Cover 2.5 Ton) | Storm Pit 300mm x 300mm (cover Size - 300 mm x 300 mm ) avg Depth up to 0.750 (Cover 2.5 Ton) | Nos | 30 | 3450 | Approved
The Soul, Rajarhat | BLOCK | Plumbing/Sanitory | External Plumbing | WO/HR01/BOK01/50 | GOBINDA CHANDRA SAHOO | Storm Pit 450mm x 450mm (cover Size - 450mm x 450 mm ) avg Depth up to 1.0 (Cover 2.5 Ton) | Storm Pit 450mm x 450mm (cover Size - 450mm x 450 mm ) avg Depth up to 1.0 (Cover 2.5 Ton) | Nos | 30 | 5150 | Approved
The Soul, Rajarhat | BLOCK | Plumbing/Sanitory | External Plumbing | WO/HR01/BOK01/50 | GOBINDA CHANDRA SAHOO | Storm Pit 450mm x 450mm (cover Size - 450mm x 450 mm ) avg Depth up to 1.0 (Cover not less than 20 Ton) | Storm Pit 450mm x 450mm (cover Size - 450mm x 450 mm ) avg Depth up to 1.0 (Cover not less than 20 Ton) | Nos | 49 | 5150 | Approved
The Soul, Rajarhat | BLOCK | Plumbing/Sanitory | External Plumbing | WO/HR01/BOK01/50 | GOBINDA CHANDRA SAHOO | Storm Pit 600mm x 600mm (cover Size - 600mm x 450 mm )avg Depth up to 1.0 (Cover not less than 20 Ton) | Storm Pit 600mm x 600mm (cover Size - 600mm x 450 mm )avg Depth up to 1.0 (Cover not less than 20 Ton) | Nos | 14 | 6705 | Approved
The Soul, Rajarhat | BLOCK | Plumbing/Sanitory | External Plumbing | WO/HR01/BOK01/50 | GOBINDA CHANDRA SAHOO | Storm Pit 600mm x 600mm (cover Size - 600mm x 450 mm ) avg Depth up to 1.0 - 1.2 mtr (Cover not less than 20 Ton) | Storm Pit 600mm x 600mm (cover Size - 600mm x 450 mm ) avg Depth up to 1.0 - 1.2 mtr (Cover not less than 20 Ton) | Nos | 7 | 6705 | Approved
The Soul, Rajarhat | BLOCK | Plumbing/Sanitory | External Plumbing | WO/HR01/BOK01/50 | GOBINDA CHANDRA SAHOO | Storm Pit 900mm x 600mm (cover Size - 900mm x 450 mm ) avg Depth up to 1.0 (Cover 40 Ton) | Storm Pit 900mm x 600mm (cover Size - 900mm x 450 mm ) avg Depth up to 1.0 (Cover 40 Ton) | Nos | 4 | 8237 | Approved
The Soul, Rajarhat | BLOCK | Plumbing/Sanitory | External Plumbing | WO/HR01/BOK01/50 | GOBINDA CHANDRA SAHOO | Storm Pit 900mm x 600mm (cover Size - 900mm x 450 mm ) avg Depth up to 1.0 to 1.7mtr (Cover 40 Ton) | Storm Pit 900mm x 600mm (cover Size - 900mm x 450 mm ) avg Depth up to 1.0 to 1.7mtr (Cover 40 Ton) | Nos | 27 | 9985 | Approved
The Soul, Rajarhat | BLOCK | Plumbing/Sanitory | External Plumbing | WO/HR01/BOK01/50 | GOBINDA CHANDRA SAHOO | Intercepting chambers | Construction of intercepting chambers in 230mm thick brick masonry in 1:4 cement mortar, Single Layer BFS followed by 75mm thk. PCC in 1:3:6 cement concrete, 12mm thick plaster in 1:4 to both internal & external surface finished with floating coat of neat cement, MS rectangular manhole cover and frame totally weighing not less than 40.0 Tons. curing, complete to specifications. Rates shall include the cost of excavation in all sorts of soil , compacting the base before pcc work, disposing of surplus earth within the site premises ( lead up to 0.5 km), backfilling work after completion of job, including painting the cover with three coats of anti corrosive bitumastic paint before fixing of the Cover etc. all complete. The rate is inclusive of bailing out of water during excavation and shoring work , if required to prevent collapsing of soil. & directions of the Engineer-in-charge. (Including Excavation) (Only cement , Reinforcement Steel, Cover would be supplied by the Employer but subjected to reconciliation) Work to be done as per drawing and direction of EIC |  | 0 | 0 | Approved
The Soul, Rajarhat | BLOCK | Plumbing/Sanitory | External Plumbing | WO/HR01/BOK01/50 | GOBINDA CHANDRA SAHOO | (1250 × 1250 mm) avg depth 1000mm (Electrical) Cover & Frame weighting not less than 40.0 Ton | (1250 × 1250 mm) avg depth 1000mm (Electrical) Cover & Frame weighting not less than 40.0 Ton | Nos | 5 | 12105 | Approved
The Soul, Rajarhat | BLOCK | Plumbing/Sanitory | External Plumbing | WO/HR01/BOK01/50 | GOBINDA CHANDRA SAHOO | (1500 × 1500 mm) avg depth 1000mm (Electrical) Cover & Frame weighting not less than 40.0 Ton | (1500 × 1500 mm) avg depth 1000mm (Electrical) Cover & Frame weighting not less than 40.0 Ton | Nos | 0 | 15220 | Approved
The Soul, Rajarhat | BLOCK | Plumbing/Sanitory | External Plumbing | WO/HR01/BOK01/50 | GOBINDA CHANDRA SAHOO | (1750 × 1500 mm) avg depth 1000mm (Electrical) Cover & Frame weighting not less than 40.0 Ton | (1750 × 1500 mm) avg depth 1000mm (Electrical) Cover & Frame weighting not less than 40.0 Ton | Nos | 0 | 17707 | Approved
The Soul, Rajarhat | BLOCK | Plumbing/Sanitory | External Plumbing | WO/HR01/BOK01/50 | GOBINDA CHANDRA SAHOO | (600 × 600 mm) depth 700mm (ELV) Cover & Frame weighting not less than 40.0 Ton | (600 × 600 mm) depth 700mm (ELV) Cover & Frame weighting not less than 40.0 Ton | Nos | 20 | 5850 | Approved
The Soul, Rajarhat | BLOCK | Plumbing/Sanitory | External Plumbing | WO/HR01/BOK01/50 | GOBINDA CHANDRA SAHOO | Circular Pit | Charges for Construction of water tight brick masonry of circular sewer manholes more than 700 mm depth and less than 1200mm having clear internal dia. At the top 600mm and 1200mm at the bottom with 230mm thick brick masonry in cement mortar 1:4,, 1:2:4 cement concrete foundation, 230mm thick, haunches and benching in 1:2:4 cement concrete, cement plaster 1:4 & 12mm thick both internal and external surface finished with floating coat of neat cement providing & fixing C.I. steps weighing not less than 5.3 kg. each as required at 340mm center to center, FRP circular type manhole cover and frame totally weighing not less than 40.0 Tons. (D 400) fixed over 100mm thick R.C.C. Slab & coping in 1:2:4 cement concrete provided with 8mm dia reinforcement at 150mm center both ways painting the frame, cover & steps with two coats of anticorrosive bitumastic paint, testing, Rates shall include the cost of excavation in all sorts of soil , compacting the base before pcc work, disposing of surplus earth within the site premises ( lead up to 0.5 km), backfilling work after completion of job, mixing of waterproofing compound with sand cement mortar while plastering, fixing of Cover etc. all complete. The rate is inclusive of bailing out of water during excavation and shoring work , if required to prevent collapsing of soil. all complete as per specifications. (Including Excavation).(Only cement , Reinforcement Steel, PVC Rung Ladder, Cover would be supplied by the Employer but subjected to reconciliation) (600 mm, dia Cover 40.00 Ton) Work to be done as per drawing and direction of EIC | Nos | 1 | 8700 | Approved
The Soul, Rajarhat | COMMON INFRASTRUCTURE | Construction Planning & Monitoring Services |  | WO/HR01/CIH01/56 | PS GROUP REALTY PVT LTD | Project Advisory Services | 1. You will regularly coordinate with the Architect of the project 2. You will coordinate with the following consultants and give necessary advice to the Site Project Team. You will also take up with them issues faced at the site. You will organize meetings of project site team with them as and when required. a. BIM Consultant b. Geo Technical Consultant c. PHE Consultant d. Environmental Clearance Consultant e. HVAC Consultant 3. You will vet BOQ and analyze the budget 4. You will monitor budget vs actual and perform variance analysis 5. You will organize fortnightly discussions with the Project site Team. | Nos. | 18 | 2500000 | Amended & Approved
The Soul, Rajarhat | PRE-CONSTRUCTION PHASE | Site Office | Civil and Finishing Work of Site Office | WO/HR01/PCE01/25 | VISWAKARMA FABRICATION | CGI Sheet fixing | Charges for Supply & Fixing of CGI Sheet for Hutment partisan purpose as per direction of EIC 15 Nos.(8'X2.5') | Lump Sum | 1 | 7000 | Approved
The Soul, Rajarhat | BLOCK | Plumbing/Sanitory | External Plumbing | WO/HR01/BOK01/50 | GOBINDA CHANDRA SAHOO | Double wall corrugated pipe | Charges for laying, jointing, testing and commissioning laying the following diameters under ground double wall corrugated pipe of HDPE SN 8 pipes with smooth internal and profiled external surface for non pressure under ground Storm Water as per ISO 21138-3 with suitable Snapfit coupler and rubber 'O' Ring for jointing in trenches for all depths and lengths to correct grades levels and alignment including PCC concrete of 75 mm for bedding (1:3:6) pipe supports 150 mm Silver sand filling along with compaction with water and 75mm thick encasing of the pipes wherever required (in every socket joint, 2 mtr. interval considering socket joint encasing), compacting the base before pcc work, disposing of surplus earth within the site premises (lead up to 0.5 km), backfilling work after completion of job, The rate is inclusive of bailing out of water during excavation and shoring work, testing and making good the leakages if any etc. as per directions of the Engineer-in-charge. (only pipe, fittings and cement would be supplied by the Employer free of cost, but subjected to reconciliation) |  | 0 | 0 | Approved
The Soul, Rajarhat | BLOCK | Plumbing/Sanitory | External Plumbing | WO/HR01/BOK01/50 | GOBINDA CHANDRA SAHOO | 160mm dia. | 160mm dia. | RMT | 993.5 | 620 | Approved
The Soul, Rajarhat | BLOCK | Plumbing/Sanitory | External Plumbing | WO/HR01/BOK01/50 | GOBINDA CHANDRA SAHOO | 310mm dia. | 310mm dia. | RMT | 52 | 845 | Approved
The Soul, Rajarhat | BLOCK | Plumbing/Sanitory | External Plumbing | WO/HR01/BOK01/50 | GOBINDA CHANDRA SAHOO | 260mm dia. | 260mm dia. | RMT | 205 | 795 | Approved
The Soul, Rajarhat | BLOCK | Plumbing/Sanitory | External Plumbing | WO/HR01/BOK01/50 | GOBINDA CHANDRA SAHOO | 210mm dia. | 210mm dia. | RMT | 227 | 700 | Approved
The Soul, Rajarhat | BLOCK | Plumbing/Sanitory | External Plumbing | WO/HR01/BOK01/50 | GOBINDA CHANDRA SAHOO | 1:3:6 cement concrete | Providing and laying 1:3:6 cement concrete for, pipe supports and 75 mm thick encasing the pipes where top cushion depth is not adequate , including necessary form work, compaction, etc. All complete as per specifications and directions of the Engineer-in-charge.(only cement would be supplied by the Employer free of cost, but subjected to reconciliation) | Cum. | 68.5 | 5550 | Approved
The Soul, Rajarhat | BLOCK | Plumbing/Sanitory | External Plumbing | WO/HR01/BOK01/50 | GOBINDA CHANDRA SAHOO | Hume Pipe Laying | Charges for laying ,jointing, testing and commissioning fixing the following diameters R.C.C. Hume (NP2 class) pipes in trenches for all depths and lengths to correct grades levels and alignment including jointing with tarred hemp yarn and cement mortar (1:1) testing and making good the leakage if any etc. Rates shall include the cost of excavation in all sorts of soil , PCC before pipe laying, compacting the base before pcc work, disposing of surplus earth within the site premises ( lead up to 0.5 km), backfilling work after completion of job, all complete. The rate is inclusive of bailing out of water during excavation and shoring work , if required to prevent collapsing of soil. all complete as per specifications and direction of the Engineer-in-charge (Including Excavation). .(only pipe, fittings and cement would be supplied by the Employer free of cost, but subjected to reconciliation) |  | 0 | 0 | Approved
The Soul, Rajarhat | BLOCK | Plumbing/Sanitory | External Plumbing | WO/HR01/BOK01/50 | GOBINDA CHANDRA SAHOO | 200mm dia. FOR (Electrical) | 200mm dia. FOR (Electrical) | RMT | 475.5 | 559 | Approved
The Soul, Rajarhat | BLOCK | Plumbing/Sanitory | External Plumbing | WO/HR01/BOK01/50 | GOBINDA CHANDRA SAHOO | 150mm dia. FOR (Electrical) | 150mm dia. FOR (Electrical) | RMT | 469.5 | 500 | Approved
The Soul, Rajarhat | BLOCK | Plumbing/Sanitory | External Plumbing | WO/HR01/BOK01/50 | GOBINDA CHANDRA SAHOO | 150 mm dia. FOR (ELV) | 150 mm dia. FOR (ELV) | RMT | 375 | 500 | Approved
The Soul, Rajarhat | BLOCK | Plumbing/Sanitory | External Plumbing | WO/HR01/BOK01/50 | GOBINDA CHANDRA SAHOO | HDPE pipe | Charges for Laying, fitting and fixing HDPE pipe (Pe100-PN8 grade/PE63-PN-10) (for under ground water supply) as per IS: 4984 of various dia at up to 1000mm depth from FGL,hunching required and perfect alignment as shown in drawing complete with all sorts of fittings ( e.g tee, bends, elbows, coupler, unions, reducers, flanges etc.) as required, jointed (Fusion Joint) with heat process by machine including, concrete for bedding only bottom of the support,(1:3:6) pipe supports and encasing the pipes every 3mtr & near fittings, and as per instruction of EIC. in case available standard fittings is not possible to use, fabricated fittings as per site requirement / as per drawing is to be used to lay the pipe in specified manner. Rate should be including necessary earthwork in excavation and stacking of earth at convenient locations including dewatering for pipe trenches, backfilling after laying of pipe and dispose of surplus earth up to a lead of 0.5 km. Excavation to include all sorts of earth, hard soil etc. The rate is inclusive of bailing out of water during excavation and shoring work , if required to prevent collapsing of soil.(only pipe, fittings and cement would be supplied by the Employer free of cost, but subjected to reconciliation) |  | 0 | 0 | Approved
The Soul, Rajarhat | BLOCK | Plumbing/Sanitory | External Plumbing | WO/HR01/BOK01/50 | GOBINDA CHANDRA SAHOO | 100mm dia. - Tanker Inlet. | 100mm dia. - Tanker Inlet. | RMT | 30 | 245 | Approved
The Soul, Rajarhat | BLOCK | Plumbing/Sanitory | External Plumbing | WO/HR01/BOK01/50 | GOBINDA CHANDRA SAHOO | 80mm dia. - Municipal Inlet. | 80mm dia. - Municipal Inlet. | RMT | 208 | 235 | Approved
The Soul, Rajarhat | BLOCK | Plumbing/Sanitory | External Plumbing | WO/HR01/BOK01/50 | GOBINDA CHANDRA SAHOO | 50mm dia. - Bore well Inlet. | 50mm dia. - Bore well Inlet. | RMT | 49.5 | 224 | Approved
The Soul, Rajarhat | BLOCK | Plumbing/Sanitory | External Plumbing | WO/HR01/BOK01/50 | GOBINDA CHANDRA SAHOO | 100mm dia. | 100mm dia. | RMT | 286.5 | 245 | Approved
The Soul, Rajarhat | BLOCK | Plumbing/Sanitory | External Plumbing | WO/HR01/BOK01/50 | GOBINDA CHANDRA SAHOO | 65mm dia. | 65mm dia. | RMT | 243 | 224 | Approved
The Soul, Rajarhat | BLOCK | Plumbing/Sanitory | External Plumbing | WO/HR01/BOK01/50 | GOBINDA CHANDRA SAHOO | 50mm dia. | 50mm dia. | RMT | 444.5 | 224 | Approved
The Soul, Rajarhat | BLOCK | Plumbing/Sanitory | External Plumbing | WO/HR01/BOK01/50 | GOBINDA CHANDRA SAHOO | CPVC | Charges for laying ,jointing, testing and commissioning and Fixing heavy class CPVC ASTRAL FLOW GUARD or Equivalent pipes SDR -11 with solvent cement joints including cutting the pipes to correct length testing, including providing an fixing with all types of CPVC fittings all complete. (For Cold Water Piping)(only pipe, fittings would be supplied by the Employer free of cost, but subjected to reconciliation) |  | 0 | 0 | Approved
The Soul, Rajarhat | BLOCK | Plumbing/Sanitory | External Plumbing | WO/HR01/BOK01/50 | GOBINDA CHANDRA SAHOO | 20mm dia. | 20mm dia. | RMT | 0 | 175 | Approved
The Soul, Rajarhat | BLOCK | Plumbing/Sanitory | External Plumbing | WO/HR01/BOK01/50 | GOBINDA CHANDRA SAHOO | Ball/Butterfly valves | Charges for laying ,jointing, testing and commissioning fixing heavy approved make ball/Butterfly valves of the following diameters (20 Kg/cm2) (only valves,MTA & flange would be supplied by the Employer free of cost, but subjected to reconciliation) |  | 0 | 0 | Approved
The Soul, Rajarhat | BLOCK | Plumbing/Sanitory | External Plumbing | WO/HR01/BOK01/50 | GOBINDA CHANDRA SAHOO | 200mm dia.(Butterfly) (for Rain water harvesting ) | 200mm dia.(Butterfly) (for Rain water harvesting ) | Nos | 2 | 585 | Approved
The Soul, Rajarhat | BLOCK | Plumbing/Sanitory | External Plumbing | WO/HR01/BOK01/50 | GOBINDA CHANDRA SAHOO | 100mm dia.(Butterfly) | 100mm dia.(Butterfly) | Nos | 6 | 395 | Approved
The Soul, Rajarhat | BLOCK | Plumbing/Sanitory | External Plumbing | WO/HR01/BOK01/50 | GOBINDA CHANDRA SAHOO | 75mm dia.(Butterfly) | 75mm dia.(Butterfly) | Nos | 2 | 350 | Approved
The Soul, Rajarhat | BLOCK | Plumbing/Sanitory | External Plumbing | WO/HR01/BOK01/50 | GOBINDA CHANDRA SAHOO | 50mm dia.(Ball valve) | 50mm dia.(Ball valve) | Nos | 5 | 210 | Approved
The Soul, Rajarhat | BLOCK | Plumbing/Sanitory | External Plumbing | WO/HR01/BOK01/50 | GOBINDA CHANDRA SAHOO | 20mm dia. (Ball valve) | 20mm dia. (Ball valve) | Nos | 0 | 160 | Approved
The Soul, Rajarhat | BLOCK | Plumbing/Sanitory | External Plumbing | WO/HR01/BOK01/50 | GOBINDA CHANDRA SAHOO | 15mm dia. (Ball valve) | 15mm dia. (Ball valve) | Nos | 0 | 160 | Approved
The Soul, Rajarhat | BLOCK | Plumbing/Sanitory | External Plumbing | WO/HR01/BOK01/50 | GOBINDA CHANDRA SAHOO | D.I. water tank covers | Charges for fixing D.I. water tank covers with frame including fixing the same complete as per detailed drawings (only cover would be supplied by the Employer free of cost, but subjected to reconciliation) 600mm dia. ( DI,Double seal type medium duty ) - | Nos | 16 | 850 | Approved
The Soul, Rajarhat | BLOCK | Plumbing/Sanitory | External Plumbing | WO/HR01/BOK01/50 | GOBINDA CHANDRA SAHOO | Valve Chamber 900 x 600mm upto depth of 600mm | Charges for Construction of water tight brick masonry of valve chamber with 230mm brick masonry in cement mortar 1:4, Single Layer BFS followed by 75mm thk. PCC (1:4:8), concrete foundation, 1:4 cement plaster 12mm thick internal finished with floating coat of neat cement including FRP square type fixed over 100mm thick R.C.C. coping 1:2:4 cement concrete provided with M.S. reinforcements of 8mm dia reinforcement of 150mm c/c both ways, all complete as per specifications (Including Excavation) (Only Valve, cement , Reinforcement Steel, PVC Rung Ladder, Cover would be supplied by the Employer but subjected to reconciliation) Valve Chamber 900 x 600mm upto depth of 600mm (Weighting of cover & frame not less than 40 Ton) | Nos | 1 | 7220 | Approved
The Soul, Rajarhat | BLOCK | Plumbing/Sanitory | External Plumbing | WO/HR01/BOK01/50 | GOBINDA CHANDRA SAHOO | UPVC pipes | Charges for laying ,jointing, testing and commissioning fixing with excavation in trenches for pipes UPVC pipes of I.S.13592- 1992 (type - B, SWR quality) to correct grade, length and alignment including jointing with solvent cement, testing, fixing to G.I brackets/clamps complete as per specifications and directions of the Engineer-in-charge. (only pipe, fittings would be supplied by the Employer free of cost, but subjected to reconciliation) |  | 0 | 0 | Approved
The Soul, Rajarhat | BLOCK | Plumbing/Sanitory | External Plumbing | WO/HR01/BOK01/50 | GOBINDA CHANDRA SAHOO | 110mm O.D. | 110mm O.D. | RMT | 15 | 395 | Approved
The Soul, Rajarhat | BLOCK | Plumbing/Sanitory | External Plumbing | WO/HR01/BOK01/50 | GOBINDA CHANDRA SAHOO | 80mm O.D. | 80mm O.D. | RMT | 0 | 350 | Approved
The Soul, Rajarhat | BLOCK | Plumbing/Sanitory | External Plumbing | WO/HR01/BOK01/50 | GOBINDA CHANDRA SAHOO | UPVC heavy class | Charges for laying ,jointing, testing and commissioning and fixing UPVC heavy class pipe for drains inducing providing and fixing necessary fittings such as elbows, tees union fittings etc. including cutting holes and pockets chasing in the wall or floors as required and making good the same to original conditions after concealing the pipes where required, lagging the concealed pipes testing, all complete as per specifications of the following diameters. (4 Kg/cm2) (only pipe, fittings would be supplied by the Employer free of cost, but subjected to reconciliation). |  | 0 | 0 | Approved
The Soul, Rajarhat | BLOCK | Plumbing/Sanitory | External Plumbing | WO/HR01/BOK01/50 | GOBINDA CHANDRA SAHOO | 40mm dia. | 40mm dia. | RMT | 0 | 240 | Approved
The Soul, Rajarhat | BLOCK | Plumbing/Sanitory | External Plumbing | WO/HR01/BOK01/50 | GOBINDA CHANDRA SAHOO | Filtration Chamber | Charges for Construction of water tight brick masonry in Filtration Chamber of Length 1.5m & breadth 1.0m as per drawing of following sizes using designated brickwork 230mm in cement sand mortar (1:4), filled with filter media aggregates covered with DI grating 12kg wt, over a bed of Single Layer BFS followed by 75mm thk. PCC (1:4:8), 12 mm thick inside plastering work with cement plaster (1:4) finished with a floating coat of neat cement, 12 mm thk. (1:4) plaster at the outside and making channel and benching in cement concrete (1:2:4), RCC (1:1.5:3) 100 mm thick top slab with 8mm dia reinforcement at 150mm c/c to hold the FRP cover, fixing FRP rectangular type manhole cover, fixing of rung ladder, testing all complete as per specifications and approved drawings. Rates shall include the cost of excavation in all sorts of soil, compacting the base, disposing of surplus earth within the site premises (lead up to 0.5 km), backfilling work after completion of job, all complete. The rate is inclusive of bailing out of water during excavation and shoring work, if required to prevent collapsing of soil. (Only cement , PVC Gully trap, Cover, Rung Ladder, Reinforcement Steel would be supplied by the Employer but subjected to reconciliation). | Nos | 3 | 15075 | Approved
The Soul, Rajarhat | OVERHEADS | Corporate Social Responsibility |  | WO/HR01/OHES/35 | Green Alpha Assets Pvt. Ltd. | Plaster | Providing and applying plaster ( to internal walls & Ceiling) with sand and cement mortar including round off or chamfering of concrete surface , curing etc, complete as per direction of EIC - at any floor and level . (Cement and Sand would be supplied by the employer free of cost, but subjected to reconciliation) | Sq.Mtr. | 49 | 202 | Approved
Primarc Chambers | OVERHEAD | Overhead |  | WO/PCH/PC05/1 | Integrated Security Service | Admin Executive | Providing 01 No. Admin Executive at site 6 days a week duty basis. | Months | 17 | 16650 | Approved
The Soul, Rajarhat | COMMON INFRASTRUCTURE | Consultancy Charges | OTHER CONSLUTANTS | WO/HR01/CIH01/55 | Bureau Veritas India Private Ltd | HSE Technical Aduit | Charges for HSE Technical Audit Fees (2 Man Day one for Audit one for report preparation) inclusive of local travel, food and report preparation. | Lump Sum | 1 | 15000 | Approved
The Soul, Rajarhat | BLOCK | Civil | Sub & Super Structure Work | WO/HR01/BOK01/51 | NEW L. N. CONSTRUCTION | Hollow Block Work | Charges for 100 mm Thk. hollow Concrete Block work at lobby opening with (Course sand 5 : Cement 1) Sand cement mortar, with neat finish of block joints for subsequent application of painting [Note: Plaster will not be applied], should be placed in such a way that the vertical and horizontal edges are in the same line, level including the cost of Sand, labour, tools, tackles, scaffolding, curing, cleaning of debris, cutting of blocks with shaw cutter (wherever required), shifting of material etc. complete in all respect, at all level as per approved drawing and direction of EIC. Cement and 375X165X100 hollow Block will be supplied by client free of cost but subjected to reconciliation. | Sq.Mtr. | 238 | 558 | Approved
The Soul, Rajarhat | BLOCK | Civil | Sub & Super Structure Work | WO/HR01/BOK01/52 | MD SATIKUL HOQUE | Hollow Block Work | Charges for 100 mm Thk. hollow Concrete Block work at lobby opening with (Course sand 5 : Cement 1) Sand cement mortar, with neat finish of block joints for subsequent application of painting [Note: Plaster will not be applied], should be placed in such a way that the vertical and horizontal edges are in the same line, level including the cost of Sand, labour, tools, tackles, scaffolding, curing, cleaning of debris, cutting of blocks with shaw cutter (wherever required), shifting of material etc. complete in all respect, at all level as per approved drawing and direction of EIC. Cement and 375X165X100 hollow Block will be supplied by client free of cost but subjected to reconciliation. | Sq.Mtr. | 880 | 518 | Approved
The Soul, Rajarhat | BLOCK | Civil | Sub & Super Structure Work | WO/HR01/BOK01/56 | NEW L. N. CONSTRUCTION | Hollow Block Work | Charges for 100 mm Thk. hollow Concrete Block work at lobby opening with (Course sand 5 : Cement 1) Sand cement mortar, with neat finish of block joints for subsequent application of painting [Note: Plaster will not be applied], should be placed in such a way that the vertical and horizontal edges are in the same line, level including the cost of Sand, labour, tools, tackles, scaffolding, curing, cleaning of debris, cutting of blocks with shaw cutter (wherever required), shifting of material etc. complete in all respect, at all level as per approved drawing and direction of EIC. Cement and 375X165X100 hollow Block will be supplied by client free of cost but subjected to reconciliation. | Sq.Mtr. | 0 | 558 | Approved
The Soul, Rajarhat | BLOCK | Civil | Sub & Super Structure Work | WO/HR01/BOK01/57 | MD SATIKUL HOQUE | Hollow Block Work | Charges for 100 mm Thk. hollow Concrete Block work at lobby opening with (Course sand 5 : Cement 1) Sand cement mortar, with neat finish of block joints for subsequent application of painting [Note: Plaster will not be applied], should be placed in such a way that the vertical and horizontal edges are in the same line, level including the cost of Sand, labour, tools, tackles, scaffolding, curing, cleaning of debris, cutting of blocks with shaw cutter (wherever required), shifting of material etc. complete in all respect, at all level as per approved drawing and direction of EIC. Cement and 375X165X100 hollow Block will be supplied by client free of cost but subjected to reconciliation. | Sq.Mtr. | 1118 | 518 | Approved
The Soul, Rajarhat | BLOCK | Civil | Sub & Super Structure Work | WO/HR01/BOK01/52 | MD SATIKUL HOQUE | Misc. Charges | Charges for loading - unloading, transportation, hire charges for machinery as per direction of Engineer-in-Charge | Sq.Mtr. | 880 | 40 | Approved
The Soul, Rajarhat | BLOCK | Civil | Sub & Super Structure Work | WO/HR01/BOK01/57 | MD SATIKUL HOQUE | Misc. Charges | Charges for loading - unloading, transportation, hire charges for machinery as per direction of Engineer-in-Charge | Sq.Mtr. | 1118 | 40 | Approved
The Soul, Rajarhat | CLUB | Lift |  | WO/HR01/CL07/2 | Schindler India Pvt. Ltd. | 10 passenger Elevator (L1 & L2) | Supply and installation charges for Schindler 3300IN model (Lift 01 & Lift 02) 04 stops and 10 passenger Elevator as per specification attached and direction of Engineer-In-Charge. Location: Club & Podium Handover Date: 31 May 2021 Material Delivery Date: 31 March,2021 | Nos | 2 | 930211.86 | Approved
The Soul, Rajarhat | CLUB | Lift |  | WO/HR01/CL07/2 | Schindler India Pvt. Ltd. | 10 passenger Elevator | Supply and installation charges for Schindler 3300IN model (Lift 04 & Lift 05) 03 stops and 10 passenger Elevator as per specification attached and direction of Engineer-In-Charge. Location: Club & Podium Handover Date: 31 May 2021 Material Delivery Date: 31 March,2021 | Nos | 2 | 875127.97 | Approved
The Soul, Rajarhat | CLUB | Lift |  | WO/HR01/CL07/2 | Schindler India Pvt. Ltd. | 10 passenger Elevator | Supply and installation charges for Schindler 3300IN model (Lift 03_Service Lift) 04 stops and 10 passenger Elevator as per specification attached and direction of Engineer-In-Charge. Location: Club & Podium Handover Date: 31 May 2021 Material Delivery Date: 31 March,2021 | Nos | 1 | 923218.64 | Approved
The Soul, Rajarhat | COMMON INFRASTRUCTURE | Consultancy Charges | OTHER CONSLUTANTS | WO/HR01/CIH01/58 | Skipper Technologies India Pvt Ltd | Service calibration & Parts Repairing Charges | Service calibration & Parts Repairing Charges Period: Nov 2020 |  | 0 | 0 | Approved
The Soul, Rajarhat | COMMON INFRASTRUCTURE | Consultancy Charges | OTHER CONSLUTANTS | WO/HR01/CIH01/58 | Skipper Technologies India Pvt Ltd | Service calibration | Charges for Service & Calibration Topcon Total Station Model CX- 105 (GS 1565) | Set | 1 | 12000 | Approved
The Soul, Rajarhat | COMMON INFRASTRUCTURE | Consultancy Charges | OTHER CONSLUTANTS | WO/HR01/CIH01/58 | Skipper Technologies India Pvt Ltd | CX-LD for Total Station Model CX- | Charges for CX-LD for Total Station Model CX- 105 (GS 1565) (Parts) | Nos | 1 | 18000 | Approved
The Soul, Rajarhat | COMMON INFRASTRUCTURE | Consultancy Charges | OTHER CONSLUTANTS | WO/HR01/CIH01/58 | Skipper Technologies India Pvt Ltd | EDM Repair charges for Total | EDM Repair charges for Total Station Model CX-105 (GS 1565) | Nos | 1 | 4500 | Approved
The Soul, Rajarhat | COMMON INFRASTRUCTURE | Consultancy Charges | OTHER CONSLUTANTS | WO/HR01/CIH01/58 | Skipper Technologies India Pvt Ltd | H-Axis & V-Axis Repair Charges | H-Axis & V-Axis Repair Charges | Nos | 1 | 4000 | Approved
Primarc Chambers | COMMON INFRASTRUCTURE | Consultancy Charges |  | WO/PCH/PC04/4 | Practice Design Pvt. Ltd. | Consultancy charges for Architectural, Structural, MEP, BOH,MoEF, Landscaping | Consultancy charges for Architectural, Structural, MEP, BOH,MoEF, Landscaping |  | 0 | 0 | Approved
Primarc Chambers | COMMON INFRASTRUCTURE | Consultancy Charges |  | WO/PCH/PC04/4 | Practice Design Pvt. Ltd. | Architectural Consultancy | Charges for Consultancy services for the Architectural discipline (All Working Ares + Interiors for Common areas excluding retail) | Sq.Ft. | 144000 | 28 | Approved
Primarc Chambers | COMMON INFRASTRUCTURE | Consultancy Charges |  | WO/PCH/PC04/4 | Practice Design Pvt. Ltd. | Architectural Consultancy | Charges for Consultancy services for the Architectural discipline (All Parking areas) | Sq.Ft. | 36000 | 12 | Approved
Primarc Chambers | COMMON INFRASTRUCTURE | Consultancy Charges |  | WO/PCH/PC04/4 | Practice Design Pvt. Ltd. | Structure | Charges for Consultancy services for the Structural discipline. | Sq.Ft. | 180000 | 5 | Approved
Primarc Chambers | COMMON INFRASTRUCTURE | Consultancy Charges |  | WO/PCH/PC04/4 | Practice Design Pvt. Ltd. | MEP (All working areas) | Charges for Consultancy services for the MEP discipline (All working areas) | Sq.Ft. | 144000 | 8 | Approved
Primarc Chambers | COMMON INFRASTRUCTURE | Consultancy Charges |  | WO/PCH/PC04/4 | Practice Design Pvt. Ltd. | MEP (All Parking areas) | Charges for Consultancy services for the MEP discipline (All Parking areas) | Sq.Ft. | 36000 | 4 | Approved
The Soul, Rajarhat | OVERHEADS | Corporate Social Responsibility |  | WO/HR01/OHES/38 | A.M. Enterprise | Tiles Fixing | Labour charges for Tiles Fixing as per direction of EIC. 1. 300X300 Ceramic Floor Tiles (Approx. Area 163 SQFT) 2.300X450 Ceramic Tiles at wall Dado (Approx. Area 534 SQFT) Cement, Sand, Tiles Supplied by Client but subjected to reconciliation. | Lump Sum | 1 | 17000 | Approved
The Soul, Rajarhat | OVERHEADS | Corporate Social Responsibility |  | WO/HR01/OHES/38 | A.M. Enterprise | Paint | Supply of material & Labour charges for paint work at 1. Plaster surface area (Approx. 525 SQFT) with distemper. 2. Grill Paint (One coat red oxide primer & two coats of enamel paint) 3. 3 Nos. Tin Door Enamel Paint. | Lump Sum | 1 | 8500 | Approved
SOUTHWINDS PROJECT LLP (PHASE - III & IV) | BLOCK PHASE - III | Piling Work |  | WO/SP34/BP34/2 | M.A Construction | BORED PILE:500 MM DIA | Installation of R.C.C Bored cast-in-situ pile by DMC method, boring through all types of soil up to founding level , including mobilization of piling rigs, plants & equipment’s, setting out of piles as per drawing and approving the same from the Engineer in charge, placing of concrete by tremie method, providing adequate projection of pile above testing level (Cut-off level) as per drawing, specifications as per IS:2911(part-1) and direction of Engineer -in-charge. Length of the Piles shall be measured as per SHAFT LENGTH (as mentioned in drawing) of the same. The rates are inclusive of projected concrete (600mm above CUTOFF level), Cost of boring, cost of sand & aggregates (as per design mix submitted by you & approved by Structural Engineer/South winds Projects LLP), Cost of Bentonite solution, Construction of VAT (made with brick walls) for circulation of water, straightening, cutting to length, bending hooked ends, binding in position of reinforcement bars to shape and size as detailed and approved bar bending schedules, including welding wherever necessary as per drawing & specifications, including approved cement mortar spacer blocks / cover blocks and 18 gauge MS annealed binding wire and such other works that are required to make it complete as per drawing and direction of E-I-C. handling & shifting from bar bending yard, lowering of reinforcement cages, pouring of concrete and finally removal of spoils / slurry and earth including cleaning & reinstating the site to original condition etc. as required and as per direction of E-I-C .Contractor is to ensure safe load bearing capacity of each as specified, all accessories, shifting of machinery from one bore location to another, removal of excavated earth with all lifts and lead supplying fabricating, fitting, fixing and handling of temporary MS casing of required dia and length, No separate payment shall be made for Rolling Margin, Laps, Chairs, and Spacers etc Note : i) Minimum 400kg cement shall be used for per Cum of concrete and slump should be 150mm-180mm. Ii) Grade of concrete-M25 |  | 0 | 0 | Amended & Approved
SOUTHWINDS PROJECT LLP (PHASE - III & IV) | BLOCK PHASE - III | Piling Work |  | WO/SP34/BP34/2 | M.A Construction | BLOCK-13 | BLOCK-13 | RMT | 4458.9 | 700 | Approved
SOUTHWINDS PROJECT LLP (PHASE - III & IV) | BLOCK PHASE - III | Piling Work |  | WO/SP34/BP34/2 | M.A Construction | BLOCK-15 | BLOCK-15 | RMT | 2726.2 | 700 | Approved
SOUTHWINDS PROJECT LLP (PHASE - III & IV) | BLOCK PHASE - III | Piling Work |  | WO/SP34/BP34/2 | M.A Construction | BLOCK-16 | BLOCK-16 | RMT | 2493.4 | 700 | Approved
SOUTHWINDS PROJECT LLP (PHASE - III & IV) | BLOCK PHASE - III | Piling Work |  | WO/SP34/BP34/2 | M.A Construction | Empty boring | Empty boring shall be measured from the existing ground level to projection of concrete above cut off level of Bored piles : 500 mm dia. |  | 0 | 0 | Amended & Approved
SOUTHWINDS PROJECT LLP (PHASE - III & IV) | BLOCK PHASE - III | Piling Work |  | WO/SP34/BP34/2 | M.A Construction | BLOCK-13 | BLOCK-13 | RMT | 598.535 | 612 | Approved
SOUTHWINDS PROJECT LLP (PHASE - III & IV) | BLOCK PHASE - III | Piling Work |  | WO/SP34/BP34/2 | M.A Construction | BLOCK-14 | BLOCK-14 | RMT | 899.74 | 612 | Approved
SOUTHWINDS PROJECT LLP (PHASE - III & IV) | BLOCK PHASE - III | Piling Work |  | WO/SP34/BP34/2 | M.A Construction | BLOCK-15 | BLOCK-15 | RMT | 271.95 | 612 | Approved
SOUTHWINDS PROJECT LLP (PHASE - III & IV) | BLOCK PHASE - III | Piling Work |  | WO/SP34/BP34/2 | M.A Construction | BLOCK-16 | BLOCK-16 | RMT | 237.24 | 612 | Approved
SOUTHWINDS PROJECT LLP (PHASE - III & IV) | BLOCK PHASE - III | Piling Work |  | WO/SP34/BP34/1 | SHARIQUE ENTERPRISE | Supply of Material for Cast-in-situ Bored pile | Supply of Material ( Like sand, stone etc. as per T & C ) for Cast-in-situ Bored pile work as per specification, drawing & direction of EIC. |  | 0 | 0 | Amended & Approved
SOUTHWINDS PROJECT LLP (PHASE - III & IV) | BLOCK PHASE - III | Piling Work |  | WO/SP34/BP34/1 | SHARIQUE ENTERPRISE | BLOCK-13 | BLOCK-13 | RMT | 19 | 900 | Approved
SOUTHWINDS PROJECT LLP (PHASE - III & IV) | BLOCK PHASE - III | Piling Work |  | WO/SP34/BP34/1 | SHARIQUE ENTERPRISE | BLOCK-14 | BLOCK-14 | RMT | 5991.05 | 900 | Approved
SOUTHWINDS PROJECT LLP (PHASE - III & IV) | BLOCK PHASE - III | Piling Work |  | WO/SP34/BP34/1 | SHARIQUE ENTERPRISE | BLOCK-15 | BLOCK-15 | RMT | 38.6 | 900 | Approved
SOUTHWINDS PROJECT LLP (PHASE - III & IV) | BLOCK PHASE - III | Piling Work |  | WO/SP34/BP34/1 | SHARIQUE ENTERPRISE | BLOCK-16 | BLOCK-16 | RMT | 57 | 900 | Approved
Primarc Chambers | MARKETING | Marketing Office |  | WO/PCH/PC03/21 | ZED SECURITY SERVICES | Supply & Installation of CCTV System | Supply & Installation of CCTV System |  | 0 | 0 | Approved
Primarc Chambers | MARKETING | Marketing Office |  | WO/PCH/PC03/21 | ZED SECURITY SERVICES | IR Varifocal Bullet Camera | Supply and Installation of IR Varifocal Bullet Camera, 30-40 Mtr. (1.3 Megapixel IP66, Turbo HD Output upto 720P Resolution with 2.8-12mm Verifocal Lens upto 40Mtr IR Distance. Make: Hikvision at Marketing Office as per drawing and direction of Engineer-In-Charge | Nos | 0 | 3125 | Approved
Primarc Chambers | MARKETING | Marketing Office |  | WO/PCH/PC03/21 | ZED SECURITY SERVICES | IR Bullet, 30 Mtr. 1 megapixel IP66 | Supply and Installation of IR Bullet, 30 Mtr. 1 megapixel IP66, Turbo HD output upto 720p resolution with 3.6 mm lens upto 30mm IR distance Metal Body. Make: Hikvision at Marketing Office as per drawing and direction of Engineer-In-Charge. | Nos | 2 | 1375 | Approved
Primarc Chambers | MARKETING | Marketing Office |  | WO/PCH/PC03/21 | ZED SECURITY SERVICES | IR Dome, 20 Mtr. 1 megapixel IP66 | Supply and Installation of IR Dome, 20 Mtr. 1 megapixel IP66, Turbo HD output upto 720p resolution with 3.6 mm lens upto 20mm IR distance Metal Body. Make: Hikvision at Marketing Office as per drawing and direction of Engineer-In-Charge. | Nos | 3 | 1095 | Approved
Primarc Chambers | MARKETING | Marketing Office |  | WO/PCH/PC03/21 | ZED SECURITY SERVICES | SMPS Power Supply. | Supply and Installation of SMPS Power Supply. Make: ERD at Marketing Office as per drawing and direction of Engineer-In-Charge. | Nos | 5 | 245 | Approved
Primarc Chambers | MARKETING | Marketing Office |  | WO/PCH/PC03/21 | ZED SECURITY SERVICES | 16 CH DVR channel metal body DVR | Supply and Installation of 16 CH DVR channel metal body DVR with 1 sata port with HDMI VGA output upto 1080p resolution. Make: Hikvision at Marketing Office as per drawing and direction of Engineer-In-Charge. | Nos | 1 | 9800 | Approved
Primarc Chambers | MARKETING | Marketing Office |  | WO/PCH/PC03/21 | ZED SECURITY SERVICES | 2 TB Surveillance Hard Disk | Supply and Installation of 2 TB Surveillance Hard Disk (15 days backup) Make: Seagate at Marketing Office as per drawing and direction of Engineer-In-Charge. | Nos | 1 | 5550 | Approved
Primarc Chambers | MARKETING | Marketing Office |  | WO/PCH/PC03/21 | ZED SECURITY SERVICES | BNC Jack | Supply and Installation of BNC Jack at Marketing Office as per drawing and direction of Engineer-In-Charge. | Nos | 10 | 40 | Approved
Primarc Chambers | MARKETING | Marketing Office |  | WO/PCH/PC03/21 | ZED SECURITY SERVICES | DC Jack | Supply and Installation of DC Jack at Marketing Office as per drawing and direction of Engineer-In-Charge. | Nos | 5 | 40 | Approved
Primarc Chambers | MARKETING | Marketing Office |  | WO/PCH/PC03/21 | ZED SECURITY SERVICES | Out Door Weather proof Junction Box | Supply and Installation of Out Door Weather proof Junction Box at Marketing Office as per drawing and direction of Engineer-In-Charge. | Nos | 4 | 350 | Approved
Primarc Chambers | MARKETING | Marketing Office |  | WO/PCH/PC03/21 | ZED SECURITY SERVICES | PVC 4’’x4’’ Junction Box | Supply and Installation of PVC 4’’x4’’ Junction Box at Marketing Office as per drawing and direction of Engineer-In-Charge | Nos | 1 | 75 | Approved
Primarc Chambers | MARKETING | Marketing Office |  | WO/PCH/PC03/21 | ZED SECURITY SERVICES | 4U DVR Housing Rack | Supply and Installation of 4U DVR Housing Rack with all Accessories- Netrack/Valrack at Marketing Office as per drawing and direction of Engineer-In-Charge. | Nos | 1 | 3650 | Approved
Primarc Chambers | MARKETING | Marketing Office |  | WO/PCH/PC03/21 | ZED SECURITY SERVICES | 650 VA UPS, | Supply and Installation of 650 VA UPS, Make: Zebronics at Marketing Office as per drawing and direction of Engineer-In-Charge. | Nos | 1 | 2090 | Approved
Primarc Chambers | MARKETING | Marketing Office |  | WO/PCH/PC03/21 | ZED SECURITY SERVICES | 19’’ LED Monitor | Supply and Installation of 19’’ LED Monitor, Make: LG/AOC at Marketing Office as per drawing and direction of Engineer-In-Charge. | Nos | 1 | 4750 | Approved
Primarc Chambers | MARKETING | Marketing Office |  | WO/PCH/PC03/21 | ZED SECURITY SERVICES | Monitor Wall Mounting Accessories | Supply and Installation of Monitor Wall Mounting Accessories at Marketing Office as per drawing and direction of Engineer-In-Charge. | Nos | 1 | 400 | Approved
Primarc Chambers | MARKETING | Marketing Office |  | WO/PCH/PC03/21 | ZED SECURITY SERVICES | RG-6 Video Cable, | Supply and Installation of RG-6 Video Cable, Make: Finolex at Marketing Office as per drawing and direction of Engineer-In-Charge. (Measurement will be at per actual) | Mtrs. | 412.5 | 20 | Approved
Primarc Chambers | MARKETING | Marketing Office |  | WO/PCH/PC03/21 | ZED SECURITY SERVICES | 2 Core Power Cable | Supply and Installation of 2 Core Power Cable, Make: Polycab at Marketing Office as per drawing and direction of Engineer-In-Charge. (Measurement will be at per actual) | Mtrs. | 200.5 | 20 | Approved
Primarc Chambers | MARKETING | Marketing Office |  | WO/PCH/PC03/21 | ZED SECURITY SERVICES | 25 mm PVC Conduit | Supply and Installation of 25 mm PVC Conduit Pipe-ISI, Make: AKG at Marketing Office as per drawing and direction of Engineer-In-Charge. (Measurement will be at per actual) | Mtrs. | 173 | 34 | Approved
Primarc Chambers | MARKETING | Marketing Office |  | WO/PCH/PC03/21 | ZED SECURITY SERVICES | Cable Jointer | Supply & Installation of Cable Jointer at Marketing office as per drawing and direction of Engineer-In-Charge. | Nos | 12 | 50 | Approved
Primarc Chambers | MARKETING | Marketing Office |  | WO/PCH/PC03/21 | ZED SECURITY SERVICES | F Type Connector | Supply and Installation of F Type Connector at Marketing office as per drawing and direction of Engineer-in-Charge. | Nos | 24 | 50 | Approved
The Soul, Rajarhat | MARKETING | Marketing Office | General Cost | WO/HR01/MKT01/122 | IMPEX ENTERPRISES | Weather Coat | Providing & applying of one coat of approved External Primer followed by One coat Exterior weather coat paint for the outside walls of Marketing office building including boundary walls as per approved shade, up to the required height including all surface cleaned by water jetting (if required), scrapping with hard coir brush, filling of cracks with approved crack filler prior to application of paint, necessary scaffolding if required as per direction of engineer in charge. Material shall be applied after sample approval of engineer in charge. Brand: Asian / ICI / Berger / Akzonable | Sq.Ft. | 3039 | 4.75 | Approved
The Soul, Rajarhat | MARKETING | Marketing Office | General Cost | WO/HR01/MKT01/122 | IMPEX ENTERPRISES | Enamel Paint | Providing & applying of touch-up Red-Oxide Primer & two coat of Synthetic enamel paint (MAT Finish) at exterior boundary railings and roof view gallery as per approved shade, up to required height including scraping, sand papering, as per direction of engineer in charge. Note: Material shall be applied after sample approval of engineer in charge. Brand: Asian / ICI / Berger / Akzonable | Sq.Ft. | 1560 | 5 | Approved
The Soul, Rajarhat | COMMON INFRASTRUCTURE | Boundary Wall |  | WO/HR01/CIH01/57 | A B S Enterprise | Labour Cost: | Labour Cost: Labour charges for Removing and Re-fixing of Power cable, Site illumination Cable, CCTV line, Telephone line at Boundary wall as per direction of EIC. (Boundary wall approx. length 813 RMT) | Nos | 35 | 425 | Approved
SOUTHWINDS PROJECT LLP (PHASE - III & IV) | COMMON INFRASTRUCTURE - PHASE III & IV | Land Development |  | WO/SP34/CI34/16 | NEW ANANDA NURSERY | Tree cutting & replantation work | Tree cutting & replantation work |  | 0 | 0 | Approved
SOUTHWINDS PROJECT LLP (PHASE - III & IV) | COMMON INFRASTRUCTURE - PHASE III & IV | Land Development |  | WO/SP34/CI34/16 | NEW ANANDA NURSERY | Tree Cutting | "Labour charges for tree cutting/ removing from existing location ( 70 katha ) & stacked at desired location including all Tools , Tackles , rope Machine etc. for complet the job as per direction of EIC. The following trees are to be cut from their existing location :- 1) 1 no Coconut tree (dia-400 mm ) 2) 1 no Coconut tree (dia-300 mm ) 3) 1 no Coconut tree (dia-420 mm ) 4) 1 no Coconut tree (dia-210 mm ) 5) 1 no Coconut tree (dia-280 mm ) 6) 1 no Coconut tree (dia-320 mm ) 7) 1 no Coconut tree (dia-170 mm )" | Nos | 7 | 500 | Approved
SOUTHWINDS PROJECT LLP (PHASE - III & IV) | COMMON INFRASTRUCTURE - PHASE III & IV | Land Development |  | WO/SP34/CI34/16 | NEW ANANDA NURSERY | Tree Cutting-betel nut | "Labour charges for tree cutting/ removing from existing location ( 70 katha ) & stacked at desired location including all Tools , Tackles , rope Machine etc. for complet the job as per direction of EIC. The following trees are to be cut from their existing location :- 1) Betel nut ( Supari ) tree " | Nos | 54 | 100 | Approved
SOUTHWINDS PROJECT LLP (PHASE - III & IV) | COMMON INFRASTRUCTURE - PHASE III & IV | Land Development |  | WO/SP34/CI34/16 | NEW ANANDA NURSERY | Tree replantation work | Labour Charges for 7 no tree replantation work from existing location ( 70 katha ) to approved location including all Tools , Tackles , rope , any type of manure etc. for complet the job as per direction of EIC. Only 21 no Bamboo are provided by client to support the trees. 1) 1 no Jamrul tree (dia-220 mm ) 2) 1 no Litchi tree (dia-180 mm ) 3) 1 no Litchi tree (dia-190 mm ) 4) 1 no Litchi tree (dia-170 mm ) 5) 1 no Litchi tree (dia-160 mm ) 6) 1 no Bel tree (dia-210 mm ) 7) 1 no Mango tree (dia-320 mm ) | Lump Sum | 1 | 16000 | Approved
SOUTHWINDS PROJECT LLP (PHASE - III & IV) | COMMON INFRASTRUCTURE - PHASE III & IV | Land Development |  | WO/SP34/CI34/16 | NEW ANANDA NURSERY | Charges for loading - unloading | Charges for loading - unloading, transportation, hire charges for machinery as per direction of Engineer-in-Charge. | Lump Sum | 1 | 996 | Approved
Primarc Chambers | MARKETING | Housekeeping |  | WO/PCH/PC03/22 | Integrated Security Service | Housekeeping cum pantry boy at Marketing Office | Providing 01 (one) no. Housekeeping cum pantry boy at Marketing Office BOQ Qty. Total days of contract = 61 days Holidays = 1 days Total days of duty = 61+1 = 62 Days | Duties | 62 | 445 | Approved
Primarc Chambers | MARKETING | Sample Office |  | WO/PCH/PC03/23 | Carrier Airconditioning and Refrigeration Ltd. | Annual maintenance charge for Air conditioning machines-VRF 6Ton | Annual Maintenance Charges for 1 no. Carrier make Air Conditioning Machines of 6 Ton capacity at Sample Office. Machine Serial No- 92600469 Scope of work is same as mentioned in your maintenance contract agreement. (Period- 01.12.2020 to 30.11.2021) | Ton | 6 | 3500 | Approved
SOUTHWINDS PROJECT LLP (PHASE - III & IV) | BLOCK PHASE - III | Civil | Sub & Super Structure Work | WO/SP34/BP34/4 | M.A Construction | EARTH WORK IN EXCAVATION | GENERAL NOTE Unless otherwise specified all the activities/Items shall Include all Labours and materials and shall be done as per the specifications, approved drawings/details, and instructions issued from the Engineer at all depths, locations & heights etc. complete. The quoted rate also should include the cost of shifting to the required locations, floors, tools & tackles, machineries and including all taxes, duties, Octroi, Levies etc. complete. Rates are not inclusive of GST EARTH WORK IN EXCAVATION General earthwork excavation in all types of soil, any kind of backfilled material for levelling & lowering the ground level up to the pcc bottom ( As shown in the drawing ), stacking the excavated earth & disposable material where ever indicated in site, up to a lead of 50m including filling depressions wherever necessary, watering, consolidating, etc. complete. Contractor shall get acquainted with site conditions, nature of soil and adopt suitable adequate dewatering system as deemed fit for the nature of soil, prevailing water table and water collected by runoff or rain to get the surface reasonably dry for laying pcc at the time of execution, provide necessary soring system so that execution will not be hampered or delayed. etc complete as per the instruction of Engineer. The rates shall also include for royalty charges, obtaining permission for excavation and all other related matters from concerned authorities, keeping the site and approach roads neat and clean, maintaining appropriate slope of sides of excavation to prevent collapse of earth, dewatering etc. to the satisfaction of Engineer. The Contractor shall be paid only for excavation as actual / as per IS 1200 / discretion of EIC. |  | 0 | 0 | Approved
SOUTHWINDS PROJECT LLP (PHASE - III & IV) | BLOCK PHASE - III | Civil | Sub & Super Structure Work | WO/SP34/BP34/4 | M.A Construction | UP TO 1.50 METERS | UP TO 1.50 METERS BLOCK-11 | Cum. | 31.908 | 198 | Approved
SOUTHWINDS PROJECT LLP (PHASE - III & IV) | BLOCK PHASE - III | Civil | Sub & Super Structure Work | WO/SP34/BP34/4 | M.A Construction | UP TO 1.50 METERS | UP TO 1.50 METERS BLOCK-12 | Cum. | 0 | 198 | Approved
SOUTHWINDS PROJECT LLP (PHASE - III & IV) | BLOCK PHASE - III | Civil | Sub & Super Structure Work |  |  | UP TO 1.50 METERS | UP TO 1.50 METERS BLOCK-13 | Cum. |  |  | Approved
SOUTHWINDS PROJECT LLP (PHASE - III & IV) | BLOCK PHASE - III | Civil | Sub & Super Structure Work |  |  | UP TO 1.50 METERS | UP TO 1.50 METERS BLOCK-14 | Cum. |  |  | Approved
SOUTHWINDS PROJECT LLP (PHASE - III & IV) | BLOCK PHASE - III | Civil | Sub & Super Structure Work |  |  | UP TO 1.50 METERS | UP TO 1.50 METERS BLOCK-15 | Cum. |  |  | Approved
SOUTHWINDS PROJECT LLP (PHASE - III & IV) | BLOCK PHASE - III | Civil | Sub & Super Structure Work |  |  | UP TO 1.50 METERS | UP TO 1.50 METERS BLOCK-16 | Cum. |  |  | Approved
SOUTHWINDS PROJECT LLP (PHASE - III & IV) | BLOCK PHASE - III | Civil | Sub & Super Structure Work |  |  | UP TO 1.50 METERS | UP TO 1.50 METERS MLCP | Cum. |  |  | Approved
SOUTHWINDS PROJECT LLP (PHASE - III & IV) | BLOCK PHASE - III | Civil | Sub & Super Structure Work | WO/SP34/BP34/4 | M.A Construction | 1.50 - 3.00 METERS | 1.50 - 3.00 METERS BLOCK-11 | Cum. | 0 | 231 | Approved
SOUTHWINDS PROJECT LLP (PHASE - III & IV) | BLOCK PHASE - III | Civil | Sub & Super Structure Work | WO/SP34/BP34/4 | M.A Construction | 1.50 - 3.00 METERS | 1.50 - 3.00 METERS BLOCK-12 | Cum. | 0 | 231 | Approved
SOUTHWINDS PROJECT LLP (PHASE - III & IV) | BLOCK PHASE - III | Civil | Sub & Super Structure Work |  |  | 1.50 - 3.00 METERS | 1.50 - 3.00 METERS BLOCK-13 | Cum. |  |  | Approved
SOUTHWINDS PROJECT LLP (PHASE - III & IV) | BLOCK PHASE - III | Civil | Sub & Super Structure Work |  |  | 1.50 - 3.00 METERS | 1.50 - 3.00 METERS BLOCK-14 | Cum. |  |  | Approved
SOUTHWINDS PROJECT LLP (PHASE - III & IV) | BLOCK PHASE - III | Civil | Sub & Super Structure Work |  |  | 1.50 - 3.00 METERS | 1.50 - 3.00 METERS BLOCK-15 | Cum. |  |  | Approved
SOUTHWINDS PROJECT LLP (PHASE - III & IV) | BLOCK PHASE - III | Civil | Sub & Super Structure Work |  |  | 1.50 - 3.00 METERS | 1.50 - 3.00 METERS BLOCK-16 | Cum. |  |  | Approved
SOUTHWINDS PROJECT LLP (PHASE - III & IV) | BLOCK PHASE - III | Civil | Sub & Super Structure Work |  |  | 1.50 - 3.00 METERS | 1.50 - 3.00 METERS MLCP | Cum. |  |  | Approved
SOUTHWINDS PROJECT LLP (PHASE - III & IV) | BLOCK PHASE - III | Civil | Sub & Super Structure Work |  |  | 3.0 - 4.5 METERS | 3.0 - 4.5 METERS BLOCK-13 | Cum. |  |  | Approved
SOUTHWINDS PROJECT LLP (PHASE - III & IV) | BLOCK PHASE - III | Civil | Sub & Super Structure Work |  |  | 3.0 - 4.5 METERS | 3.0 - 4.5 METERS BLOCK-14 | Cum. |  |  | Approved
SOUTHWINDS PROJECT LLP (PHASE - III & IV) | BLOCK PHASE - III | Civil | Sub & Super Structure Work |  |  | 4.5 - 6.0 METERS | 4.5 - 6.0 METERS BLOCK-13 | Cum. |  |  | Approved
SOUTHWINDS PROJECT LLP (PHASE - III & IV) | COMMON INFRASTRUCTURE - PHASE III & IV | Consultancy Charges | OTHER CONSLUTANTS | WO/SP34/CI34/17 | Kamal Cogent Energy Pvt. Ltd. | Micro Climate Analysis | Charges for Micro Climate Analysis Report, details scope of work is as per WO/SW01/CISW/86. | Lump Sum | 1 | 90000 | Approved
Primarc Chambers | BLOCK | Piling Work |  | WO/PCH/PC01/3 | GEO Piling Solutions | Piling work | Piling work |  | 0 | 0 | Amended & Approved
Primarc Chambers | BLOCK | Piling Work |  | WO/PCH/PC01/3 | GEO Piling Solutions | Piling work | Charges for Boring, Providing and Installing 600 mm dia working pile by DMC Mechanical method including pouring of RMC and placing & fixing in position TMT steel bar reinforcement for RCC in situ work, cost of supplying, cutting, bending and binding with 18 gauge MS annealed binding wire, cement concrete spacer blocks etc., complete strictly as per (IS:2911 [Part I/Sec. 2] drawings, specifications and as directed by the Engineer. This rate is also inclusive of empty boring & filled with available soil from EGL. Rate also includes charges for placing M-30 grade RCC for piling works. The cement concrete should have an ultimate crushing strength of not less than 300Kg/sq.cm on 15 cm x 15cm x 15cm Cube at 28 days and its cement content not less than 400 Kg/cum. rate shall include cost all tools & tackles, equipments, plant and machiney. Rate also includes charges for cutting bending and tying of reinforcement (Tot Steel as per 15-1786, Fe 500J lowering the cage for piling work including welding transporting, decoiling straightenin& removing loose rust and binding with 18 gaug€ annealed wire to the entire satisfaction of EIC. The rate shall include cost ofbindin€ wire, cover blocks which will not be measured separately for payment The pile reinforcemenl shall be properly welded as per IS specification at all joints both in case of main reinforcement and lateral ties etc including all completion as per drawing and decision. Rate also includes making Slurry vats at pre approved location of site, using bentonite, removal & shifting of bentonite slurry , solid, semisolid liquid muck fom vat/drain. dry/wet soil mixed with bentonite and the surplus earth excavated from vat to outside of the site premises by tanker & other tansport. (Note: Only Cement, RMC and Reinforcement will be supplied by Client, but subjected to reconciliation). The length of piles shall be measured from EGL to Pile Toe (Termination Level) as shown in the drawing. | RMT | 7100 | 450 | Approved
Primarc Chambers | BLOCK | Piling Work |  | WO/PCH/PC01/3 | GEO Piling Solutions | Load test | All charges for conduction Routine Vertical Load Test considering pile capacity 155.0 M.T. Kentiledge loading will be done upto 290.0 M.T by RCC Blocks including all arrangements and with tested and approved gauges including all labour & material complete and dismantling the platform after the test and furnishing the test results to the Consultant before proceeding with further piling works. Testing to be done by Concrete block ncluding Mobilization & De-mobilization charges and preparation of Pile Head. Taking necessary Reading and Submitting Two copies of reports etc. as per direction of Engineer-in-charge. The test should be done strictly as per IS-2911 (Part 4) 1985. | Nos | 2 | 225000 | Approved
The Soul, Rajarhat | COMMON INFRASTRUCTURE | Painting |  |  |  | Crack repair | Providing and labour charges for repairing hairline brick masonry/concrete wall cracks (up to 5-10mm width): Clean the crack from any kind of laitance, oils, wax, polish etc. Remove loose particles from joints. The edge of the cracks / Joints should be neat and sound. Hairline cracks must be widened up by cutting plaster V shape, followed by filling with Sikaflex Construction AP paste using a putty knife or spatula. Level the surface. All the work will be done as per direction of EIC | RMT |  |  | Approved
SOUTHWINDS PROJECT LLP (PHASE - III & IV) | BLOCK PHASE - III | Civil | Sub & Super Structure Work | WO/SP34/BP34/4 | M.A Construction | Filling with excavated earth available at site | Filling in foundation ( Up to plinth level ) and under floors with selected earth in layers (Height should be as per Specification ) including watering, ramming, consolidation etc. as directed. The rates are inclusive of all labours, tools/tackles, pumps, vibratory roller/earth compactor temporary works, etc. complete [ Measurement should be as per specification. ] Filling with excavated earth available at site. |  | 0 | 0 | Approved
SOUTHWINDS PROJECT LLP (PHASE - III & IV) | BLOCK PHASE - III | Civil | Sub & Super Structure Work | WO/SP34/BP34/4 | M.A Construction | BRICK FLAT SOLING | BRICK FLAT SOLING All charges for SINGLE LAYER BRICK FLAT SOLING including preparation of soil / sand filling bed and filling the joints with available sand / earth, watering etc complete as per drawing, specification & as directed by E-I-C. |  | 0 | 0 | Approved
SOUTHWINDS PROJECT LLP (PHASE - III & IV) | BLOCK PHASE - III | Civil | Sub & Super Structure Work | WO/SP34/BP34/4 | M.A Construction | PLAIN CEMENT CONCRETE | PLAIN CEMENT CONCRETE Providing, mixing and laying in position Plain cement concrete as applicable including necessary manpower, plant, machinary, tools, tackles and whatsoever for placing, spreading, compacting by tamping /mechanical vibrator,, levelling concrete to any depth and for all leads including curing of concrete, supply of all water and necessary piping, dewatering and keeping the area dry to receive the concrete, protecting the newly placed concrete from rain with PVC sheets, as per the instructions of the Engineer, clearing the area of debris, any other ancillary works related to this activity etc complete to the satisfaction of the Engineer. The rate shall also include for all centering, shuttering required to complete the work as per the instruction and satisfaction of Engineer. [ Measurement should be as per specification. ] |  | 0 | 0 | Approved
SOUTHWINDS PROJECT LLP (PHASE - III & IV) | BLOCK PHASE - III | Civil | Sub & Super Structure Work | WO/SP34/BP34/4 | M.A Construction | P.C.C.-1:3:6 with 20mm down stone chips BLOCK-11 | P.C.C.-1:3:6 with 20mm down stone chips BLOCK-11 | Cum. | 0 | 1500 | Approved
SOUTHWINDS PROJECT LLP (PHASE - III & IV) | BLOCK PHASE - III | Civil | Sub & Super Structure Work | WO/SP34/BP34/4 | M.A Construction | P.C.C.-1:3:6 with 20mm down stone chips BLOCK-12 | P.C.C.-1:3:6 with 20mm down stone chips BLOCK-12 | Cum. | 0 | 1500 | Approved
SOUTHWINDS PROJECT LLP (PHASE - III & IV) | BLOCK PHASE - III | Civil | Sub & Super Structure Work |  |  | P.C.C.-1:3:6 with 20mm down stone chips BLOCK-13 | P.C.C.-1:3:6 with 20mm down stone chips BLOCK-13 | Cum. |  |  | Approved
SOUTHWINDS PROJECT LLP (PHASE - III & IV) | BLOCK PHASE - III | Civil | Sub & Super Structure Work |  |  | P.C.C.-1:3:6 with 20mm down stone chips BLOCK-14 | P.C.C.-1:3:6 with 20mm down stone chips BLOCK-14 | Cum. |  |  | Approved
SOUTHWINDS PROJECT LLP (PHASE - III & IV) | BLOCK PHASE - III | Civil | Sub & Super Structure Work |  |  | P.C.C.-1:3:6 with 20mm down stone chips BLOCK-15 | P.C.C.-1:3:6 with 20mm down stone chips BLOCK-15 | Cum. |  |  | Approved
SOUTHWINDS PROJECT LLP (PHASE - III & IV) | BLOCK PHASE - III | Civil | Sub & Super Structure Work |  |  | P.C.C.-1:3:6 with 20mm down stone chips BLOCK-16 | P.C.C.-1:3:6 with 20mm down stone chips BLOCK-16 | Cum. |  |  | Approved
SOUTHWINDS PROJECT LLP (PHASE - III & IV) | BLOCK PHASE - III | Civil | Sub & Super Structure Work |  |  | P.C.C.-1:3:6 with 20mm down stone chips MLCP | P.C.C.-1:3:6 with 20mm down stone chips MLCP | Cum. |  |  | Approved
SOUTHWINDS PROJECT LLP (PHASE - III & IV) | BLOCK PHASE - III | Civil | Sub & Super Structure Work | WO/SP34/BP34/4 | M.A Construction | M20 with 20mm down stone chips BLOCK-11 | M20 with 20mm down stone chips BLOCK-11 | Cum. | 71.223 | 1500 | Approved
SOUTHWINDS PROJECT LLP (PHASE - III & IV) | BLOCK PHASE - III | Civil | Sub & Super Structure Work | WO/SP34/BP34/4 | M.A Construction | M20 with 20mm down stone chips BLOCK-12 | M20 with 20mm down stone chips BLOCK-12 | Cum. | 54.411 | 1500 | Approved
SOUTHWINDS PROJECT LLP (PHASE - III & IV) | BLOCK PHASE - III | Civil | Sub & Super Structure Work |  |  | M20 with 20mm down stone chips BLOCK-13 | M20 with 20mm down stone chips BLOCK-13 | Cum. |  |  | Approved
SOUTHWINDS PROJECT LLP (PHASE - III & IV) | BLOCK PHASE - III | Civil | Sub & Super Structure Work |  |  | M20 with 20mm down stone chips BLOCK-14 | M20 with 20mm down stone chips BLOCK-14 | Cum. |  |  | Approved
SOUTHWINDS PROJECT LLP (PHASE - III & IV) | BLOCK PHASE - III | Civil | Sub & Super Structure Work |  |  | M20 with 20mm down stone chips BLOCK-15 | M20 with 20mm down stone chips BLOCK-15 | Cum. |  |  | Approved
SOUTHWINDS PROJECT LLP (PHASE - III & IV) | BLOCK PHASE - III | Civil | Sub & Super Structure Work |  |  | M20 with 20mm down stone chips BLOCK-16 | M20 with 20mm down stone chips BLOCK-16 | Cum. |  |  | Approved
SOUTHWINDS PROJECT LLP (PHASE - III & IV) | BLOCK PHASE - III | Civil | Sub & Super Structure Work |  |  | M20 with 20mm down stone chips MLCP | M20 with 20mm down stone chips MLCP | Cum. |  |  | Approved
SOUTHWINDS PROJECT LLP (PHASE - III & IV) | BLOCK PHASE - III | Civil | Sub & Super Structure Work | WO/SP34/BP34/4 | M.A Construction | REINFORCED CEMENT CONCRETE. (UPTO PLINTH LVL.) | REINFORCED CEMENT CONCRETE. Providing, mixing and laying in position Cement Concrete of appropriate grade to all type of R .C.C. work with 20 mm down graded machine crushed stone aggregates and coarse sand of approved grade including mixing admixture of any kind with concrete wherever specified for all types of R .C.C. work in foundations, footing, column base, strip foundation, raft, slab, machine foundations, column of all sizes and shapes, all types of beams (plinth beams, tie beam, floor beam) and all types of slabs (floor slabs, suspended floor slabs, cantilever slab, sloping slab etc .), walls, staircases, underground water tanks, UG tanks of STP and basements, retaining walls, drop walls, fins etc. The rate shall include for Placing, laying and compacting the concrete of various grades in position at all levels, depths and in all required shapes/profiles/inclinations as per specification/I.S. codes or as directed by the Engineer In Charge. The rate shall also include the Non Destructive Test ( If Required ), the cost of necessary labour, plant and machineries, cover block in PVC / cement mortar 1:1, curing pipes / hessian cloth, required water and necessary piping, tools and tackles, making the surface good to receive the finishes, dewatering and keeping the area dry to receive the concrete, making and placing concrete cover blocks of same grade/ PVC Cover blocks, making provision of stand-by vibrators and needles, buttering with cement slurry, removing laitance from surface, providing the construction joints, openings, application of cementitious bonding agents at the construction joints, protecting the newly placed concrete from rain / heat with PVC sheets, marking the date of concreting, collecting concrete samples in cube moulds making necessary arrangements for curing and ponding, clearing the area of debris etc. complete as directed and to the satisfaction by the Engineer In Charge. (Shuttering and reinforcement work will be measured and paid separately). UPTO PLINTH LVL. |  | 0 | 0 | Approved
SOUTHWINDS PROJECT LLP (PHASE - III & IV) | BLOCK PHASE - III | Civil | Sub & Super Structure Work | WO/SP34/BP34/4 | M.A Construction | UPTO PLINTH LVL. BLOCK-11 M25 | UPTO PLINTH LVL. BLOCK-11 M25 | Cum. | 23.778 | 1500 | Approved
SOUTHWINDS PROJECT LLP (PHASE - III & IV) | BLOCK PHASE - III | Civil | Sub & Super Structure Work | WO/SP34/BP34/4 | M.A Construction | UPTO PLINTH LVL. BLOCK-11 M30 | UPTO PLINTH LVL. BLOCK-11 M30 | Cum. | 35.686 | 1500 | Approved
Primarc Chambers | PRE-CONSTRUCTION PHASE | Electrical | DG Cost | WO/PCH/PC02/6 | Genset India Pvt. Ltd. | 62.5 KVA (model:- 4KSWTC105R1) DG Servicing work | 62.5 KVA (model:- 4KSWTC105R1) DG Servicing work |  | 0 | 0 | Approved
Primarc Chambers | PRE-CONSTRUCTION PHASE | Electrical | DG Cost | WO/PCH/PC02/7 | Genset India Pvt. Ltd. | 62.5 KVA (model:- 4KSWTC105R1) DG Servicing work | 62.5 KVA (model:- 4KSWTC105R1) DG Servicing work |  | 0 | 0 | Approved
Primarc Chambers | PRE-CONSTRUCTION PHASE | Electrical | DG Cost | WO/PCH/PC02/6 | Genset India Pvt. Ltd. | Fuel Filter (P) | Supply of Fuel Filter (P) as per direction of EIC. | Nos | 1 | 356 | Approved
Primarc Chambers | PRE-CONSTRUCTION PHASE | Electrical | DG Cost | WO/PCH/PC02/7 | Genset India Pvt. Ltd. | Fuel Filter (P) | Supply of Fuel Filter (P) as per direction of EIC. | Nos | 1 | 356 | Approved
Primarc Chambers | PRE-CONSTRUCTION PHASE | Electrical | DG Cost | WO/PCH/PC02/6 | Genset India Pvt. Ltd. | Lub Oil Filter | Supply of Lub Oil Filter as per direction of EIC. | Nos | 1 | 1150 | Approved
Primarc Chambers | PRE-CONSTRUCTION PHASE | Electrical | DG Cost | WO/PCH/PC02/7 | Genset India Pvt. Ltd. | Lub Oil Filter | Supply of Lub Oil Filter as per direction of EIC. | Nos | 1 | 1150 | Approved
Primarc Chambers | PRE-CONSTRUCTION PHASE | Electrical | DG Cost | WO/PCH/PC02/6 | Genset India Pvt. Ltd. | Lub Oil 15W-40 | Supply of Lub Oil 15W-40 as per direction of EIC. | Nos. | 15 | 280 | Approved
Primarc Chambers | PRE-CONSTRUCTION PHASE | Electrical | DG Cost | WO/PCH/PC02/7 | Genset India Pvt. Ltd. | Lub Oil 15W-40 | Supply of Lub Oil 15W-40 as per direction of EIC. | Nos. | 15 | 280 | Approved
Primarc Chambers | PRE-CONSTRUCTION PHASE | Electrical | DG Cost | WO/PCH/PC02/6 | Genset India Pvt. Ltd. | Coolant | Supply of Coolant as per direction of E | Nos | 3 | 235 | Approved
Primarc Chambers | PRE-CONSTRUCTION PHASE | Electrical | DG Cost | WO/PCH/PC02/7 | Genset India Pvt. Ltd. | Coolant | Supply of Coolant as per direction of E | Nos | 3 | 235 | Approved
Primarc Chambers | PRE-CONSTRUCTION PHASE | Electrical | DG Cost | WO/PCH/PC02/6 | Genset India Pvt. Ltd. | Battery Charger | Supply of Battery Charger as per direction of EIC. | Nos | 1 | 4000 | Approved
Primarc Chambers | PRE-CONSTRUCTION PHASE | Electrical | DG Cost | WO/PCH/PC02/7 | Genset India Pvt. Ltd. | Battery Charger | Supply of Battery Charger as per direction of EIC. | Nos | 1 | 4000 | Approved
Primarc Chambers | PRE-CONSTRUCTION PHASE | Electrical | DG Cost | WO/PCH/PC02/6 | Genset India Pvt. Ltd. | Radiator acid washing | Charges for Radiator Acid washing as per direction of EIC. | Job | 1 | 3500 | Approved
Primarc Chambers | PRE-CONSTRUCTION PHASE | Electrical | DG Cost | WO/PCH/PC02/7 | Genset India Pvt. Ltd. | Radiator acid washing | Charges for Radiator Acid washing as per direction of EIC. | Job | 1 | 3500 | Approved
Primarc Chambers | PRE-CONSTRUCTION PHASE | Electrical | DG Cost | WO/PCH/PC02/6 | Genset India Pvt. Ltd. | Canopy & Engine painting | Charges for painting work for Canopy and Engine as per direction of EIC. Colour Code: Slate Grey RAL 7015 | Job | 1 | 15000 | Approved
Primarc Chambers | PRE-CONSTRUCTION PHASE | Electrical | DG Cost | WO/PCH/PC02/7 | Genset India Pvt. Ltd. | Canopy & Engine painting | Charges for painting work for Canopy and Engine as per direction of EIC. Colour Code: Slate Grey RAL 7015 | Job | 1 | 15000 | Approved
Primarc Chambers | PRE-CONSTRUCTION PHASE | Electrical | DG Cost | WO/PCH/PC02/6 | Genset India Pvt. Ltd. | Services charges | Services charges all complete as per direction of EIC. | Job | 1 | 2500 | Approved
Primarc Chambers | PRE-CONSTRUCTION PHASE | Electrical | DG Cost | WO/PCH/PC02/7 | Genset India Pvt. Ltd. | Services charges | Services charges all complete as per direction of EIC. | Job | 1 | 2500 | Approved
Primarc Chambers | PRE-CONSTRUCTION PHASE | Electrical | DG Cost | WO/PCH/PC02/6 | Genset India Pvt. Ltd. | Transportation Charges. | Transportation Charges. | Lump Sum | 1 | 1500 | Approved
Primarc Chambers | PRE-CONSTRUCTION PHASE | Electrical | DG Cost | WO/PCH/PC02/7 | Genset India Pvt. Ltd. | Transportation Charges. | Transportation Charges. | Lump Sum | 1 | 1500 | Approved
SOUTHWINDS PROJECT LLP (PHASE - III & IV) | BLOCK PHASE - III | Civil | Sub & Super Structure Work | WO/SP34/BP34/4 | M.A Construction | UPTO PLINTH LVL. BLOCK-11 M35 | UPTO PLINTH LVL. BLOCK-11 M35 | Cum. | 0 | 0 | Approved
SOUTHWINDS PROJECT LLP (PHASE - III & IV) | BLOCK PHASE - III | Civil | Sub & Super Structure Work | WO/SP34/BP34/4 | M.A Construction | UPTO PLINTH LVL. BLOCK-12 M25 | UPTO PLINTH LVL. BLOCK-12 M25 | Cum. | 0.897 | 1500 | Approved
SOUTHWINDS PROJECT LLP (PHASE - III & IV) | BLOCK PHASE - III | Civil | Sub & Super Structure Work | WO/SP34/BP34/4 | M.A Construction | UPTO PLINTH LVL. BLOCK-12 M30 | UPTO PLINTH LVL. BLOCK-12 M30 | Cum. | 26.874 | 1500 | Approved
SOUTHWINDS PROJECT LLP (PHASE - III & IV) | BLOCK PHASE - III | Civil | Sub & Super Structure Work | WO/SP34/BP34/4 | M.A Construction | UPTO PLINTH LVL. BLOCK-12 M35 | UPTO PLINTH LVL. BLOCK-12 M35 | Cum. | 0 | 0 | Approved
SOUTHWINDS PROJECT LLP (PHASE - III & IV) | BLOCK PHASE - III | Civil | Sub & Super Structure Work |  |  | UPTO PLINTH LVL. BLOCK-13 M25 | UPTO PLINTH LVL. BLOCK-13 M25 | Cum. |  |  | Approved
SOUTHWINDS PROJECT LLP (PHASE - III & IV) | BLOCK PHASE - III | Civil | Sub & Super Structure Work |  |  | UPTO PLINTH LVL. BLOCK-13 M30 | UPTO PLINTH LVL. BLOCK-13 M30 | Cum. |  |  | Approved
SOUTHWINDS PROJECT LLP (PHASE - III & IV) | BLOCK PHASE - III | Civil | Sub & Super Structure Work |  |  | UPTO PLINTH LVL. BLOCK-13 M35 | UPTO PLINTH LVL. BLOCK-13 M35 | Cum. |  |  | Approved
SOUTHWINDS PROJECT LLP (PHASE - III & IV) | BLOCK PHASE - III | Civil | Sub & Super Structure Work |  |  | UPTO PLINTH LVL. BLOCK-14 M25 | UPTO PLINTH LVL. BLOCK-14 M25 | Cum. |  |  | Approved
SOUTHWINDS PROJECT LLP (PHASE - III & IV) | BLOCK PHASE - III | Civil | Sub & Super Structure Work |  |  | UPTO PLINTH LVL. BLOCK-14 M30 | UPTO PLINTH LVL. BLOCK-14 M30 | Cum. |  |  | Approved
SOUTHWINDS PROJECT LLP (PHASE - III & IV) | BLOCK PHASE - III | Civil | Sub & Super Structure Work |  |  | UPTO PLINTH LVL. BLOCK-14 M35 | UPTO PLINTH LVL. BLOCK-14 M35 | Cum. |  |  | Approved
SOUTHWINDS PROJECT LLP (PHASE - III & IV) | BLOCK PHASE - III | Civil | Sub & Super Structure Work |  |  | UPTO PLINTH LVL. BLOCK-15 M25 | UPTO PLINTH LVL. BLOCK-15 M25 | Cum. |  |  | Approved
SOUTHWINDS PROJECT LLP (PHASE - III & IV) | BLOCK PHASE - III | Civil | Sub & Super Structure Work |  |  | UPTO PLINTH LVL. BLOCK-15 M30 | UPTO PLINTH LVL. BLOCK-15 M30 | Cum. |  |  | Approved
SOUTHWINDS PROJECT LLP (PHASE - III & IV) | BLOCK PHASE - III | Civil | Sub & Super Structure Work |  |  | UPTO PLINTH LVL. BLOCK-15 M35 | UPTO PLINTH LVL. BLOCK-15 M35 | Cum. |  |  | Approved
SOUTHWINDS PROJECT LLP (PHASE - III & IV) | BLOCK PHASE - III | Civil | Sub & Super Structure Work |  |  | UPTO PLINTH LVL. BLOCK-16 M25 | UPTO PLINTH LVL. BLOCK-16 M25 | Cum. |  |  | Approved
SOUTHWINDS PROJECT LLP (PHASE - III & IV) | BLOCK PHASE - III | Civil | Sub & Super Structure Work |  |  | UPTO PLINTH LVL. BLOCK-16 M30 | UPTO PLINTH LVL. BLOCK-16 M30 | Cum. |  |  | Approved
SOUTHWINDS PROJECT LLP (PHASE - III & IV) | BLOCK PHASE - III | Civil | Sub & Super Structure Work |  |  | UPTO PLINTH LVL. BLOCK-16 M35 | UPTO PLINTH LVL. BLOCK-16 M35 | Cum. |  |  | Approved
SOUTHWINDS PROJECT LLP (PHASE - III & IV) | BLOCK PHASE - III | Civil | Sub & Super Structure Work |  |  | UPTO PLINTH LVL. MLCP M25 | UPTO PLINTH LVL. MLCP M25 | Cum. |  |  | Approved
SOUTHWINDS PROJECT LLP (PHASE - III & IV) | BLOCK PHASE - III | Civil | Sub & Super Structure Work |  |  | UPTO PLINTH LVL. MLCP M30 | UPTO PLINTH LVL. MLCP M30 | Cum. |  |  | Approved
SOUTHWINDS PROJECT LLP (PHASE - III & IV) | BLOCK PHASE - III | Civil | Sub & Super Structure Work |  |  | UPTO PLINTH LVL. MLCP M35 | UPTO PLINTH LVL. MLCP M35 | Cum. |  |  | Approved
SOUTHWINDS PROJECT LLP (PHASE - III & IV) | BLOCK PHASE - III | Civil | Sub & Super Structure Work | WO/SP34/BP34/4 | M.A Construction | REINFORCED CEMENT CONCRETE. (ABOVE PLINTH LVL TO ROOF & ABOVE ROOF LVL) | REINFORCED CEMENT CONCRETE. Providing, mixing and laying in position Cement Concrete of appropriate grade to all type of R .C.C. work with 20 mm down graded machine crushed stone aggregates and coarse sand of approved grade including mixing admixture of any kind with concrete wherever specified for all types of R .C.C. work in foundations, footing, column base, strip foundation, raft, slab, machine foundations, column of all sizes and shapes, all types of beams (plinth beams, tie beam, floor beam) and all types of slabs (floor slabs, suspended floor slabs, cantilever slab, sloping slab etc .), walls, staircases, underground water tanks, UG tanks of STP and basements, retaining walls, drop walls, fins etc. The rate shall include for Placing, laying and compacting the concrete of various grades in position at all levels, depths and in all required shapes/profiles/inclinations as per specification/I.S. codes or as directed by the Engineer In Charge. The rate shall also include the Non Destructive Test ( If Required ), the cost of necessary labour, plant and machineries, cover block in PVC / cement mortar 1:1, curing pipes / hessian cloth, required water and necessary piping, tools and tackles, making the surface good to receive the finishes, dewatering and keeping the area dry to receive the concrete, making and placing concrete cover blocks of same grade/ PVC Cover blocks, making provision of stand-by vibrators and needles, buttering with cement slurry, removing laitance from surface, providing the construction joints, openings, application of cementitious bonding agents at the construction joints, protecting the newly placed concrete from rain / heat with PVC sheets, marking the date of concreting, collecting concrete samples in cube moulds making necessary arrangements for curing and ponding, clearing the area of debris etc. complete as directed and to the satisfaction by the Engineer In Charge. (Shuttering and reinforcement work will be measured and paid separately). ABOVE PLINTH LVL TO ROOF & ABOVE ROOF LVL |  | 0 | 0 | Approved
SOUTHWINDS PROJECT LLP (PHASE - III & IV) | BLOCK PHASE - III | Civil | Sub & Super Structure Work | WO/SP34/BP34/4 | M.A Construction | ABOVE PLINTH LVL BLOCK-11 M25 | ABOVE PLINTH LVL BLOCK-11 M25 | Cum. | 2987.904 | 1500 | Approved
SOUTHWINDS PROJECT LLP (PHASE - III & IV) | BLOCK PHASE - III | Civil | Sub & Super Structure Work | WO/SP34/BP34/4 | M.A Construction | ABOVE PLINTH LVL BLOCK-11 M30 | ABOVE PLINTH LVL BLOCK-11 M30 | Cum. | 360.309 | 1500 | Approved
SOUTHWINDS PROJECT LLP (PHASE - III & IV) | BLOCK PHASE - III | Civil | Sub & Super Structure Work | WO/SP34/BP34/4 | M.A Construction | ABOVE PLINTH LVL BLOCK-11 M35 | ABOVE PLINTH LVL BLOCK-11 M35 | Cum. | 0 | 0 | Approved
SOUTHWINDS PROJECT LLP (PHASE - III & IV) | BLOCK PHASE - III | Civil | Sub & Super Structure Work | WO/SP34/BP34/4 | M.A Construction | Extra Charges 4th floor above to 8th floor level | Extra Charges 4th floor above to 8th floor level as per drawing and direction of EIC. BLOCK-11 | Cum. | 904.881 | 175 | Approved
SOUTHWINDS PROJECT LLP (PHASE - III & IV) | BLOCK PHASE - III | Civil | Sub & Super Structure Work | WO/SP34/BP34/4 | M.A Construction | Extra Charges 8th floor above to 12th floor level | Extra Charges 8th floor above to 12th floor level as per drawing and direction of EIC. BLOCK-11 | Cum. | 904.881 | 335 | Approved
SOUTHWINDS PROJECT LLP (PHASE - III & IV) | BLOCK PHASE - III | Civil | Sub & Super Structure Work | WO/SP34/BP34/4 | M.A Construction | Extra Charges 12th floor above to 16th floor level | Extra Charges 12th floor above to 16th floor level as per drawing and direction of EIC. BLOCK-11 | Cum. | 497.27 | 442 | Approved
SOUTHWINDS PROJECT LLP (PHASE - III & IV) | BLOCK PHASE - III | Civil | Sub & Super Structure Work | WO/SP34/BP34/4 | M.A Construction | ABOVE PLINTH LVL BLOCK-12 M25 | ABOVE PLINTH LVL BLOCK-12 M25 | Cum. | 1859.637 | 1500 | Approved
SOUTHWINDS PROJECT LLP (PHASE - III & IV) | BLOCK PHASE - III | Civil | Sub & Super Structure Work | WO/SP34/BP34/4 | M.A Construction | ABOVE PLINTH LVL BLOCK-12 M30 | ABOVE PLINTH LVL BLOCK-12 M30 | Cum. | 235.501 | 1500 | Approved
SOUTHWINDS PROJECT LLP (PHASE - III & IV) | BLOCK PHASE - III | Civil | Sub & Super Structure Work | WO/SP34/BP34/4 | M.A Construction | ABOVE PLINTH LVL BLOCK-12 M35 | ABOVE PLINTH LVL BLOCK-12 M35 | Cum. | 0 | 0 | Approved
SOUTHWINDS PROJECT LLP (PHASE - III & IV) | BLOCK PHASE - III | Civil | Sub & Super Structure Work | WO/SP34/BP34/4 | M.A Construction | Extra Charges 4th floor above to 8th floor level as per drawing and direction of EIC. BLOCK-12 | Extra Charges 4th floor above to 8th floor level as per drawing and direction of EIC. BLOCK-12 | Cum. | 662.24 | 175 | Approved
SOUTHWINDS PROJECT LLP (PHASE - III & IV) | BLOCK PHASE - III | Civil | Sub & Super Structure Work | WO/SP34/BP34/4 | M.A Construction | Extra Charges 8th floor above to 12th floor level as per drawing and direction of EIC. BLOCK-12 | Extra Charges 8th floor above to 12th floor level as per drawing and direction of EIC. BLOCK-12 | Cum. | 696.206 | 335 | Approved
SOUTHWINDS PROJECT LLP (PHASE - III & IV) | BLOCK PHASE - III | Civil | Sub & Super Structure Work | WO/SP34/BP34/4 | M.A Construction | Extra Charges 12th floor above to 16th floor level as per drawing and direction of EIC. BLOCK-12 | Extra Charges 12th floor above to 16th floor level as per drawing and direction of EIC. BLOCK-12 | Cum. | 0 | 442 | Approved
SOUTHWINDS PROJECT LLP (PHASE - III & IV) | BLOCK PHASE - III | Civil | Sub & Super Structure Work |  |  | ABOVE PLINTH LVL BLOCK-13 M25 | ABOVE PLINTH LVL BLOCK-13 M25 | Cum. |  |  | Approved
SOUTHWINDS PROJECT LLP (PHASE - III & IV) | BLOCK PHASE - III | Civil | Sub & Super Structure Work |  |  | ABOVE PLINTH LVL BLOCK-13 M30 | ABOVE PLINTH LVL BLOCK-13 M30 | Cum. |  |  | Approved
SOUTHWINDS PROJECT LLP (PHASE - III & IV) | BLOCK PHASE - III | Civil | Sub & Super Structure Work |  |  | ABOVE PLINTH LVL BLOCK-13 M35 | ABOVE PLINTH LVL BLOCK-13 M35 | Cum. |  |  | Approved
SOUTHWINDS PROJECT LLP (PHASE - III & IV) | BLOCK PHASE - III | Civil | Sub & Super Structure Work |  |  | Extra Charges 4th floor above to 8th floor level as per drawing and direction of EIC. BLOCK-13 | Extra Charges 4th floor above to 8th floor level as per drawing and direction of EIC. BLOCK-13 | Cum. |  |  | Approved
SOUTHWINDS PROJECT LLP (PHASE - III & IV) | BLOCK PHASE - III | Civil | Sub & Super Structure Work |  |  | Extra Charges 8th floor above to 12th floor level as per drawing and direction of EIC. BLOCK-13 | Extra Charges 8th floor above to 12th floor level as per drawing and direction of EIC. BLOCK-13 | Cum. |  |  | Approved
SOUTHWINDS PROJECT LLP (PHASE - III & IV) | BLOCK PHASE - III | Civil | Sub & Super Structure Work |  |  | Extra Charges 12th floor above to 16th floor level as per drawing and direction of EIC. BLOCK-13 | Extra Charges 12th floor above to 16th floor level as per drawing and direction of EIC. BLOCK-13 | Cum. |  |  | Approved
SOUTHWINDS PROJECT LLP (PHASE - III & IV) | BLOCK PHASE - III | Civil | Sub & Super Structure Work |  |  | Extra Charges 16th floor above to above Roof level as per drawing and direction of EIC. BLOCK-13 | Extra Charges 16th floor above to above Roof level as per drawing and direction of EIC. BLOCK-13 | Cum. |  |  | Approved
SOUTHWINDS PROJECT LLP (PHASE - III & IV) | BLOCK PHASE - III | Civil | Sub & Super Structure Work |  |  | ABOVE PLINTH LVL BLOCK-14 M25 | ABOVE PLINTH LVL BLOCK-14 M25 | Cum. |  |  | Approved
SOUTHWINDS PROJECT LLP (PHASE - III & IV) | BLOCK PHASE - III | Civil | Sub & Super Structure Work |  |  | ABOVE PLINTH LVL BLOCK-14 M30 | ABOVE PLINTH LVL BLOCK-14 M30 | Cum. |  |  | Approved
SOUTHWINDS PROJECT LLP (PHASE - III & IV) | BLOCK PHASE - III | Civil | Sub & Super Structure Work |  |  | ABOVE PLINTH LVL BLOCK-14 M35 | ABOVE PLINTH LVL BLOCK-14 M35 | Cum. |  |  | Approved
SOUTHWINDS PROJECT LLP (PHASE - III & IV) | BLOCK PHASE - III | Civil | Sub & Super Structure Work |  |  | Extra Charges 4th floor above to 8th floor level as per drawing and direction of EIC. BLOCK-14 | Extra Charges 4th floor above to 8th floor level as per drawing and direction of EIC. BLOCK-14 | Cum. |  |  | Approved
SOUTHWINDS PROJECT LLP (PHASE - III & IV) | BLOCK PHASE - III | Civil | Sub & Super Structure Work |  |  | Extra Charges 8th floor above to 12th floor level as per drawing and direction of EIC. BLOCK-14 | Extra Charges 8th floor above to 12th floor level as per drawing and direction of EIC. BLOCK-14 | Cum. |  |  | Approved
SOUTHWINDS PROJECT LLP (PHASE - III & IV) | BLOCK PHASE - III | Civil | Sub & Super Structure Work |  |  | Extra Charges 12th floor above to 16th floor level as per drawing and direction of EIC. BLOCK-14 | Extra Charges 12th floor above to 16th floor level as per drawing and direction of EIC. BLOCK-14 | Cum. |  |  | Approved
SOUTHWINDS PROJECT LLP (PHASE - III & IV) | BLOCK PHASE - III | Civil | Sub & Super Structure Work |  |  | Extra Charges 16th floor above to above Roof level as per drawing and direction of EIC. BLOCK-14 | Extra Charges 16th floor above to above Roof level as per drawing and direction of EIC. BLOCK-14 | Cum. |  |  | Approved
Primarc Chambers | PRE-CONSTRUCTION PHASE | Borewell Installation |  | WO/PCH/PC02/8 | D.S.P Pumps | Borewell Installation | Labour Charges for installation of 200 X 150 mm depth 90 mtrs Tube well: i) Structural Fittings ii) Pilot Boring & Sand Cheecking iii) Boring, Sinking & Lowering iv) Fitting pipe strainer & bottom plug. v) Development with air compressor (2 Day per Day 5 hrs) vi) Installation pump motor set vii) Gravel 3/16 size, cow dung, Bentonite powder & Transportation Including Electrologing charges. | Lump Sum | 1 | 88000 | Approved
SOUTHWINDS PROJECT LLP (PHASE - III & IV) | BLOCK PHASE - III | Civil | Sub & Super Structure Work |  |  | ABOVE PLINTH LVL BLOCK-15 M25 | ABOVE PLINTH LVL BLOCK-15 M25 | Cum. |  |  | Approved
SOUTHWINDS PROJECT LLP (PHASE - III & IV) | BLOCK PHASE - III | Civil | Sub & Super Structure Work |  |  | ABOVE PLINTH LVL BLOCK-15 M30 | ABOVE PLINTH LVL BLOCK-15 M30 | Cum. |  |  | Approved
SOUTHWINDS PROJECT LLP (PHASE - III & IV) | BLOCK PHASE - III | Civil | Sub & Super Structure Work |  |  | ABOVE PLINTH LVL BLOCK-15 M35 | ABOVE PLINTH LVL BLOCK-15 M35 | Cum. |  |  | Approved
SOUTHWINDS PROJECT LLP (PHASE - III & IV) | BLOCK PHASE - III | Civil | Sub & Super Structure Work |  |  | Extra Charges 4th floor above to 8th floor level as per drawing and direction of EIC. BLOCK-15 | Extra Charges 4th floor above to 8th floor level as per drawing and direction of EIC. BLOCK-15 | Cum. |  |  | Approved
SOUTHWINDS PROJECT LLP (PHASE - III & IV) | BLOCK PHASE - III | Civil | Sub & Super Structure Work |  |  | Extra Charges 8th floor above to 12th floor level as per drawing and direction of EIC. BLOCK-15 | Extra Charges 8th floor above to 12th floor level as per drawing and direction of EIC. BLOCK-15 | Cum. |  |  | Approved
SOUTHWINDS PROJECT LLP (PHASE - III & IV) | BLOCK PHASE - III | Civil | Sub & Super Structure Work |  |  | Extra Charges 12th floor above to 16th floor level as per drawing and direction of EIC. BLOCK-15 | Extra Charges 12th floor above to 16th floor level as per drawing and direction of EIC. BLOCK-15 | Cum. |  |  | Approved
Primarc Chambers | PRE-CONSTRUCTION PHASE | Borewell Installation |  | WO/PCH/PC02/8 | D.S.P Pumps | Water testing (Chemical & bacteriological) | Charges for conducting Water testing for Chemical & Bacteriological and submission of test report as per direction of Engineer-In-Charge. | Lump Sum | 1 | 4500 | Approved
SOUTHWINDS PROJECT LLP (PHASE - III & IV) | BLOCK PHASE - III | Civil | Sub & Super Structure Work |  |  | Extra Charges 16th floor above to above Roof level as per drawing and direction of EIC. BLOCK-15 | Extra Charges 16th floor above to above Roof level as per drawing and direction of EIC. BLOCK-15 | Cum. |  |  | Approved
SOUTHWINDS PROJECT LLP (PHASE - III & IV) | BLOCK PHASE - III | Civil | Sub & Super Structure Work |  |  | ABOVE PLINTH LVL BLOCK-16 M25 | ABOVE PLINTH LVL BLOCK-16 M25 | Cum. |  |  | Approved
SOUTHWINDS PROJECT LLP (PHASE - III & IV) | BLOCK PHASE - III | Civil | Sub & Super Structure Work |  |  | ABOVE PLINTH LVL BLOCK-16 M30 | ABOVE PLINTH LVL BLOCK-16 M30 | Cum. |  |  | Approved
SOUTHWINDS PROJECT LLP (PHASE - III & IV) | BLOCK PHASE - III | Civil | Sub & Super Structure Work |  |  | ABOVE PLINTH LVL BLOCK-16 M35 | ABOVE PLINTH LVL BLOCK-16 M35 | Cum. |  |  | Approved
SOUTHWINDS PROJECT LLP (PHASE - III & IV) | BLOCK PHASE - III | Civil | Sub & Super Structure Work |  |  | Extra Charges 4th floor above to 8th floor level as per drawing and direction of EIC. BLOCK-16 | Extra Charges 4th floor above to 8th floor level as per drawing and direction of EIC. BLOCK-16 | Cum. |  |  | Approved
SOUTHWINDS PROJECT LLP (PHASE - III & IV) | BLOCK PHASE - III | Civil | Sub & Super Structure Work |  |  | Extra Charges 8th floor above to 12th floor level as per drawing and direction of EIC. BLOCK-16 | Extra Charges 8th floor above to 12th floor level as per drawing and direction of EIC. BLOCK-16 | Cum. |  |  | Approved
SOUTHWINDS PROJECT LLP (PHASE - III & IV) | BLOCK PHASE - III | Civil | Sub & Super Structure Work |  |  | Extra Charges 12th floor above to 16th floor level as per drawing and direction of EIC. BLOCK-16 | Extra Charges 12th floor above to 16th floor level as per drawing and direction of EIC. BLOCK-16 | Cum. |  |  | Approved
SOUTHWINDS PROJECT LLP (PHASE - III & IV) | BLOCK PHASE - III | Civil | Sub & Super Structure Work |  |  | Extra Charges 16th floor above to above Roof level as per drawing and direction of EIC. BLOCK-16 | Extra Charges 16th floor above to above Roof level as per drawing and direction of EIC. BLOCK-16 | Cum. |  |  | Approved
SOUTHWINDS PROJECT LLP (PHASE - III & IV) | BLOCK PHASE - III | Civil | Sub & Super Structure Work |  |  | ABOVE PLINTH LVL MLCP M25 | ABOVE PLINTH LVL MLCP M25 | Cum. |  |  | Approved
SOUTHWINDS PROJECT LLP (PHASE - III & IV) | BLOCK PHASE - III | Civil | Sub & Super Structure Work |  |  | ABOVE PLINTH LVL MLCP M30 | ABOVE PLINTH LVL MLCP M30 | Cum. |  |  | Approved
SOUTHWINDS PROJECT LLP (PHASE - III & IV) | BLOCK PHASE - III | Civil | Sub & Super Structure Work |  |  | ABOVE PLINTH LVL MLCP M35 | ABOVE PLINTH LVL MLCP M35 | Cum. |  |  | Approved
SOUTHWINDS PROJECT LLP (PHASE - III & IV) | BLOCK PHASE - III | Civil | Sub & Super Structure Work |  |  | Extra Charges 4th floor above to 8th floor level as per drawing and direction of EIC. MLCP | Extra Charges 4th floor above to 8th floor level as per drawing and direction of EIC. MLCP | Cum. |  |  | Approved
SOUTHWINDS PROJECT LLP (PHASE - III & IV) | BLOCK PHASE - III | Civil | Sub & Super Structure Work |  |  | Extra Charges 8th floor above to 12th floor level as per drawing and direction of EIC. MLCP | Extra Charges 8th floor above to 12th floor level as per drawing and direction of EIC. MLCP | Cum. |  |  | Approved
SOUTHWINDS PROJECT LLP (PHASE - III & IV) | BLOCK PHASE - III | Civil | Sub & Super Structure Work | WO/SP34/BP34/4 | M.A Construction | Formwork / Shuttering | Providing, fabricating and fixing of formwork made of plywood 12mm Thk. (weighing not less than 34 kg/m2); wooden batten, steel plates as approved by Engineer in charge for vertical, horizontal or sloping for all R.C.C. works below ground level at all heights up to 4.5m floor to floor , including all leads with necessary supporting arrangement, applying shuttering oil ( Like ' REBOL' from FOSROC or any other approved ) on the form work, keeping the form work in position after concreting for a period as specified in the relevant I .S. Code and removing the form work after expiry of the specified period, complete with all materials, labour, tools & tackles etc. all as per drawing and specification. The form work shall be water tight ( Seal the joints with heavy duty brown self adhesive tape ) and shall be free from warping, denting and unevenness. The rates shall include cost of forming champers, copings, drip moulds, rounding's, grooves, cut outs, opening, corbels, arches etc. and fixing of pipe sleeves, insert plates, rung ladders, manhole covers for water reservoirs etc as shown in the drawings. [ Measurement shall be as per specification ] (Pipe Sleeves, insert plates, rung ladders, manhole covers will be supplied by client) a) Cleaning concrete from the formwork after removal. b) Co-ordination with electrical team to fix the electrical box and conduit before fixing of wall shuttering. c) Proper care during de-shuttering to avoid any damage to existing facilities. FORM & SHUTTERING UPTO PLINTH LVL |  | 0 | 0 | Approved
SOUTHWINDS PROJECT LLP (PHASE - III & IV) | BLOCK PHASE - III | Civil | Sub & Super Structure Work | WO/SP34/BP34/4 | M.A Construction | FORM & SHUTTERING UPTO PLINTH LVL BLOCK -11 | FORM & SHUTTERING UPTO PLINTH LVL BLOCK -11 | Sq.Mtr. | 399.277 | 465 | Approved
SOUTHWINDS PROJECT LLP (PHASE - III & IV) | BLOCK PHASE - III | Civil | Sub & Super Structure Work | WO/SP34/BP34/4 | M.A Construction | FORM & SHUTTERING UPTO PLINTH LVL BLOCK -12 | FORM & SHUTTERING UPTO PLINTH LVL BLOCK -12 | Sq.Mtr. | 306.521 | 465 | Approved
SOUTHWINDS PROJECT LLP (PHASE - III & IV) | BLOCK PHASE - III | Civil | Sub & Super Structure Work |  |  | FORM & SHUTTERING UPTO PLINTH LVL BLOCK -13 | FORM & SHUTTERING UPTO PLINTH LVL BLOCK -13 | Sq.Mtr. |  |  | Approved
SOUTHWINDS PROJECT LLP (PHASE - III & IV) | BLOCK PHASE - III | Civil | Sub & Super Structure Work |  |  | FORM & SHUTTERING UPTO PLINTH LVL BLOCK -14 | FORM & SHUTTERING UPTO PLINTH LVL BLOCK -14 | Sq.Mtr. |  |  | Approved
SOUTHWINDS PROJECT LLP (PHASE - III & IV) | BLOCK PHASE - III | Civil | Sub & Super Structure Work |  |  | FORM & SHUTTERING UPTO PLINTH LVL BLOCK -15 | FORM & SHUTTERING UPTO PLINTH LVL BLOCK -15 | Sq.Mtr. |  |  | Approved
SOUTHWINDS PROJECT LLP (PHASE - III & IV) | BLOCK PHASE - III | Civil | Sub & Super Structure Work |  |  | FORM & SHUTTERING UPTO PLINTH LVL BLOCK -16 | FORM & SHUTTERING UPTO PLINTH LVL BLOCK -16 | Sq.Mtr. |  |  | Approved
SOUTHWINDS PROJECT LLP (PHASE - III & IV) | BLOCK PHASE - III | Civil | Sub & Super Structure Work |  |  | FORM & SHUTTERING UPTO PLINTH LVL MLCP | FORM & SHUTTERING UPTO PLINTH LVL MLCP | Sq.Mtr. |  |  | Approved
SOUTHWINDS PROJECT LLP (PHASE - III & IV) | BLOCK PHASE - III | Civil | Sub & Super Structure Work | WO/SP34/BP34/4 | M.A Construction | Formwork / Shuttering-Above plinth | Providing, fabricating and fixing of formwork made of plywood 12mm Thk. (weighing not less than 34 kg/m2); wooden batten, steel plates as approved by Engineer in charge for vertical, horizontal or sloping for all R.C.C. works below ground level at all heights upto 4.5m floor to floor , including all leads with necessary supporting arrangement, applying shuttering oil ( Like ' REBOL' from FOSROC or any other approved ) on the form work, keeping the form work in position after concreting for a period as specified in the relevant I .S. Code and removing the form work after expiry of the specified period, complete with all materials, labour, tools & tackles etc. all as per drawing and specification. The form work shall be water tight ( Seal the joints with heavy duty brown self adhesive tape ) and shall be free from warping, denting and unevenness. The rates shall include cost of forming champers, copings, drip moulds, rounding's, grooves, cut outs, opening, corbels, arches etc. and fixing of pipe sleeves, insert plates, rung ladders, manhole covers for water reservoirs etc as shown in the drawings. [ Measurement shall be as per specification ] (Pipe Sleeves, insert plates, rung ladders, manhole covers will be supplied by client) a) Cleaning concrete from the formwork after removal. b) Co-ordination with electrical team to fix the electrical box and conduit before fixing of wall shuttering. c) Proper care during de-shuttering to avoid any damage to existing facilities. FORM & SHUTTERING (PLINTH TO ABOVE ROOF) |  | 0 | 0 | Approved
SOUTHWINDS PROJECT LLP (PHASE - III & IV) | BLOCK PHASE - III | Civil | Sub & Super Structure Work | WO/SP34/BP34/4 | M.A Construction | FORM & SHUTTERING (PLINTH TO ABOVE ROOF) BLOCK -11 | FORM & SHUTTERING (PLINTH TO ABOVE ROOF) BLOCK -11 | Sq.Mtr. | 33667.736 | 465 | Approved
SOUTHWINDS PROJECT LLP (PHASE - III & IV) | BLOCK PHASE - III | Civil | Sub & Super Structure Work | WO/SP34/BP34/4 | M.A Construction | Extra Charges 4th floor above to 8th floor level | Extra Charges 4th floor above to 8th floor level as per drawing and direction of EIC. BLOCK-11 | Sq.Mtr. | 9241.761 | 55 | Approved
SOUTHWINDS PROJECT LLP (PHASE - III & IV) | BLOCK PHASE - III | Civil | Sub & Super Structure Work | WO/SP34/BP34/4 | M.A Construction | Extra Charges 8th floor above to 12th floor level | Extra Charges 8th floor above to 12th floor level as per drawing and direction of EIC. BLOCK-11 | Sq.Mtr. | 9236.009 | 110 | Approved
SOUTHWINDS PROJECT LLP (PHASE - III & IV) | BLOCK PHASE - III | Civil | Sub & Super Structure Work | WO/SP34/BP34/4 | M.A Construction | Extra Charges 12th floor above to 16th floor level | Extra Charges 12th floor above to 16th floor level as per drawing and direction of EIC. BLOCK-11 | Sq.Mtr. | 4724.234 | 149 | Approved
SOUTHWINDS PROJECT LLP (PHASE - III & IV) | BLOCK PHASE - III | Civil | Sub & Super Structure Work | WO/SP34/BP34/4 | M.A Construction | FORM & SHUTTERING (PLINTH TO ABOVE ROOF) BLOCK -12 | FORM & SHUTTERING (PLINTH TO ABOVE ROOF) BLOCK -12 | Sq.Mtr. | 21029.535 | 465 | Approved
SOUTHWINDS PROJECT LLP (PHASE - III & IV) | BLOCK PHASE - III | Civil | Sub & Super Structure Work | WO/SP34/BP34/4 | M.A Construction | Extra Charges 4th floor above to 8th floor level | Extra Charges 4th floor above to 8th floor level as per drawing and direction of EIC. BLOCK-12 | Sq.Mtr. | 6749.456 | 55 | Approved
SOUTHWINDS PROJECT LLP (PHASE - III & IV) | BLOCK PHASE - III | Civil | Sub & Super Structure Work | WO/SP34/BP34/4 | M.A Construction | Extra Charges 8th floor above to 12th floor level | Extra Charges 8th floor above to 12th floor level as per drawing and direction of EIC. BLOCK-12 | Sq.Mtr. | 6952.881 | 110 | Approved
SOUTHWINDS PROJECT LLP (PHASE - III & IV) | BLOCK PHASE - III | Civil | Sub & Super Structure Work | WO/SP34/BP34/4 | M.A Construction | Extra Charges 12th floor above to 16th floor level | Extra Charges 12th floor above to 16th floor level as per drawing and direction of EIC. BLOCK-12 | Sq.Mtr. | 0 | 149 | Approved
SOUTHWINDS PROJECT LLP (PHASE - III & IV) | BLOCK PHASE - III | Civil | Sub & Super Structure Work |  |  | FORM & SHUTTERING (PLINTH TO ABOVE ROOF) BLOCK -13 | FORM & SHUTTERING (PLINTH TO ABOVE ROOF) BLOCK -13 | Sq.Mtr. |  |  | Approved
SOUTHWINDS PROJECT LLP (PHASE - III & IV) | BLOCK PHASE - III | Civil | Sub & Super Structure Work |  |  | Extra Charges 4th floor above to 8th floor level | Extra Charges 4th floor above to 8th floor level as per drawing and direction of EIC. BLOCK-13 | Sq.Mtr. |  |  | Approved
SOUTHWINDS PROJECT LLP (PHASE - III & IV) | BLOCK PHASE - III | Civil | Sub & Super Structure Work |  |  | Extra Charges 8th floor above to 12th floor level | Extra Charges 8th floor above to 12th floor level as per drawing and direction of EIC. BLOCK-13 | Sq.Mtr. |  |  | Approved
SOUTHWINDS PROJECT LLP (PHASE - III & IV) | BLOCK PHASE - III | Civil | Sub & Super Structure Work |  |  | Extra Charges 12th floor above to 16th floor level | Extra Charges 12th floor above to 16th floor level as per drawing and direction of EIC. BLOCK-13 | Sq.Mtr. |  |  | Approved
SOUTHWINDS PROJECT LLP (PHASE - III & IV) | BLOCK PHASE - III | Civil | Sub & Super Structure Work |  |  | Extra Charges 16th floor above to above Roof level | Extra Charges 16th floor above to above Roof level as per drawing and direction of EIC. BLOCK-13 | Sq.Mtr. |  |  | Approved
SOUTHWINDS PROJECT LLP (PHASE - III & IV) | BLOCK PHASE - III | Civil | Sub & Super Structure Work |  |  | FORM & SHUTTERING (PLINTH TO ABOVE ROOF) BLOCK -14 | FORM & SHUTTERING (PLINTH TO ABOVE ROOF) BLOCK -14 | Sq.Mtr. |  |  | Approved
SOUTHWINDS PROJECT LLP (PHASE - III & IV) | BLOCK PHASE - III | Civil | Sub & Super Structure Work |  |  | Extra Charges 4th floor above to 8th floor leve | Extra Charges 4th floor above to 8th floor level as per drawing and direction of EIC. BLOCK-14 | Sq.Mtr. |  |  | Approved
SOUTHWINDS PROJECT LLP (PHASE - III & IV) | BLOCK PHASE - III | Civil | Sub & Super Structure Work |  |  | Extra Charges 8th floor above to 12th floor level | Extra Charges 8th floor above to 12th floor level as per drawing and direction of EIC. BLOCK-14 | Sq.Mtr. |  |  | Approved
SOUTHWINDS PROJECT LLP (PHASE - III & IV) | BLOCK PHASE - III | Civil | Sub & Super Structure Work |  |  | Extra Charges 12th floor above to 16th floor level | Extra Charges 12th floor above to 16th floor level as per drawing and direction of EIC. BLOCK-14 | Sq.Mtr. |  |  | Approved
SOUTHWINDS PROJECT LLP (PHASE - III & IV) | BLOCK PHASE - III | Civil | Sub & Super Structure Work |  |  | Extra Charges 16th floor above to above Roof level | Extra Charges 16th floor above to above Roof level as per drawing and direction of EIC. BLOCK-14 | Sq.Mtr. |  |  | Approved
SOUTHWINDS PROJECT LLP (PHASE - III & IV) | BLOCK PHASE - III | Civil | Sub & Super Structure Work |  |  | FORM & SHUTTERING (PLINTH TO ABOVE ROOF) BLOCK -15 | FORM & SHUTTERING (PLINTH TO ABOVE ROOF) BLOCK -15 | Sq.Mtr. |  |  | Approved
SOUTHWINDS PROJECT LLP (PHASE - III & IV) | BLOCK PHASE - III | Civil | Sub & Super Structure Work |  |  | Extra Charges 4th floor above to 8th floor level | Extra Charges 4th floor above to 8th floor level as per drawing and direction of EIC. BLOCK-15 | Sq.Mtr. |  |  | Approved
SOUTHWINDS PROJECT LLP (PHASE - III & IV) | BLOCK PHASE - III | Civil | Sub & Super Structure Work |  |  | Extra Charges 8th floor above to 12th floor level | Extra Charges 8th floor above to 12th floor level as per drawing and direction of EIC. BLOCK-15 | Sq.Mtr. |  |  | Approved
SOUTHWINDS PROJECT LLP (PHASE - III & IV) | BLOCK PHASE - III | Civil | Sub & Super Structure Work |  |  | Extra Charges 12th floor above to 16th floor level | Extra Charges 12th floor above to 16th floor level as per drawing and direction of EIC. BLOCK-15 | Sq.Mtr. |  |  | Approved
SOUTHWINDS PROJECT LLP (PHASE - III & IV) | BLOCK PHASE - III | Civil | Sub & Super Structure Work |  |  | Extra Charges 16th floor above to above Roof level | Extra Charges 16th floor above to above Roof level as per drawing and direction of EIC. BLOCK-15 | Sq.Mtr. |  |  | Approved
SOUTHWINDS PROJECT LLP (PHASE - III & IV) | BLOCK PHASE - III | Civil | Sub & Super Structure Work |  |  | FORM & SHUTTERING (PLINTH TO ABOVE ROOF) BLOCK -16 | FORM & SHUTTERING (PLINTH TO ABOVE ROOF) BLOCK -16 | Sq.Mtr. |  |  | Approved
SOUTHWINDS PROJECT LLP (PHASE - III & IV) | BLOCK PHASE - III | Civil | Sub & Super Structure Work |  |  | Extra Charges 4th floor above to 8th floor level | Extra Charges 4th floor above to 8th floor level as per drawing and direction of EIC. BLOCK-16 | Sq.Mtr. |  |  | Approved
SOUTHWINDS PROJECT LLP (PHASE - III & IV) | BLOCK PHASE - III | Civil | Sub & Super Structure Work |  |  | Extra Charges 8th floor above to 12th floor level | Extra Charges 8th floor above to 12th floor level as per drawing and direction of EIC. BLOCK-16 | Sq.Mtr. |  |  | Approved
SOUTHWINDS PROJECT LLP (PHASE - III & IV) | BLOCK PHASE - III | Civil | Sub & Super Structure Work |  |  | Extra Charges 12th floor above to 16th floor level | Extra Charges 12th floor above to 16th floor level as per drawing and direction of EIC. BLOCK-16 | Sq.Mtr. |  |  | Approved
SOUTHWINDS PROJECT LLP (PHASE - III & IV) | BLOCK PHASE - III | Civil | Sub & Super Structure Work |  |  | Extra Charges 16th floor above to above Roof level | Extra Charges 16th floor above to above Roof level as per drawing and direction of EIC. BLOCK-16 | Sq.Mtr. |  |  | Approved
SOUTHWINDS PROJECT LLP (PHASE - III & IV) | BLOCK PHASE - III | Civil | Sub & Super Structure Work |  |  | FORM & SHUTTERING (PLINTH TO ABOVE ROOF) MLCP | FORM & SHUTTERING (PLINTH TO ABOVE ROOF) MLCP | Sq.Mtr. |  |  | Approved
SOUTHWINDS PROJECT LLP (PHASE - III & IV) | BLOCK PHASE - III | Civil | Sub & Super Structure Work |  |  | Extra Charges 4th floor above to 8th floor level | Extra Charges 4th floor above to 8th floor level as per drawing and direction of EIC. MLCP | Sq.Mtr. |  |  | Approved
SOUTHWINDS PROJECT LLP (PHASE - III & IV) | BLOCK PHASE - III | Civil | Sub & Super Structure Work |  |  | Extra Charges 8th floor above to 12th floor level | Extra Charges 8th floor above to 12th floor level as per drawing and direction of EIC. MLCP | Sq.Ft. |  |  | Approved
SOUTHWINDS PROJECT LLP (PHASE - III & IV) | BLOCK PHASE - III | Civil | Sub & Super Structure Work | WO/SP34/BP34/4 | M.A Construction | REINFORCEMENT WORK-UPTO PLINTH LVL | Providing, unloading, handling, storing and hoisting into place at all levels and then straightening, cutting to length, bending hooked ends, binding in position of reinforcement bars to shape and size as detailed in drawing and approved bar bending schedules, including welding wherever necessary as per drawing in all kinds of works at all heights & depths as specified including approved cover blocks spaces and binding wire of 18 gauge, annealed wire hooks if required and such other works that are required to make it complete as per drawing. No payment to be made for Rolling Merging. Laps, chairs and spacers will be measured and counted in pour cards and paid in addition to the quantities in BBS. UPTO PLINTH LVL |  | 0 | 0 | Approved
SOUTHWINDS PROJECT LLP (PHASE - III & IV) | BLOCK PHASE - III | Civil | Sub & Super Structure Work | WO/SP34/BP34/4 | M.A Construction | UPTO PLINTH LVL BLOCK-11 | UPTO PLINTH LVL BLOCK-11 | MT | 13.458 | 6700 | Approved
SOUTHWINDS PROJECT LLP (PHASE - III & IV) | BLOCK PHASE - III | Civil | Sub & Super Structure Work | WO/SP34/BP34/4 | M.A Construction | UPTO PLINTH LVL BLOCK-12 | UPTO PLINTH LVL BLOCK-12 | MT | 4.829 | 6700 | Approved
SOUTHWINDS PROJECT LLP (PHASE - III & IV) | BLOCK PHASE - III | Civil | Sub & Super Structure Work |  |  | UPTO PLINTH LVL BLOCK-13 | UPTO PLINTH LVL BLOCK-13 | MT |  |  | Approved
The Soul, Rajarhat | MARKETING | Housekeeping |  | WO/HR01/MKT01/118 | Secura Infra Services Pvt. Ltd. | Housekeeping boy for sample flat cleaning | Providing 01 no. Housekeeping boy @8.5 hr duty basis for sample flat cleaning wef. 10th December, 2020 BOQ Calculation: Total Contract period = 22 days No. of Head = 01 No. Total BOQ = 22X1 = 22 DUTY | Duties | 20 | 441 | Approved
SOUTHWINDS PROJECT LLP (PHASE - III & IV) | BLOCK PHASE - III | Civil | Sub & Super Structure Work |  |  | UPTO PLINTH LVL BLOCK-14 | UPTO PLINTH LVL BLOCK-14 | MT |  |  | Approved
SOUTHWINDS PROJECT LLP (PHASE - III & IV) | BLOCK PHASE - III | Civil | Sub & Super Structure Work |  |  | UPTO PLINTH LVL BLOCK-15 | UPTO PLINTH LVL BLOCK-15 | MT |  |  | Approved
SOUTHWINDS PROJECT LLP (PHASE - III & IV) | BLOCK PHASE - III | Civil | Sub & Super Structure Work |  |  | UPTO PLINTH LVL BLOCK-16 | UPTO PLINTH LVL BLOCK-16 | MT |  |  | Approved
SOUTHWINDS PROJECT LLP (PHASE - III & IV) | BLOCK PHASE - III | Civil | Sub & Super Structure Work |  |  | UPTO PLINTH LVL MLCP | UPTO PLINTH LVL MLCP | MT |  |  | Approved
SOUTHWINDS PROJECT LLP (PHASE - III & IV) | BLOCK PHASE - III | Civil | Sub & Super Structure Work | WO/SP34/BP34/4 | M.A Construction | REINFORCEMENT WORK-ABOVE PLINTH LEVEL | Providing, unloading, handling, storing and hoisting into place at all levels and then straightening, cutting to length, bending hooked ends, binding in position of reinforcement bars to shape and size as detailed in drawing and approved bar bending schedules, including welding wherever necessary as per drawing in all kinds of works at all heights & depths as specified including approved cover blocks spaces and binding wire of 18 gauge, annealed wire hooks if required and such other works that are required to make it complete as per drawing. No payment to be made for Rolling Merging. Laps, chairs and spacers will be measured and counted in pour cards and paid in addition to the quantities in BBS. ABOVE PLINTH LEVEL |  | 0 | 0 | Approved
SOUTHWINDS PROJECT LLP (PHASE - III & IV) | BLOCK PHASE - III | Civil | Sub & Super Structure Work | WO/SP34/BP34/4 | M.A Construction | ABOVE PLINTH LEVEL BLOCK-11 | ABOVE PLINTH LEVEL BLOCK-11 | MT | 449.059 | 7000 | Approved
SOUTHWINDS PROJECT LLP (PHASE - III & IV) | BLOCK PHASE - III | Civil | Sub & Super Structure Work | WO/SP34/BP34/4 | M.A Construction | Extra Charges 4th floor above to 8th floor level | Extra Charges 4th floor above to 8th floor level as per drawing and direction of EIC. BLOCK-11 | MT | 120.214 | 500 | Approved
SOUTHWINDS PROJECT LLP (PHASE - III & IV) | BLOCK PHASE - III | Civil | Sub & Super Structure Work | WO/SP34/BP34/4 | M.A Construction | Extra Charges 8th floor above to 12th floor level | Extra Charges 8th floor above to 12th floor level as per drawing and direction of EIC. BLOCK-11 | MT | 117.666 | 1000 | Approved
SOUTHWINDS PROJECT LLP (PHASE - III & IV) | BLOCK PHASE - III | Civil | Sub & Super Structure Work | WO/SP34/BP34/4 | M.A Construction | Extra Charges 12th floor above to 16th floor level | Extra Charges 12th floor above to 16th floor level as per drawing and direction of EIC. BLOCK-11 | MT | 57.038 | 1500 | Approved
SOUTHWINDS PROJECT LLP (PHASE - III & IV) | BLOCK PHASE - III | Civil | Sub & Super Structure Work | WO/SP34/BP34/4 | M.A Construction | ABOVE PLINTH LEVEL BLOCK-12 | ABOVE PLINTH LEVEL BLOCK-12 | MT | 272.539 | 7000 | Approved
SOUTHWINDS PROJECT LLP (PHASE - III & IV) | BLOCK PHASE - III | Civil | Sub & Super Structure Work | WO/SP34/BP34/4 | M.A Construction | Extra Charges 4th floor above to 8th floor level | Extra Charges 4th floor above to 8th floor level as per drawing and direction of EIC. BLOCK-12 | MT | 85.646 | 500 | Approved
SOUTHWINDS PROJECT LLP (PHASE - III & IV) | BLOCK PHASE - III | Civil | Sub & Super Structure Work | WO/SP34/BP34/4 | M.A Construction | Extra Charges 8th floor above to 12th floor level | Extra Charges 8th floor above to 12th floor level as per drawing and direction of EIC. BLOCK-12 | MT | 84.761 | 1000 | Approved
SOUTHWINDS PROJECT LLP (PHASE - III & IV) | BLOCK PHASE - III | Civil | Sub & Super Structure Work | WO/SP34/BP34/4 | M.A Construction | Extra Charges 12th floor above to 16th floor level | Extra Charges 12th floor above to 16th floor level as per drawing and direction of EIC. BLOCK-12 | MT | 0 | 1500 | Approved
The Ramdulari | PRE-CONSTRUCTION PHASE | Borewell Installation |  | WO/RP/RP01/1 | D.S.P Pumps | Development of Old Tubewell | Development of Old Tubewell |  | 0 | 0 | Approved
The Ramdulari | PRE-CONSTRUCTION PHASE | Borewell Installation |  | WO/RP/RP01/1 | D.S.P Pumps | Withdrawing submersible pump | Labour charges for Withdrawing Submersible Pump motor set | Lump Sum | 1 | 2200 | Approved
The Ramdulari | PRE-CONSTRUCTION PHASE | Borewell Installation |  | WO/RP/RP01/1 | D.S.P Pumps | Chemical Treatment | Charges Chemical Treatment | Lump Sum | 1 | 1150 | Approved
The Ramdulari | PRE-CONSTRUCTION PHASE | Borewell Installation |  | WO/RP/RP01/1 | D.S.P Pumps | Development with Air Compressor | Labour charges for Development with Air Compressor (5 Hrs) for 1 Day | Days | 1 | 5000 | Approved
The Ramdulari | PRE-CONSTRUCTION PHASE | Borewell Installation |  | WO/RP/RP01/1 | D.S.P Pumps | Borewell checking & measurement & Yield Test | Labour charges for Borewell checking & measurement & Yield Test | Lump Sum | 1 | 2250 | Approved
The Ramdulari | PRE-CONSTRUCTION PHASE | Borewell Installation |  | WO/RP/RP01/1 | D.S.P Pumps | Installation of Pump Motor set | Labour charges for Installation of Pump Motor set | Lump Sum | 1 | 2200 | Approved
The Ramdulari | PRE-CONSTRUCTION PHASE | Borewell Installation |  | WO/RP/RP01/1 | D.S.P Pumps | Transportation | Transportation charges for Air compressor | Lump Sum | 1 | 1200 | Approved
SOUTHWINDS PROJECT LLP (PHASE - III & IV) | BLOCK PHASE - III | Civil | Sub & Super Structure Work |  |  | ABOVE PLINTH LEVEL BLOCK-13 | ABOVE PLINTH LEVEL BLOCK-13 | MT |  |  | Approved
SOUTHWINDS PROJECT LLP (PHASE - III & IV) | BLOCK PHASE - III | Civil | Sub & Super Structure Work |  |  | Extra Charges 4th floor above to 8th floor level | Extra Charges 4th floor above to 8th floor level as per drawing and direction of EIC. BLOCK-13 | MT |  |  | Approved
SOUTHWINDS PROJECT LLP (PHASE - III & IV) | BLOCK PHASE - III | Civil | Sub & Super Structure Work |  |  | Extra Charges 8th floor above to 12th floor leve | Extra Charges 8th floor above to 12th floor level as per drawing and direction of EIC. BLOCK-13 | MT |  |  | Approved
SOUTHWINDS PROJECT LLP (PHASE - III & IV) | BLOCK PHASE - III | Civil | Sub & Super Structure Work |  |  | Extra Charges 12th floor above to 16th floor level | Extra Charges 12th floor above to 16th floor level as per drawing and direction of EIC. BLOCK-13 | MT |  |  | Approved
SOUTHWINDS PROJECT LLP (PHASE - III & IV) | BLOCK PHASE - III | Civil | Sub & Super Structure Work |  |  | Extra Charges 16th floor above to above Roof level | Extra Charges 16th floor above to above Roof level as per drawing and direction of EIC. BLOCK-13 | MT |  |  | Approved
SOUTHWINDS PROJECT LLP (PHASE - III & IV) | BLOCK PHASE - III | Civil | Sub & Super Structure Work |  |  | ABOVE PLINTH LEVEL BLOCK-14 | ABOVE PLINTH LEVEL BLOCK-14 | MT |  |  | Approved
SOUTHWINDS PROJECT LLP (PHASE - III & IV) | BLOCK PHASE - III | Civil | Sub & Super Structure Work |  |  | Extra Charges 4th floor above to 8th floor level | Extra Charges 4th floor above to 8th floor level as per drawing and direction of EIC. BLOCK-14 | MT |  |  | Approved
SOUTHWINDS PROJECT LLP (PHASE - III & IV) | BLOCK PHASE - III | Civil | Sub & Super Structure Work |  |  | Extra Charges 8th floor above to 12th floor level | Extra Charges 8th floor above to 12th floor level as per drawing and direction of EIC. BLOCK-14 | MT |  |  | Approved
SOUTHWINDS PROJECT LLP (PHASE - III & IV) | BLOCK PHASE - III | Civil | Sub & Super Structure Work |  |  | Extra Charges 12th floor above to 16th floor level | Extra Charges 12th floor above to 16th floor level as per drawing and direction of EIC. BLOCK-14 | MT |  |  | Approved
SOUTHWINDS PROJECT LLP (PHASE - III & IV) | BLOCK PHASE - III | Civil | Sub & Super Structure Work |  |  | Extra Charges 16th floor above to above Roof level | Extra Charges 16th floor above to above Roof level as per drawing and direction of EIC. BLOCK-14 | MT |  |  | Approved
SOUTHWINDS PROJECT LLP (PHASE - III & IV) | BLOCK PHASE - III | Civil | Sub & Super Structure Work |  |  | ABOVE PLINTH LEVEL BLOCK-15 | ABOVE PLINTH LEVEL BLOCK-15 | MT |  |  | Approved
SOUTHWINDS PROJECT LLP (PHASE - III & IV) | BLOCK PHASE - III | Civil | Sub & Super Structure Work |  |  | Extra Charges 4th floor above to 8th floor level | Extra Charges 4th floor above to 8th floor level as per drawing and direction of EIC. BLOCK-15 | MT |  |  | Approved
SOUTHWINDS PROJECT LLP (PHASE - III & IV) | BLOCK PHASE - III | Civil | Sub & Super Structure Work |  |  | Extra Charges 8th floor above to 12th floor level | Extra Charges 8th floor above to 12th floor level as per drawing and direction of EIC. BLOCK-15 | MT |  |  | Approved
SOUTHWINDS PROJECT LLP (PHASE - III & IV) | BLOCK PHASE - III | Civil | Sub & Super Structure Work |  |  | Extra Charges 12th floor above to 16th floor level | Extra Charges 12th floor above to 16th floor level as per drawing and direction of EIC. BLOCK-15 | MT |  |  | Approved
SOUTHWINDS PROJECT LLP (PHASE - III & IV) | BLOCK PHASE - III | Civil | Sub & Super Structure Work |  |  | Extra Charges 16th floor above to above Roof level | Extra Charges 16th floor above to above Roof level as per drawing and direction of EIC. BLOCK-15 | MT |  |  | Approved
SOUTHWINDS PROJECT LLP (PHASE - III & IV) | BLOCK PHASE - III | Civil | Sub & Super Structure Work |  |  | ABOVE PLINTH LEVEL BLOCK-16 | ABOVE PLINTH LEVEL BLOCK-16 | MT |  |  | Approved
SOUTHWINDS PROJECT LLP (PHASE - III & IV) | BLOCK PHASE - III | Civil | Sub & Super Structure Work |  |  | Extra Charges 4th floor above to 8th floor level | Extra Charges 4th floor above to 8th floor level as per drawing and direction of EIC. BLOCK-16 | MT |  |  | Approved
SOUTHWINDS PROJECT LLP (PHASE - III & IV) | BLOCK PHASE - III | Civil | Sub & Super Structure Work |  |  | Extra Charges 8th floor above to 12th floor level | Extra Charges 8th floor above to 12th floor level as per drawing and direction of EIC. BLOCK-16 | MT |  |  | Approved
SOUTHWINDS PROJECT LLP (PHASE - III & IV) | BLOCK PHASE - III | Civil | Sub & Super Structure Work |  |  | Extra Charges 12th floor above to 16th floor level | Extra Charges 12th floor above to 16th floor level as per drawing and direction of EIC. BLOCK-16 | MT |  |  | Approved
SOUTHWINDS PROJECT LLP (PHASE - III & IV) | BLOCK PHASE - III | Civil | Sub & Super Structure Work |  |  | Extra Charges 16th floor above to above Roof | Extra Charges 16th floor above to above Roof level as per drawing and direction of EIC. BLOCK-16 | MT |  |  | Approved
SOUTHWINDS PROJECT LLP (PHASE - III & IV) | BLOCK PHASE - III | Civil | Sub & Super Structure Work |  |  | ABOVE PLINTH LEVEL MLCP | ABOVE PLINTH LEVEL MLCP | MT |  |  | Approved
SOUTHWINDS PROJECT LLP (PHASE - III & IV) | BLOCK PHASE - III | Civil | Sub & Super Structure Work |  |  | Extra Charges 4th floor above to 8th floor level | Extra Charges 4th floor above to 8th floor level as per drawing and direction of EIC. MLCP | MT |  |  | Approved
SOUTHWINDS PROJECT LLP (PHASE - III & IV) | BLOCK PHASE - III | Civil | Sub & Super Structure Work |  |  | Extra Charges 8th floor above to 12th floor level | Extra Charges 8th floor above to 12th floor level as per drawing and direction of EIC. BLOCK-16 | MT |  |  | Approved
SOUTHWINDS PROJECT LLP (PHASE - III & IV) | BLOCK PHASE - III | Civil | Sub & Super Structure Work | WO/SP34/BP34/4 | M.A Construction | 200/250TH BRICK WORK WITH FLYASH BRICKS-up to Plinth level | 200/250TH BRICK WORK WITH FLYASH BRICKS ALL CHARGES FOR CONSTRUCTING 190/200/230/250MM THK. BRICK MASONRY IN CM 1:6 AT ALL LEVELS WITH FLYASH BRICKS OF REQUIRED SIZES AS PER MANUFACTURER'S GUIDANCE COMPLETE IN ALL RESPECT AND FOR ALL LEVELS INCLUDING V- GROOVE JOINTING ON BOTH FACES, AS PER DRAWING AND AS SPECIFIED IN RELEVANT IS CODES, NECESSARY CURING, SCAFFOLDING, STAGING, ALL LEADS AND LIFTS FROM ANY POINT TO ANY POINT INSIDE THE SITE IN ALL STRUCTURES SUCH AS WALLS / PILLARS / STUB / SUPPORTS / DRAINS ETC INCLUDING CLEANING OF ACCUMULATED DEBRIS AS PER DRAWING AND SPECIFICATIONS AND AS DIRECTED BY THE PROJECT MANAGER. (CEMENT WILL BE SUPPLIED BY CLIENT ON RECONCILIATION BASIS) up to Plinth level |  | 0 | 0 | Approved
SOUTHWINDS PROJECT LLP (PHASE - III & IV) | BLOCK PHASE - III | Civil | Sub & Super Structure Work | WO/SP34/BP34/4 | M.A Construction | Up to Plinth level 200/250TH Brick Work with Fly ash Bricks BLOCK-11 | Up to Plinth level 200/250TH Brick Work with Fly ash Bricks BLOCK-11 | Cum. | 70.923 | 2400 | Approved
SOUTHWINDS PROJECT LLP (PHASE - III & IV) | BLOCK PHASE - III | Civil | Sub & Super Structure Work | WO/SP34/BP34/4 | M.A Construction | Up to Plinth level 200/250TH Brick Work with Fly ash Bricks BLOCK-12 | Up to Plinth level 200/250TH Brick Work with Fly ash Bricks BLOCK-12 | Cum. | 49.83 | 2400 | Approved
SOUTHWINDS PROJECT LLP (PHASE - III & IV) | BLOCK PHASE - III | Civil | Sub & Super Structure Work |  |  | Up to Plinth level 200/250TH Brick Work with Fly ash Bricks BLOCK-13 | Up to Plinth level 200/250TH Brick Work with Fly ash Bricks BLOCK-13 | Cum. |  |  | Approved
SOUTHWINDS PROJECT LLP (PHASE - III & IV) | BLOCK PHASE - III | Civil | Sub & Super Structure Work |  |  | Up to Plinth level 200/250TH Brick Work with Fly ash Bricks BLOCK-14 | Up to Plinth level 200/250TH Brick Work with Fly ash Bricks BLOCK-14 | Cum. |  |  | Approved
SOUTHWINDS PROJECT LLP (PHASE - III & IV) | BLOCK PHASE - III | Civil | Sub & Super Structure Work |  |  | Up to Plinth level 200/250TH Brick Work with Fly ash Bricks BLOCK-15 | Up to Plinth level 200/250TH Brick Work with Fly ash Bricks BLOCK-15 | Cum. |  |  | Approved
SOUTHWINDS PROJECT LLP (PHASE - III & IV) | BLOCK PHASE - III | Civil | Sub & Super Structure Work |  |  | Up to Plinth level 200/250TH Brick Work with Fly ash Bricks BLOCK-16 | Up to Plinth level 200/250TH Brick Work with Fly ash Bricks BLOCK-16 | Cum. |  |  | Approved
SOUTHWINDS PROJECT LLP (PHASE - III & IV) | BLOCK PHASE - III | Civil | Sub & Super Structure Work |  |  | Up to Plinth level 200/250TH Brick Work with Fly ash Bricks MLCP | Up to Plinth level 200/250TH Brick Work with Fly ash Bricks MLCP | Cum. |  |  | Approved
SOUTHWINDS PROJECT LLP (PHASE - III & IV) | BLOCK PHASE - III | Civil | Sub & Super Structure Work | WO/SP34/BP34/4 | M.A Construction | 200/250TH BRICK WORK WITH FLYASH BRICKS-Above Plinth level | ALL CHARGES FOR CONSTRUCTING 190/200/230/250MM THK. BRICK MASONRY IN CM 1:6 AT ALL LEVELS WITH FLYASH BRICKS OF REQUIRED SIZES AS PER MANUFACTURER'S GUIDANCE COMPLETE IN ALL RESPECT AND FOR ALL LEVELS INCLUDING V- GROOVE JOINTING ON BOTH FACES, AS PER DRAWING AND AS SPECIFIED IN RELEVANT IS CODES, NECESSARY CURING, SCAFFOLDING, STAGING, ALL LEADS AND LIFTS FROM ANY POINT TO ANY POINT INSIDE THE SITE IN ALL STRUCTURES SUCH AS WALLS / PILLARS / STUB / SUPPORTS / DRAINS ETC INCLUDING CLEANING OF ACCUMULATED DEBRIS AS PER DRAWING AND SPECIFICATIONS AND AS DIRECTED BY THE PROJECT MANAGER. (CEMENT WILL BE SUPPLIED BY CLIENT ON RECONCILIATION BASIS) Above Plinth level |  | 0 | 0 | Approved
SOUTHWINDS PROJECT LLP (PHASE - III & IV) | BLOCK PHASE - III | Civil | Sub & Super Structure Work | WO/SP34/BP34/4 | M.A Construction | 200/250TH BRICK WORK WITH FLYASH BRICKS | Above Plinth level 200/250TH BRICK WORK WITH FLYASH BRICKS BLOCK-11 | Cum. | 375.71 | 2400 | Approved
SOUTHWINDS PROJECT LLP (PHASE - III & IV) | BLOCK PHASE - III | Civil | Sub & Super Structure Work | WO/SP34/BP34/4 | M.A Construction | Extra Charges 4h to 10th floor | Extra Charges 4h to 10th floor as per drawing and direction of EIC. BLOCK-11 | Cum. | 169.379 | 216 | Approved
SOUTHWINDS PROJECT LLP (PHASE - III & IV) | BLOCK PHASE - III | Civil | Sub & Super Structure Work | WO/SP34/BP34/4 | M.A Construction | Extra Charges 11th floor to above Roof | Extra Charges 11th floor to above Roof as per drawing and direction of EIC. BLOCK-11 | Cum. | 72.591 | 460 | Approved
SOUTHWINDS PROJECT LLP (PHASE - III & IV) | BLOCK PHASE - III | Civil | Sub & Super Structure Work | WO/SP34/BP34/4 | M.A Construction | Above Plinth level 200/250TH BRICK WORK WITH FLYASH BRICKS BLOCK-12 | Above Plinth level 200/250TH BRICK WORK WITH FLYASH BRICKS BLOCK-12 | Cum. | 198.677 | 2400 | Approved
SOUTHWINDS PROJECT LLP (PHASE - III & IV) | BLOCK PHASE - III | Civil | Sub & Super Structure Work | WO/SP34/BP34/4 | M.A Construction | Extra Charges 4h to 10th floor as per drawing and direction of EIC. BLOCK-12 | Extra Charges 4h to 10th floor as per drawing and direction of EIC. BLOCK-12 | Cum. | 112.553 | 216 | Approved
SOUTHWINDS PROJECT LLP (PHASE - III & IV) | BLOCK PHASE - III | Civil | Sub & Super Structure Work | WO/SP34/BP34/4 | M.A Construction | Extra Charges 11th floor to above Roof | Extra Charges 11th floor to above Roof as per drawing and direction of EIC. BLOCK-12 | Cum. | 16.079 | 460 | Approved
SOUTHWINDS PROJECT LLP (PHASE - III & IV) | BLOCK PHASE - III | Civil | Sub & Super Structure Work |  |  | Above Plinth level 200/250TH BRICK WORK WITH FLYASH BRICKS BLOCK-13 | Above Plinth level 200/250TH BRICK WORK WITH FLYASH BRICKS BLOCK-13 | Cum. |  |  | Approved
SOUTHWINDS PROJECT LLP (PHASE - III & IV) | BLOCK PHASE - III | Civil | Sub & Super Structure Work |  |  | Extra Charges 4h to 10th floor | Extra Charges 4h to 10th floor as per drawing and direction of EIC. BLOCK-13 | Cum. |  |  | Approved
SOUTHWINDS PROJECT LLP (PHASE - III & IV) | BLOCK PHASE - III | Civil | Sub & Super Structure Work |  |  | Extra Charges 11th floor to above Roof | Extra Charges 11th floor to above Roof as per drawing and direction of EIC. BLOCK-13 | Cum. |  |  | Approved
SOUTHWINDS PROJECT LLP (PHASE - III & IV) | BLOCK PHASE - III | Civil | Sub & Super Structure Work |  |  | Above Plinth level 200/250TH BRICK WORK WITH FLYASH BRICKS BLOCK-14 | Above Plinth level 200/250TH BRICK WORK WITH FLYASH BRICKS BLOCK-14 | Cum. |  |  | Approved
SOUTHWINDS PROJECT LLP (PHASE - III & IV) | BLOCK PHASE - III | Civil | Sub & Super Structure Work |  |  | Extra Charges 4h to 10th floor as per drawing and direction of EIC. BLOCK-14 | Extra Charges 4h to 10th floor as per drawing and direction of EIC. BLOCK-14 | Cum. |  |  | Approved
SOUTHWINDS PROJECT LLP (PHASE - III & IV) | BLOCK PHASE - III | Civil | Sub & Super Structure Work |  |  | Extra Charges 11th floor to above Roof as per drawing and direction of EIC. BLOCK-14 | Extra Charges 11th floor to above Roof as per drawing and direction of EIC. BLOCK-14 | Cum. |  |  | Approved
SOUTHWINDS PROJECT LLP (PHASE - III & IV) | BLOCK PHASE - III | Civil | Sub & Super Structure Work |  |  | Above Plinth level 200/250TH BRICK WORK WITH FLYASH BRICKS BLOCK-15 | Above Plinth level 200/250TH BRICK WORK WITH FLYASH BRICKS BLOCK-15 | Cum. |  |  | Approved
SOUTHWINDS PROJECT LLP (PHASE - III & IV) | BLOCK PHASE - III | Civil | Sub & Super Structure Work |  |  | Extra Charges 4h to 10th floor | Extra Charges 4h to 10th floor as per drawing and direction of EIC. BLOCK-15 | Cum. |  |  | Approved
SOUTHWINDS PROJECT LLP (PHASE - III & IV) | BLOCK PHASE - III | Civil | Sub & Super Structure Work |  |  | Extra Charges 11th floor to above Roof | Extra Charges 11th floor to above Roof as per drawing and direction of EIC. BLOCK-15 | Cum. |  |  | Approved
SOUTHWINDS PROJECT LLP (PHASE - III & IV) | BLOCK PHASE - III | Civil | Sub & Super Structure Work |  |  | Above Plinth level 200/250TH BRICK WORK WITH FLYASH BRICKS BLOCK-16 | Above Plinth level 200/250TH BRICK WORK WITH FLYASH BRICKS BLOCK-16 | Cum. |  |  | Approved
SOUTHWINDS PROJECT LLP (PHASE - III & IV) | BLOCK PHASE - III | Civil | Sub & Super Structure Work |  |  | Extra Charges 4h to 10th floor | Extra Charges 4h to 10th floor as per drawing and direction of EIC. BLOCK-16 | Cum. |  |  | Approved
SOUTHWINDS PROJECT LLP (PHASE - III & IV) | BLOCK PHASE - III | Civil | Sub & Super Structure Work |  |  | Extra Charges 11th floor to above Roof | Extra Charges 11th floor to above Roof as per drawing and direction of EIC. BLOCK-16 | Cum. |  |  | Approved
SOUTHWINDS PROJECT LLP (PHASE - III & IV) | BLOCK PHASE - III | Civil | Sub & Super Structure Work |  |  | Above Plinth level 200/250TH BRICK WORK WITH FLYASH BRICKS MLCP | Above Plinth level 200/250TH BRICK WORK WITH FLYASH BRICKS MLCP | Cum. |  |  | Approved
SOUTHWINDS PROJECT LLP (PHASE - III & IV) | BLOCK PHASE - III | Civil | Sub & Super Structure Work |  |  | Extra Charges 4h to 10th floor | Extra Charges 4h to 10th floor as per drawing and direction of EIC. MLCP | Cum. |  |  | Approved
SOUTHWINDS PROJECT LLP (PHASE - III & IV) | BLOCK PHASE - III | Civil | Sub & Super Structure Work | WO/SP34/BP34/4 | M.A Construction | 90/100/125TH BRICK WORK WITH FLYASH BRICKS | ALL CHARGES FOR CONSTRUCTING 90/100/125MM THK. BRICK MASONRY IN CM 1:4 AT ALL LEVELS WITH FLYASH BRICKS OF REQUIRED SIZES AS PER MANUFACTURER'S GUIDANCE COMPLETE IN ALL RESPECT AND FOR ALL LEVELS INCLUDING V- GROOVE JOINTING ON BOTH FACES, PROVIDING & FIXING OF HB NET AT EVERY 3RD LAYER, AS PER DRAWING AND AS SPECIFIED IN RELEVANT IS CODES, NECESSARY CURING, SCAFFOLDING, STAGING, ALL LEADS AND LIFTS FROM ANY POINT TO ANY POINT INSIDE THE SITE IN ALL STRUCTURES SUCH AS WALLS / PILLARS / STUB / SUPPORTS / DRAINS ETC INCLUDING CLEANING OF ACCUMULATED DEBRIS AS PER DRAWING AND SPECIFICATIONS AND AS DIRECTED BY THE PROJECT MANAGER. (CEMENT WILL BE SUPPLIED BY CLIENT ON RECONCILIATION BASIS) 90/100/125TH Brick work with Fly Ash Bricks (Above Plinth level) |  | 0 | 0 | Approved
SOUTHWINDS PROJECT LLP (PHASE - III & IV) | BLOCK PHASE - III | Civil | Sub & Super Structure Work | WO/SP34/BP34/4 | M.A Construction | (Above Plinth level) 90/100/125TH Brick work with Fly Ash Bricks BLOCK-11 | (Above Plinth level) 90/100/125TH Brick work with Fly Ash Bricks BLOCK-11 | Sq.Mtr. | 1684.741 | 325 | Approved
SOUTHWINDS PROJECT LLP (PHASE - III & IV) | BLOCK PHASE - III | Civil | Sub & Super Structure Work | WO/SP34/BP34/4 | M.A Construction | Extra Charges 4h to 10th floor | Extra Charges 4h to 10th floor as per drawing and direction of EIC. BLOCK-11 | Sq.Mtr. | 844.186 | 80 | Approved
SOUTHWINDS PROJECT LLP (PHASE - III & IV) | BLOCK PHASE - III | Civil | Sub & Super Structure Work | WO/SP34/BP34/4 | M.A Construction | Extra Charges 11th floor to above Roof | Extra Charges 11th floor to above Roof as per drawing and direction of EIC. BLOCK-11 | Sq.Mtr. | 373.869 | 113 | Approved
SOUTHWINDS PROJECT LLP (PHASE - III & IV) | BLOCK PHASE - III | Civil | Sub & Super Structure Work | WO/SP34/BP34/4 | M.A Construction | (Above Plinth level) 90/100/125TH Brick work with Fly Ash Bricks BLOCK-12 | (Above Plinth level) 90/100/125TH Brick work with Fly Ash Bricks BLOCK-12 | Sq.Mtr. | 1141.034 | 325 | Approved
SOUTHWINDS PROJECT LLP (PHASE - III & IV) | BLOCK PHASE - III | Civil | Sub & Super Structure Work | WO/SP34/BP34/4 | M.A Construction | Extra Charges 4h to 10th floor as per drawing and direction of EIC. BLOCK-12 | Extra Charges 4h to 10th floor as per drawing and direction of EIC. BLOCK-12 | Sq.Mtr. | 711.606 | 80 | Approved
SOUTHWINDS PROJECT LLP (PHASE - III & IV) | BLOCK PHASE - III | Civil | Sub & Super Structure Work | WO/SP34/BP34/4 | M.A Construction | Extra Charges 11th floor to above Roof | Extra Charges 11th floor to above Roof as per drawing and direction of EIC. BLOCK-12 | Sq.Mtr. | 108.927 | 113 | Approved
SOUTHWINDS PROJECT LLP (PHASE - III & IV) | BLOCK PHASE - III | Civil | Sub & Super Structure Work |  |  | (Above Plinth level) 90/100/125TH Brick work with Fly Ash Bricks BLOCK-13 | (Above Plinth level) 90/100/125TH Brick work with Fly Ash Bricks BLOCK-13 | Sq.Mtr. |  |  | Approved
SOUTHWINDS PROJECT LLP (PHASE - III & IV) | BLOCK PHASE - III | Civil | Sub & Super Structure Work |  |  | Extra Charges 4h to 10th floor | Extra Charges 4h to 10th floor as per drawing and direction of EIC. BLOCK-13 | Sq.Mtr. |  |  | Approved
SOUTHWINDS PROJECT LLP (PHASE - III & IV) | BLOCK PHASE - III | Civil | Sub & Super Structure Work |  |  | Extra Charges 11th floor to above Roof | Extra Charges 11th floor to above Roof as per drawing and direction of EIC. BLOCK-13 | Sq.Mtr. |  |  | Approved
SOUTHWINDS PROJECT LLP (PHASE - III & IV) | BLOCK PHASE - III | Civil | Sub & Super Structure Work |  |  | (Above Plinth level) 90/100/125TH Brick work with Fly Ash Bricks BLOCK-14 | (Above Plinth level) 90/100/125TH Brick work with Fly Ash Bricks BLOCK-14 | Sq.Mtr. |  |  | Approved
SOUTHWINDS PROJECT LLP (PHASE - III & IV) | BLOCK PHASE - III | Civil | Sub & Super Structure Work |  |  | Extra Charges 4h to 10th floor | Extra Charges 4h to 10th floor as per drawing and direction of EIC. BLOCK-14 | Sq.Mtr. |  |  | Approved
SOUTHWINDS PROJECT LLP (PHASE - III & IV) | BLOCK PHASE - III | Civil | Sub & Super Structure Work |  |  | Extra Charges 11th floor to above Roof | Extra Charges 11th floor to above Roof as per drawing and direction of EIC. BLOCK-14 | Sq.Mtr. |  |  | Approved
SOUTHWINDS PROJECT LLP (PHASE - III & IV) | BLOCK PHASE - III | Civil | Sub & Super Structure Work |  |  | (Above Plinth level) 90/100/125TH Brick work with Fly Ash Bricks BLOCK-14 | (Above Plinth level) 90/100/125TH Brick work with Fly Ash Bricks BLOCK-15 | Sq.Mtr. |  |  | Approved
SOUTHWINDS PROJECT LLP (PHASE - III & IV) | BLOCK PHASE - III | Civil | Sub & Super Structure Work |  |  | Extra Charges 4h to 10th floor | Extra Charges 4h to 10th floor as per drawing and direction of EIC. BLOCK-15 | Sq.Mtr. |  |  | Approved
SOUTHWINDS PROJECT LLP (PHASE - III & IV) | BLOCK PHASE - III | Civil | Sub & Super Structure Work |  |  | Extra Charges 11th floor to above Roof as per drawing and direction of EIC. | Extra Charges 11th floor to above Roof as per drawing and direction of EIC. BLOCK-15 | Sq.Mtr. |  |  | Approved
SOUTHWINDS PROJECT LLP (PHASE - III & IV) | BLOCK PHASE - III | Civil | Sub & Super Structure Work |  |  | (Above Plinth level) 90/100/125TH Brick work with Fly Ash Bricks BLOCK-16 | (Above Plinth level) 90/100/125TH Brick work with Fly Ash Bricks BLOCK-16 | Sq.Mtr. |  |  | Approved
SOUTHWINDS PROJECT LLP (PHASE - III & IV) | BLOCK PHASE - III | Civil | Sub & Super Structure Work |  |  | Extra Charges 4h to 10th floor | Extra Charges 4h to 10th floor as per drawing and direction of EIC. BLOCK-16 | Sq.Mtr. |  |  | Approved
SOUTHWINDS PROJECT LLP (PHASE - III & IV) | BLOCK PHASE - III | Civil | Sub & Super Structure Work |  |  | Extra Charges 11th floor to above Roof as per drawing and direction of EIC. | Extra Charges 11th floor to above Roof as per drawing and direction of EIC. BLOCK-16 | Sq.Mtr. |  |  | Approved
SOUTHWINDS PROJECT LLP (PHASE - III & IV) | BLOCK PHASE - III | Civil | Sub & Super Structure Work |  |  | (Above Plinth level) 90/100/125TH Brick work with Fly Ash Bricks MLCP | (Above Plinth level) 90/100/125TH Brick work with Fly Ash Bricks MLCP | Sq.Mtr. |  |  | Approved
SOUTHWINDS PROJECT LLP (PHASE - III & IV) | BLOCK PHASE - III | Civil | Sub & Super Structure Work |  |  | Extra Charges 4h to 10th floor | Extra Charges 4h to 10th floor as per drawing and direction of EIC. MLCP | Sq.Mtr. |  |  | Approved
SOUTHWINDS PROJECT LLP (PHASE - III & IV) | BLOCK PHASE - III | Civil | Sub & Super Structure Work | WO/SP34/BP34/4 | M.A Construction | 200/250TH AAC BLOCK WORK (up to Plinth level) | 200/250TH AAC BLOCK WORK ALL CHARGES FOR CONSTRUCTING 200/250MM THK. BLOCK MASONRY AT ALL LEVELS WITH AUTOCLAVE AERATED CONCRETE BLOCKS OF SIZE 600 MM X 200/250 MM X 100/125 MM MADE OF FLY ASH, LIME CEMENT CONFORMING TO IS: 2185 ( PART-3)- 1984 WITH CHEMICAL ADHESIVE ( ULTRATECH OR EQUIVALENT) AS PER MANUFACTURER'S GUIDANCE COMPLETE IN ALL RESPECT AS PER METHOLOGY GUIDED IN IS 6041- 1985 AND FOR ALL LEVELS INCLUDING V- GROOVE JOINTING ON BOTH FACES, AS PER DRAWING AND AS SPECIFIED IN IS 6041- 1985, NECESSARY CURING, SCAFFOLDING, STAGING, ALL LEADS AND LIFTS FROM ANY POINT TO ANY POINT INSIDE THE SITE IN ALL STRUCTURES SUCH AS WALLS / PILLARS / STUB / SUPPORTS / DRAINS ETC INCLUDING CLEANING OF ACCUMULATED DEBRIS AS PER DRAWING AND SPECIFICATIONS AND AS DIRECTED BY THE PROJECT MANAGER. NB: 1.Quality of AAC blocks: AAC blocks must be of Grade-I, having Minimum compressive strength of 551 - 650 Kg/Cum, having thermal conductivity of 0.24 W/m.k according to IS: 2185 part-3. 2. Use of specific cutting tools to cut the AAC blocks during execution. NOTE: CONTRACTOR WILL COORDINATE WITH AAC BLOCK MANUFACTURER FOR ARRANGING OF TRAINING PROGRAMME FOR WORKERS TO WORK WITH AAC BLOCKS. Above Plinth level |  | 0 | 0 | Approved
SOUTHWINDS PROJECT LLP (PHASE - III & IV) | BLOCK PHASE - III | Civil | Sub & Super Structure Work | WO/SP34/BP34/4 | M.A Construction | Above Plinth level 200/250TH AAC BLOCK WORK BLOCK-11 | Above Plinth level 200/250TH AAC BLOCK WORK BLOCK-11 | Cum. | 707.989 | 2500 | Approved
SOUTHWINDS PROJECT LLP (PHASE - III & IV) | BLOCK PHASE - III | Civil | Sub & Super Structure Work | WO/SP34/BP34/4 | M.A Construction | Extra Charges 4h to 10th floor | Extra Charges 4h to 10th floor as per drawing and direction of EIC. BLOCK-11 | Cum. | 361.068 | 210 | Approved
SOUTHWINDS PROJECT LLP (PHASE - III & IV) | BLOCK PHASE - III | Civil | Sub & Super Structure Work | WO/SP34/BP34/4 | M.A Construction | Extra Charges 11th floor to above Roof | Extra Charges 11th floor to above Roof as per drawing and direction of EIC. BLOCK-11 | Cum. | 162.914 | 456 | Approved
SOUTHWINDS PROJECT LLP (PHASE - III & IV) | BLOCK PHASE - III | Civil | Sub & Super Structure Work | WO/SP34/BP34/4 | M.A Construction | Above Plinth level 200/250TH AAC BLOCK WORK BLOCK-12 | Above Plinth level 200/250TH AAC BLOCK WORK BLOCK-12 | Cum. | 593.518 | 2500 | Approved
SOUTHWINDS PROJECT LLP (PHASE - III & IV) | BLOCK PHASE - III | Civil | Sub & Super Structure Work | WO/SP34/BP34/4 | M.A Construction | Extra Charges 4h to 10th floor | Extra Charges 4h to 10th floor as per drawing and direction of EIC. BLOCK-12 | Cum. | 360.52 | 210 | Approved
SOUTHWINDS PROJECT LLP (PHASE - III & IV) | BLOCK PHASE - III | Civil | Sub & Super Structure Work | WO/SP34/BP34/4 | M.A Construction | Extra Charges 11th floor to above Roof | Extra Charges 11th floor to above Roof as per drawing and direction of EIC. BLOCK-12 | Cum. | 62.113 | 456 | Approved
SOUTHWINDS PROJECT LLP (PHASE - III & IV) | BLOCK PHASE - III | Civil | Sub & Super Structure Work |  |  | Above Plinth level 200/250TH AAC BLOCK WORK BLOCK-13 | Above Plinth level 200/250TH AAC BLOCK WORK BLOCK-13 | Cum. |  |  | Approved
SOUTHWINDS PROJECT LLP (PHASE - III & IV) | BLOCK PHASE - III | Civil | Sub & Super Structure Work |  |  | Extra Charges 4h to 10th floor | Extra Charges 4h to 10th floor as per drawing and direction of EIC. BLOCK-13 | Cum. |  |  | Approved
SOUTHWINDS PROJECT LLP (PHASE - III & IV) | BLOCK PHASE - III | Civil | Sub & Super Structure Work |  |  | Extra Charges 11th floor to above Roof | Extra Charges 11th floor to above Roof as per drawing and direction of EIC. BLOCK-13 | Cum. |  |  | Approved
SOUTHWINDS PROJECT LLP (PHASE - III & IV) | BLOCK PHASE - III | Civil | Sub & Super Structure Work |  |  | Above Plinth level 200/250TH AAC BLOCK WORK BLOCK-14 | Above Plinth level 200/250TH AAC BLOCK WORK BLOCK-14 | Cum. |  |  | Approved
SOUTHWINDS PROJECT LLP (PHASE - III & IV) | BLOCK PHASE - III | Civil | Sub & Super Structure Work |  |  | Extra Charges 4h to 10th floor | Extra Charges 4h to 10th floor as per drawing and direction of EIC. BLOCK-14 | Cum. |  |  | Approved
SOUTHWINDS PROJECT LLP (PHASE - III & IV) | BLOCK PHASE - III | Civil | Sub & Super Structure Work |  |  | Extra Charges 11th floor to above Roof | Extra Charges 11th floor to above Roof as per drawing and direction of EIC. BLOCK-14 | Cum. |  |  | Approved
SOUTHWINDS PROJECT LLP (PHASE - III & IV) | BLOCK PHASE - III | Civil | Sub & Super Structure Work |  |  | Above Plinth level 200/250TH AAC BLOCK WORK BLOCK-15 | Above Plinth level 200/250TH AAC BLOCK WORK BLOCK-15 | Cum. |  |  | Approved
SOUTHWINDS PROJECT LLP (PHASE - III & IV) | BLOCK PHASE - III | Civil | Sub & Super Structure Work |  |  | Extra Charges 4h to 10th floor | Extra Charges 4h to 10th floor as per drawing and direction of EIC. BLOCK-15 | Cum. |  |  | Approved
SOUTHWINDS PROJECT LLP (PHASE - III & IV) | BLOCK PHASE - III | Civil | Sub & Super Structure Work |  |  | Extra Charges 11th floor to above Roof | Extra Charges 11th floor to above Roof as per drawing and direction of EIC. BLOCK-15 | Cum. |  |  | Approved
SOUTHWINDS PROJECT LLP (PHASE - III & IV) | BLOCK PHASE - III | Civil | Sub & Super Structure Work |  |  | Above Plinth level 200/250TH AAC BLOCK WORK BLOCK-16 | Above Plinth level 200/250TH AAC BLOCK WORK BLOCK-16 | Cum. |  |  | Approved
SOUTHWINDS PROJECT LLP (PHASE - III & IV) | BLOCK PHASE - III | Civil | Sub & Super Structure Work |  |  | Extra Charges 4h to 10th floor | Extra Charges 4h to 10th floor as per drawing and direction of EIC. BLOCK-16 | Cum. |  |  | Approved
SOUTHWINDS PROJECT LLP (PHASE - III & IV) | BLOCK PHASE - III | Civil | Sub & Super Structure Work |  |  | Extra Charges 11th floor to above Roof | Extra Charges 11th floor to above Roof as per drawing and direction of EIC. BLOCK-16 | Cum. |  |  | Approved
SOUTHWINDS PROJECT LLP (PHASE - III & IV) | BLOCK PHASE - III | Civil | Sub & Super Structure Work |  |  | Above Plinth level 200/250TH AAC BLOCK WORK MLCP | Above Plinth level 200/250TH AAC BLOCK WORK MLCP | Cum. |  |  | Approved
SOUTHWINDS PROJECT LLP (PHASE - III & IV) | BLOCK PHASE - III | Civil | Sub & Super Structure Work |  |  | Extra Charges 4h to 10th floor | Extra Charges 4h to 10th floor as per drawing and direction of EIC. MLCP | Cum. |  |  | Approved
SOUTHWINDS PROJECT LLP (PHASE - III & IV) | BLOCK PHASE - III | Civil | Sub & Super Structure Work | WO/SP34/BP34/4 | M.A Construction | 100 / 125TH AAC BLOCK WORK - Above Plinth level | 100 / 125TH AAC BLOCK WORK "ALL CHARGES FOR CONSTRUCTING 100/125MM THK. BLOCK MASONRY AT ALL LEVELS WITH AUTOCLAVE AERATED CONCRETE BLOCKS OF SIZE 600 MM X 200/250 MM X 100/125 MM MADE OF FLY ASH, LIME CEMENT CONFORMING TO IS: 2185 ( PART-3)- 1984 WITH CHEMICAL ADHESIVE ( ULTRATECH OR EQUIVALENT) AS PER MANUFACTURER'S GUIDANCE COMPLETE IN ALL RESPECT AS PER METHOLOGY GUIDED IN IS 6041- 1985 AND FOR ALL LEVELS INCLUDING V- GROOVE JOINTING ON BOTH FACES, AS PER DRAWING AND AS SPECIFIED IN IS 6041- 1985, NECESSARY CURING, SCAFFOLDING, STAGING, ALL LEADS AND LIFTS FROM ANY POINT TO ANY POINT INSIDE THE SITE IN ALL STRUCTURES SUCH AS WALLS / PILLARS / STUB / SUPPORTS / DRAINS ETC INCLUDING CLEANING OF ACCUMULATED DEBRIS AS PER DRAWING AND SPECIFICATIONS AND AS DIRECTED BY THE PROJECT MANAGER. NB: 1.Quality of AAC blocks: AAC blocks must be of Grade-I, having Minimum compressive strength of 551 - 650 Kg/Cum, having thermal conductivity of 0.24 W/m.k according to IS: 2185 part-3. 2. Use of specific cutting tools to cut the AAC blocks during execution. NOTE: CONTRACTOR WILL COORDINATE WITH AAC BLOCK MANUFACTURER FOR ARRANGING OF TRAINING PROGRAMME FOR WORKERS TO WORK WITH AAC BLOCKS. " Above Plinth level |  | 0 | 0 | Approved
SOUTHWINDS PROJECT LLP (PHASE - III & IV) | BLOCK PHASE - III | Civil | Sub & Super Structure Work | WO/SP34/BP34/4 | M.A Construction | Above Plinth level 100 / 125TH AAC BLOCK WORK BLOCK-11 | Above Plinth level 100 / 125TH AAC BLOCK WORK BLOCK-11 | Sq.Mtr. | 7043.165 | 325 | Approved
SOUTHWINDS PROJECT LLP (PHASE - III & IV) | BLOCK PHASE - III | Civil | Sub & Super Structure Work | WO/SP34/BP34/4 | M.A Construction | Extra Charges 4h to 10th floor | Extra Charges 4h to 10th floor as per drawing and direction of EIC. BLOCK-11 | Sq.Mtr. | 3666.641 | 80 | Approved
SOUTHWINDS PROJECT LLP (PHASE - III & IV) | BLOCK PHASE - III | Civil | Sub & Super Structure Work | WO/SP34/BP34/4 | M.A Construction | Extra Charges 11th floor to above Roof | Extra Charges 11th floor to above Roof as per drawing and direction of EIC. BLOCK-11 | Sq.Mtr. | 1734.848 | 118 | Approved
SOUTHWINDS PROJECT LLP (PHASE - III & IV) | BLOCK PHASE - III | Civil | Sub & Super Structure Work | WO/SP34/BP34/4 | M.A Construction | Above Plinth level 100 / 125TH AAC BLOCK WORK BLOCK-12 | Above Plinth level 100 / 125TH AAC BLOCK WORK BLOCK-12 | Sq.Mtr. | 3767.023 | 325 | Approved
SOUTHWINDS PROJECT LLP (PHASE - III & IV) | BLOCK PHASE - III | Civil | Sub & Super Structure Work | WO/SP34/BP34/4 | M.A Construction | Extra Charges 4h to 10th floor | Extra Charges 4h to 10th floor as per drawing and direction of EIC. BLOCK-12 | Sq.Mtr. | 2280.267 | 80 | Approved
SOUTHWINDS PROJECT LLP (PHASE - III & IV) | BLOCK PHASE - III | Civil | Sub & Super Structure Work | WO/SP34/BP34/4 | M.A Construction | Extra Charges 11th floor to above Roof | Extra Charges 11th floor to above Roof as per drawing and direction of EIC. BLOCK-12 | Sq.Mtr. | 484.904 | 118 | Approved
SOUTHWINDS PROJECT LLP (PHASE - III & IV) | BLOCK PHASE - III | Civil | Sub & Super Structure Work |  |  | Above Plinth level 100 / 125TH AAC BLOCK WORK BLOCK-13 | Above Plinth level 100 / 125TH AAC BLOCK WORK BLOCK-13 | Sq.Mtr. |  |  | Approved
SOUTHWINDS PROJECT LLP (PHASE - III & IV) | BLOCK PHASE - III | Civil | Sub & Super Structure Work |  |  | Extra Charges 4h to 10th floor | Extra Charges 4h to 10th floor as per drawing and direction of EIC. BLOCK-13 | Sq.Mtr. |  |  | Approved
SOUTHWINDS PROJECT LLP (PHASE - III & IV) | BLOCK PHASE - III | Civil | Sub & Super Structure Work |  |  | Extra Charges 11th floor to above Roof | Extra Charges 11th floor to above Roof as per drawing and direction of EIC. BLOCK-13 | Sq.Mtr. |  |  | Approved
SOUTHWINDS PROJECT LLP (PHASE - III & IV) | BLOCK PHASE - III | Civil | Sub & Super Structure Work |  |  | Above Plinth level 100 / 125TH AAC BLOCK WORK BLOCK-14 | Above Plinth level 100 / 125TH AAC BLOCK WORK BLOCK-14 | Sq.Mtr. |  |  | Approved
SOUTHWINDS PROJECT LLP (PHASE - III & IV) | BLOCK PHASE - III | Civil | Sub & Super Structure Work |  |  | Extra Charges 4h to 10th floo | Extra Charges 4h to 10th floor as per drawing and direction of EIC. BLOCK-14 | Sq.Mtr. |  |  | Approved
SOUTHWINDS PROJECT LLP (PHASE - III & IV) | BLOCK PHASE - III | Civil | Sub & Super Structure Work |  |  | Extra Charges 11th floor to above Roof | Extra Charges 11th floor to above Roof as per drawing and direction of EIC. BLOCK-14 | Sq.Mtr. |  |  | Approved
SOUTHWINDS PROJECT LLP (PHASE - III & IV) | BLOCK PHASE - III | Civil | Sub & Super Structure Work |  |  | Above Plinth level 100 / 125TH AAC BLOCK WORK BLOCK-15 | Above Plinth level 100 / 125TH AAC BLOCK WORK BLOCK-15 | Sq.Mtr. |  |  | Approved
SOUTHWINDS PROJECT LLP (PHASE - III & IV) | BLOCK PHASE - III | Civil | Sub & Super Structure Work |  |  | Extra Charges 4h to 10th floo | Extra Charges 4h to 10th floor as per drawing and direction of EIC. BLOCK-15 | Sq.Mtr. |  |  | Approved
SOUTHWINDS PROJECT LLP (PHASE - III & IV) | BLOCK PHASE - III | Civil | Sub & Super Structure Work |  |  | Extra Charges 11th floor to above Roof | Extra Charges 11th floor to above Roof as per drawing and direction of EIC. BLOCK-15 | Sq.Mtr. |  |  | Approved
SOUTHWINDS PROJECT LLP (PHASE - III & IV) | BLOCK PHASE - III | Civil | Sub & Super Structure Work |  |  | Above Plinth level 100 / 125TH AAC BLOCK WORK BLOCK-16 | Above Plinth level 100 / 125TH AAC BLOCK WORK BLOCK-16 | Sq.Mtr. |  |  | Approved
SOUTHWINDS PROJECT LLP (PHASE - III & IV) | BLOCK PHASE - III | Civil | Sub & Super Structure Work |  |  | Extra Charges 4h to 10th floor | Extra Charges 4h to 10th floor as per drawing and direction of EIC. BLOCK-16 | Sq.Mtr. |  |  | Approved
SOUTHWINDS PROJECT LLP (PHASE - III & IV) | BLOCK PHASE - III | Civil | Sub & Super Structure Work |  |  | Extra Charges 11th floor to above Roof | Extra Charges 11th floor to above Roof as per drawing and direction of EIC. BLOCK-16 | Sq.Mtr. |  |  | Approved
SOUTHWINDS PROJECT LLP (PHASE - III & IV) | BLOCK PHASE - III | Civil | Sub & Super Structure Work |  |  | Above Plinth level 100 / 125TH AAC BLOCK WORK MLCP | Above Plinth level 100 / 125TH AAC BLOCK WORK MLCP | Sq.Mtr. |  |  | Approved
SOUTHWINDS PROJECT LLP (PHASE - III & IV) | BLOCK PHASE - III | Civil | Sub & Super Structure Work |  |  | Extra Charges 4h to 10th floor | Extra Charges 4h to 10th floor as per drawing and direction of EIC. MLCP | Sq.Mtr. |  |  | Approved
SOUTHWINDS PROJECT LLP (PHASE - III & IV) | BLOCK PHASE - III | Civil | Sub & Super Structure Work | WO/SP34/BP34/4 | M.A Construction | LINTEL BAND POST AT ALL LEVELS (M20) | LINTEL BAND POST AT ALL LEVELS (M20) All charges for Placing, laying and compacting the RCC-SMC of M20 grade in position at all levels, depths and in all required shapes/profiles/inclinations as per specification/I.S. codes or as directed by the Engineer In Charge. The rate shall also include the Non Destructive Test ( If Required ), the cost of necessary labour, plant and machineries, cover block in PVC / cement mortar 1:1, curing pipes / hessian cloth, required water and necessary piping, tools and tackles, making the surface good to receive the finishes, dewatering and keeping the area dry to receive the concrete, making and placing concrete cover blocks of same grade/ PVC Cover blocks, making provision of stand-by vibrators and needles, buttering with cement slurry, removing laitance from surface, providing the construction joints, openings, protecting the newly placed concrete from rain / heat with PVC sheets, marking the date of concreting, collecting concrete samples in cube moulds making necessary arrangements for curing and ponding, clearing the area of debris etc. complete as directed and to the satisfaction by the Engineer In Charge. (Shuttering and reinforcement work will be measured and paid separately). |  | 0 | 0 | Approved
SOUTHWINDS PROJECT LLP (PHASE - III & IV) | BLOCK PHASE - III | Civil | Sub & Super Structure Work | WO/SP34/BP34/4 | M.A Construction | FIXING OF WOODEN DOOR FRAME | FIXING OF WOODEN DOOR FRAME ALL CHARGES FOR SUPPLYING & FIXING OF SWAN & SIZED TIMBER SET COMPRISES OF (2 OR MORE NO(S) VERTICAL & 1 NO HORIZONTAL OF APPROVED SIZE AND SECTION AS PER DRAWING ) USING 06 ( SIX ) NO APPROVED MECHANICAL ANCHOR FASTENER AND/OR MS HOLDFASTS OR COMBINATION OF BOTH AS PER LOCATIONS MENTIONED IN DRAWING AND AS INSTRUCTED BY PROJECT MANAGER. DOOR FRAME OF ANY DIMENSIONS |  | 0 | 0 | Approved
SOUTHWINDS PROJECT LLP (PHASE - III & IV) | BLOCK PHASE - III | Civil | Sub & Super Structure Work | WO/SP34/BP34/4 | M.A Construction | INTERNAL WALL PLASTER | INTERNAL WALL PLASTER ALL CHARGES FOR PROVIDING & APPLYING INTERNAL PLASTER USING CM (1:6) OF AVERAGE 12MM THICK TO ALL INTERNAL WALL SURFACES WITH CEMENT AND SAND MORTAR INCLUDING NECESSARY SCAFFOLDING, ROUNDING OFF OR CHAMFERING CORNERS PUTTING WIRE / FIBRE MESH 6 TO 8 INCHES WIDE AT EVERY FLUSH JOINT OF BRICKWORK AND CONCRETE AS DIRECTED AND RAKING OUT JOINTS & ROUGHENING OF CONCRETE SURFACE( INCLUDING CHIPPING AND CUTTING OF BULGED CONCRETE IF ANY), INCLUDING THROATING, NOSING , CURING, CHIPPING OF EXCESS MORTAR FROMFLOOR, CLEANING OF DEBRIS ETC.COMPLETE AS PER THE DRAWINGS AND SPECIFICATIONS / AS DIRECTED BY THE PROJECT MANAGER AND MENDING THE JUNCTION OF SKIRTING GOOD AFTER THE SKIRTING IS FIXED OR FINISHED BY THE FLOORING CONTRACTOR. Above Plinth level |  | 0 | 0 | Approved
SOUTHWINDS PROJECT LLP (PHASE - III & IV) | BLOCK PHASE - III | Civil | Sub & Super Structure Work | WO/SP34/BP34/4 | M.A Construction | BLOCK-11 | Above Plinth level BLOCK-11 | Sq.Mtr. | 946.063 | 107 | Approved
SOUTHWINDS PROJECT LLP (PHASE - III & IV) | BLOCK PHASE - III | Civil | Sub & Super Structure Work | WO/SP34/BP34/4 | M.A Construction | BLOCK-12 | Above Plinth level BLOCK-12 | Sq.Mtr. | 626.558 | 107 | Approved
SOUTHWINDS PROJECT LLP (PHASE - III & IV) | BLOCK PHASE - III | Civil | Sub & Super Structure Work |  |  | BLOCK-13 | Above Plinth level BLOCK-13 | Sq.Mtr. |  |  | Approved
SOUTHWINDS PROJECT LLP (PHASE - III & IV) | BLOCK PHASE - III | Civil | Sub & Super Structure Work |  |  | BLOCK-14 | Above Plinth level BLOCK-14 | Sq.Mtr. |  |  | Approved
SOUTHWINDS PROJECT LLP (PHASE - III & IV) | BLOCK PHASE - III | Civil | Sub & Super Structure Work |  |  | BLOCK-15 | Above Plinth level BLOCK-15 | Sq.Mtr. |  |  | Approved
SOUTHWINDS PROJECT LLP (PHASE - III & IV) | BLOCK PHASE - III | Civil | Sub & Super Structure Work |  |  | BLOCK-16 | Above Plinth level BLOCK-16 | Sq.Mtr. |  |  | Approved
SOUTHWINDS PROJECT LLP (PHASE - III & IV) | BLOCK PHASE - III | Civil | Sub & Super Structure Work |  |  | MLCP | Above Plinth level MLCP | Sq.Mtr. |  |  | Approved
SOUTHWINDS PROJECT LLP (PHASE - III & IV) | BLOCK PHASE - III | Civil | Sub & Super Structure Work | WO/SP34/BP34/4 | M.A Construction | EXTERNAL PLASTER | ALL CHARGES FOR 20 MM THICK (AVG. THICKNESS) CEMENT-SAND PLASTER TO EXTERNAL SURFACES OF MASONRY AND CONCRETE SURFACE IN TWO COATS, UNDERLAYER 10 MM THICK CEMENT-SAND MORTAR 1:6 (1 CEMENT : 6 COARSE SAND) AND TOP LAYER 10 MM THICK CEMENT-SAND PLASTER 1:4 (1 CEMENT: 4 COARSE SAND) WITH SMOOTH LEVELLED SURFACE, INCLUDING MAKING OF 20X10MM DRIP COURSES AT SOFFIT AREAS, NECESSARY GROOVES AS PER ARCHITECTURAL ELEVATION AT ALL LEVELS & LIFT COMPLETE. EXTERNAL PLASTERING SHALL INCLUDE ROUGHENING OF THE CONCRETE SURFACE, APPLYING APPROVED INTEGRAL WATER PROOFING MATERIAL (OF SIKA / PIDILITE / BASF) MIXED AS PER MIXING PROPORTION MENTIONED IN PRODUCT DATA SHEET PER BAG OF CEMENT FOR BOTH LAYERS, APPLYING SHRINKAGE PROOF MATERIAL LIKE RELIANCE POLYMER OR EQUIVALENT FOR TOP LAYER OF PLASTER AT ALL LEVELS, CURING IN ALL RESPECT. THE RATE SHOULD BE INCLUDED OF SCAFFOLDING, STAGING ETC COMPLETE. EXTERNAL PLASTER AT ALL LEVEL |  | 0 | 0 | Approved
SOUTHWINDS PROJECT LLP (PHASE - III & IV) | BLOCK PHASE - III | Civil | Sub & Super Structure Work | WO/SP34/BP34/4 | M.A Construction | MAKING OF 'V' GROOVE IN PLASTER | ALL CHARGES FOR MAKING OF 'V' GROOVE LINE (ABOVE 12MM WIDE X 10MM DEEP) IN PLASTER SURFACE AT ANY FLOOR LEVEL AS PER DRAWING & DIRECTION OF E-I-C |  | 0 | 0 | Approved
SOUTHWINDS PROJECT LLP (PHASE - III & IV) | BLOCK PHASE - III | Civil | Sub & Super Structure Work | WO/SP34/BP34/4 | M.A Construction | For Bl-11 & 12 | MAKING OF 'V' GROOVE IN PLASTER For Bl-11 & 12 | RMT | 2263.13 | 48 | Approved
SOUTHWINDS PROJECT LLP (PHASE - III & IV) | BLOCK PHASE - III | Civil | Sub & Super Structure Work |  |  | For Bl-13, 14, 15, 16 & MLCP | MAKING OF 'V' GROOVE IN PLASTER For Bl-13, 14, 15, 16 & MLCP | RMT |  |  | Approved
SOUTHWINDS PROJECT LLP (PHASE - III & IV) | BLOCK PHASE - III | Civil | Sub & Super Structure Work | WO/SP34/BP34/4 | M.A Construction | DISMANTLING OF PILE HEADS | DISMANTLING OF PILE HEADS DISMANTLING OF CONCRETE PILE HEADS UP TO CUT-OFF LEVEL/GOOD CONCRETE AS PER DRAWING (MECHANICAL/PNEUMATIC TOOLS WOULD NOT BE ALLOWED BEYOND 1 MTR ABOVE THE CUT-OFF LEVEL SO AS NOT TO DAMAGE THE RC PILES) INCLUDING REMOVAL & STACKING OF DEBRIS AT DESIGNATED PLACE WITH A MINIMUM LEAD OF 30 METERS. ALL COMPLETE AS PER DIRECTION OF EIC |  | 0 | 0 | Approved
SOUTHWINDS PROJECT LLP (PHASE - III & IV) | BLOCK PHASE - III | Civil | Sub & Super Structure Work | WO/SP34/BP34/4 | M.A Construction | For Bl-11 & 12 | DISMANTLING OF PILE HEADS For Bl-11 & 12 | Nos. | 285 | 1300 | Approved
SOUTHWINDS PROJECT LLP (PHASE - III & IV) | BLOCK PHASE - III | Civil | Sub & Super Structure Work |  |  | For Bl-13, 14, 15, 16 & MLCP | DISMANTLING OF PILE HEADS For Bl-13, 14, 15, 16 & MLCP | Nos. |  |  | Approved
SOUTHWINDS PROJECT LLP (PHASE - III & IV) | BLOCK PHASE - III | Civil | Sub & Super Structure Work | WO/SP34/BP34/4 | M.A Construction | STAGGING BEYOND 4.50 METER HEIGHT | STAGGING BEYOND 4.50 METER HEIGHT ALL CHARGES FOR ERECTION & DISMANTLING OF STAGING WITH MS MEMBERS BEYOND 4.50 METER HEIGHT ALL COMPLETE AS DIRECTED BY E-I-C. CONTRACTOR HAS TO SUBMIT THE ENTIRE SCHEME OF SUCH STAGGING AND GET IT APPROVED FROMCLIENT BEFORE STARTING ERECTION AT SITE. |  | 0 | 0 | Approved
SOUTHWINDS PROJECT LLP (PHASE - III & IV) | BLOCK PHASE - III | Civil | Sub & Super Structure Work | WO/SP34/BP34/4 | M.A Construction | For Bl-11 & 12 | STAGGING BEYOND 4.50 METER HEIGHT For Bl-11 & 12 | Cum. | 2655.415 | 87 | Approved
SOUTHWINDS PROJECT LLP (PHASE - III & IV) | BLOCK PHASE - III | Civil | Sub & Super Structure Work |  |  | For Bl-13, 14, 15, 16 & MLCP | STAGGING BEYOND 4.50 METER HEIGHT For Bl-13, 14, 15, 16 & MLCP | Cum. |  |  | Approved
The Ramdulari | BLOCK | Piling Work |  | WO/RP/RP02/1 | GEO Piling Solutions | Piling work | Piling work |  | 0 | 0 | Approved
The Ramdulari | BLOCK | Piling Work |  | WO/RP/RP02/1 | GEO Piling Solutions | 750 mm dia working pile by Rotary Rig | Charges for Boring, Providing and Installing 750 mm dia working pile by Rotary Rig including pouring of RMC and placing & fixing in position TMT steel bar reinforcement for RCC in situ work, cost of supplying, cutting, bending and binding with 18 gauge MS annealed binding wire, cement concrete spacer blocks etc., complete strictly as per (IS:2911 [Part I/Sec. 2] drawings, specifications and as directed by the Engineer. This rate is also inclusive of empty boring & filled with available soil from EGL. Rate also includes charges for placing M-30 grade RCC for piling works. The cement concrete should have an ultimate crushing strength of not less than 300Kg/sq.cm on 15 cm x 15cm x 15cm Cube at 28 days and its cement content not less than 400 Kg/cum. rate shall include cost all tools & tackles, equipments, plant and machiney. Rate also includes charges for cutting bending and tying of reinforcement (Tot Steel as per 15-1786, Fe 500J lowering the cage for piling work including welding transporting, decoiling straightenin& removing loose rust and binding with 18 gaug€ annealed wire to the entire satisfaction of EIC. The rate shall include cost ofbindin€ wire, cover blocks which will not be measured separately for payment The pile reinforcemenl shall be properly welded as per IS specification at all joints both in case of main reinforcement and lateral ties etc including all completion as per drawing and decision. Rate also includes making Slurry vats at pre approved location of site, using bentonite, removal & shifting of bentonite slurry , solid, semisolid liquid muck fom vat/drain. dry/wet soil mixed with bentonite and the surplus earth excavated from vat to outside of the site premises by tanker & other tansport. (Note: Only Cement, RMC and Reinforcement will be supplied by Client, but subjected to reconciliation). The length of piles shall be measured from EGL to Pile Toe (Termination Level) as shown in the drawing. | RMT | 5420 | 1500 | Approved
The Ramdulari | BLOCK | Piling Work |  | WO/RP/RP02/1 | GEO Piling Solutions | 500 mm dia working pile by DMC Mechanical method | Charges for Boring, Providing and Installing 500 mm dia working pile by DMC Mechanical method including pouring of RMC and placing & fixing in position TMT steel bar reinforcement for RCC in situ work, cost of supplying, cutting, bending and binding with 18 gauge MS annealed binding wire, cement concrete spacer blocks etc., complete strictly as per (IS:2911 [Part I/Sec. 2] drawings, specifications and as directed by the Engineer. This rate is also inclusive of empty boring & filled with available soil from EGL. Rate also includes charges for placing M-30 grade RCC for piling works. The cement concrete should have an ultimate crushing strength of not less than 300Kg/sq.cm on 15 cm x 15cm x 15cm Cube at 28 days and its cement content not less than 400 Kg/cum. rate shall include cost all tools & tackles, equipments, plant and machiney. Rate also includes charges for cutting bending and tying of reinforcement (Tot Steel as per 15-1786, Fe 500J lowering the cage for piling work including welding transporting, decoiling straightenin& removing loose rust and binding with 18 gaug€ annealed wire to the entire satisfaction of EIC. The rate shall include cost ofbindin€ wire, cover blocks which will not be measured separately for payment The pile reinforcemenl shall be properly welded as per IS specification at all joints both in case of main reinforcement and lateral ties etc including all completion as per drawing and decision. Rate also includes making Slurry vats at pre approved location of site, using bentonite, removal & shifting of bentonite slurry , solid, semisolid liquid muck fom vat/drain. dry/wet soil mixed with bentonite and the surplus earth excavated from vat to outside of the site premises by tanker & other tansport. (Note: Only Cement, RMC and Reinforcement will be supplied by Client, but subjected to reconciliation). The length of piles shall be measured from EGL to Pile Toe (Termination Level) as shown in the drawing. | RMT | 3762 | 400 | Approved
SOUTHWINDS PROJECT LLP (PHASE - III & IV) | BLOCK PHASE - III | Civil | Sub & Super Structure Work | WO/SP34/BP34/4 | M.A Construction | 65MM THICK SCREED CONCRETE AT ROOF LEVELS | 65MM THICK SCREED CONCRETE AT ROOF LEVELS ALL CHARGES FOR PROVIDING & LAYING SCREED CONCRETE WITH DESIGN MIX CEMENT CONCRETE OF GRADE M20 IN AVERAGE 65MM THICKNESS (WITH A MINIMUM OF 40MM AT THE DRAIN-OUT LOCATIONS) AT ALL ROOF AREAS IN PANELS NOT MORE THAN 3500 X 3500 MM WITH ONE LAYER OF CHICKEN WIRE MESH INCLUDING OF ALL MATERIALS, LABOURS, PREPARATION OF SURFACE, CLEANING AND MAINTANING PROPER SLOPE , NECESSARY FINISHING ( AS PER REQUIREMENT ), CURING, TOOL & TACKLES ETC. ALL NECESSARY WORK COMPLETE IN ALL RESPECT AS PER DRAWING AND DIRECTION OF E-I-C. (ONLY CEMENT WILL BE SUPPLIED BY CLIENT FREE OF COST ON RECONCILIATION BASIS) |  | 0 | 0 | Approved
SOUTHWINDS PROJECT LLP (PHASE - III & IV) | BLOCK PHASE - III | Civil | Sub & Super Structure Work |  |  | VDF WITH METALLIC HARDENER | VDF WITH METALLIC HARDENER ALL CHARGES FOR CONDUCTING VACCUM DEWATERED FLOORING INCLUDING PROVIDING & LAYING M20 GRADE OF CONCRETE OF AVERAGE 75MM THICKNESS (AS MENTIONED IN DRAWING) IN PARKING AREAS WITH ONE LAYER OF CHICKEN WIRE MESH AND METALLIC HARDENER IN RECOMENDED PROPORTIONS AT ALL HEIGHT & DEPTH, CUTTING & MAKNING 5MM X 10MM GROOVES IN PANELS NOT MORE THAN 4000 X 4000 MM & FILLING IT WITH SILICON SEALENT, INCLUDING OF ALL MATERIALS, LABOURS, PREPARATION OF SURFACE, CLEANING AND MAINTANING PROPER SLOPE , NECESSARY FINISHING ( AS PER REQUIREMENT ), CURING ETC. ALL NECESSARY WORK COMPLETE IN ALL RESPECT AS PER DRAWING AND DIRECTION OF THE PROJECT MANAGER. (ONLY CEMENT WILL BE SUPPLIED BY CLIENT ON RECONCILIATION BASIS) |  |  |  | Approved
SOUTHWINDS PROJECT LLP (PHASE - III & IV) | BLOCK PHASE - III | Civil | Sub & Super Structure Work | WO/SP34/BP34/4 | M.A Construction | Concrete pouring | "ALL CHARGES FOR LAYING M40/M30/M25/M20 GRADE CEMENT CONCRETE/REINFORCED CEMENT CONCRETE (EXCLUDING COST OF SHUTTERING & REINFORCEMENT) AT ALL LEVELS AND LEADS FOR ALL ITEMS E.G. BEAMS, SLABS, LINTELS, STAIRCASE, WALL, POCKETS ETC. OF ALL PROFILE COMING ABOVE PLINTH LEVEL USING 20 MM NOMINAL SIZE & DOWN The rate shall include for Placing, laying and compacting the concrete of various grades in position at all levels, depths and in all required shapes/profiles/inclinations,includes locat payout if any as per specification/I.S. codes or as directed by the Engineer In Charge. The rate shall also include the Non Destructive Test ( If Required ), the cost of necessary labour, plant and machineries, cover block in PVC / cement mortar 1:1, curing pipes / hessian cloth, required water and necessary piping, tools and tackles, making the surface good to receive the finishes, dewatering and keeping the area dry to receive the concrete, making and placing concrete cover blocks of same grade/ PVC Cover blocks, making provision of stand-by vibrators and needles, buttering with cement slurry, removing laitance from surface, providing the construction joints, openings, application of cementitious bonding agents at the construction joints, protecting the newly placed concrete from rain / heat with PVC sheets, marking the date of concreting, collecting concrete samples in cube moulds making necessary arrangements for curing and ponding, clearing the area of debris etc. complete as directed and to the satisfaction by the Engineer In Charge. (Shuttering and reinforcement work will be measured and paid separately). (RMC WOULD BE SUPPLIED BY THE EMPLOYER FREE OF COST, BUT SUBJECTED TO RECONCILIATION). " |  | 0 | 0 | Approved
SOUTHWINDS PROJECT LLP (PHASE - III & IV) | BLOCK PHASE - III | Civil | Sub & Super Structure Work | WO/SP34/BP34/5 | SHARIQUE ENTERPRISE | Supply of Material for SINGLE LAYER BRICK FLAT SOLING | Supply of Material ( Like sand, brick etc. as per T & C ) for SINGLE LAYER BRICK FLAT SOLING as per specification, drawing & direction of EIC. |  | 0 |  | Approved
SOUTHWINDS PROJECT LLP (PHASE - III & IV) | BLOCK PHASE - III | Civil | Sub & Super Structure Work | WO/SP34/BP34/5 | SHARIQUE ENTERPRISE | Supply of Material for PLAIN CEMENT CONCRETE | Supply of Material ( Like sand, stone chips etc. as per T & C ) for PLAIN CEMENT CONCRETE ( P.C.C.-1:3:6 with 20mm down stone chips / M20 with 20mm down stone chips)as per specification, drawing & direction of EIC. |  | 0 | 0 | Approved
SOUTHWINDS PROJECT LLP (PHASE - III & IV) | BLOCK PHASE - III | Civil | Sub & Super Structure Work | WO/SP34/BP34/5 | SHARIQUE ENTERPRISE | P.C.C.-1:3:6 with 20mm down stone chips BLOCK-11 | P.C.C.-1:3:6 with 20mm down stone chips BLOCK-11 | Cum. | 0 |  | Approved
SOUTHWINDS PROJECT LLP (PHASE - III & IV) | BLOCK PHASE - III | Civil | Sub & Super Structure Work | WO/SP34/BP34/5 | SHARIQUE ENTERPRISE | P.C.C.-1:3:6 with 20mm down stone chips BLOCK-12 | P.C.C.-1:3:6 with 20mm down stone chips BLOCK-12 | Cum. | 0 |  | Approved
SOUTHWINDS PROJECT LLP (PHASE - III & IV) | BLOCK PHASE - III | Civil | Sub & Super Structure Work |  |  | P.C.C.-1:3:6 with 20mm down stone chips BLOCK-13 | P.C.C.-1:3:6 with 20mm down stone chips BLOCK-13 | Cum. |  |  | Approved
SOUTHWINDS PROJECT LLP (PHASE - III & IV) | BLOCK PHASE - III | Civil | Sub & Super Structure Work |  |  | P.C.C.-1:3:6 with 20mm down stone chips BLOCK-14 | P.C.C.-1:3:6 with 20mm down stone chips BLOCK-14 | Cum. |  |  | Approved
SOUTHWINDS PROJECT LLP (PHASE - III & IV) | BLOCK PHASE - III | Civil | Sub & Super Structure Work |  |  | P.C.C.-1:3:6 with 20mm down stone chips BLOCK-15 | P.C.C.-1:3:6 with 20mm down stone chips BLOCK-15 | Cum. |  |  | Approved
SOUTHWINDS PROJECT LLP (PHASE - III & IV) | BLOCK PHASE - III | Civil | Sub & Super Structure Work |  |  | P.C.C.-1:3:6 with 20mm down stone chips BLOCK-16 | P.C.C.-1:3:6 with 20mm down stone chips BLOCK-16 | Cum. |  |  | Approved
SOUTHWINDS PROJECT LLP (PHASE - III & IV) | BLOCK PHASE - III | Civil | Sub & Super Structure Work |  |  | P.C.C.-1:3:6 with 20mm down stone chips MLCP | P.C.C.-1:3:6 with 20mm down stone chips MLCP | Cum. |  |  | Approved
SOUTHWINDS PROJECT LLP (PHASE - III & IV) | BLOCK PHASE - III | Civil | Sub & Super Structure Work | WO/SP34/BP34/5 | SHARIQUE ENTERPRISE | M20 with 20mm down stone chips BLOCK-11 | M20 with 20mm down stone chips BLOCK-11 | Cum. | 71.223 | 4805 | Approved
SOUTHWINDS PROJECT LLP (PHASE - III & IV) | BLOCK PHASE - III | Civil | Sub & Super Structure Work | WO/SP34/BP34/5 | SHARIQUE ENTERPRISE | M20 with 20mm down stone chips BLOCK-12 | M20 with 20mm down stone chips BLOCK-12 | Cum. | 54.411 | 4805 | Approved
SOUTHWINDS PROJECT LLP (PHASE - III & IV) | BLOCK PHASE - III | Civil | Sub & Super Structure Work |  |  | M20 with 20mm down stone chips BLOCK-13 | M20 with 20mm down stone chips BLOCK-13 | Cum. |  |  | Approved
SOUTHWINDS PROJECT LLP (PHASE - III & IV) | BLOCK PHASE - III | Civil | Sub & Super Structure Work |  |  | M20 with 20mm down stone chips BLOCK-14 | M20 with 20mm down stone chips BLOCK-14 | Cum. |  |  | Approved
SOUTHWINDS PROJECT LLP (PHASE - III & IV) | BLOCK PHASE - III | Civil | Sub & Super Structure Work |  |  | M20 with 20mm down stone chips BLOCK-15 | M20 with 20mm down stone chips BLOCK-15 | Cum. |  |  | Approved
SOUTHWINDS PROJECT LLP (PHASE - III & IV) | BLOCK PHASE - III | Civil | Sub & Super Structure Work |  |  | M20 with 20mm down stone chips BLOCK-16 | M20 with 20mm down stone chips BLOCK-16 | Cum. |  |  | Approved
SOUTHWINDS PROJECT LLP (PHASE - III & IV) | BLOCK PHASE - III | Civil | Sub & Super Structure Work |  |  | M20 with 20mm down stone chips MLCP | M20 with 20mm down stone chips MLCP | Cum. |  |  | Approved
SOUTHWINDS PROJECT LLP (PHASE - III & IV) | BLOCK PHASE - III | Civil | Sub & Super Structure Work | WO/SP34/BP34/5 | SHARIQUE ENTERPRISE | Supply of Material for REINFORCED CEMENT CONCRETE.(UPTO PLINTH LVL.) | Supply of Material ( Like sand, stone chips etc. as per T & C ) for REINFORCED CEMENT CONCRETE. ( M25/M30/M35)as per specification, drawing & direction of EIC. (UPTO PLINTH LVL.) |  | 0 | 0 | Approved
SOUTHWINDS PROJECT LLP (PHASE - III & IV) | BLOCK PHASE - III | Civil | Sub & Super Structure Work | WO/SP34/BP34/5 | SHARIQUE ENTERPRISE | UPTO PLINTH LVL. BLOCK-11 M25 | UPTO PLINTH LVL. BLOCK-11 M25 | Cum. | 23.778 | 4800 | Approved
SOUTHWINDS PROJECT LLP (PHASE - III & IV) | BLOCK PHASE - III | Civil | Sub & Super Structure Work | WO/SP34/BP34/5 | SHARIQUE ENTERPRISE | UPTO PLINTH LVL. BLOCK-11 M30 | UPTO PLINTH LVL. BLOCK-11 M30 | Cum. | 35.686 | 4800 | Approved
SOUTHWINDS PROJECT LLP (PHASE - III & IV) | BLOCK PHASE - III | Civil | Sub & Super Structure Work | WO/SP34/BP34/5 | SHARIQUE ENTERPRISE | UPTO PLINTH LVL. BLOCK-11 M35 | UPTO PLINTH LVL. BLOCK-11 M35 | Cum. | 0 |  | Approved
SOUTHWINDS PROJECT LLP (PHASE - III & IV) | BLOCK PHASE - III | Civil | Sub & Super Structure Work | WO/SP34/BP34/5 | SHARIQUE ENTERPRISE | UPTO PLINTH LVL. BLOCK-12 M25 | UPTO PLINTH LVL. BLOCK-12 M25 | Cum. | 0.897 | 4800 | Approved
SOUTHWINDS PROJECT LLP (PHASE - III & IV) | BLOCK PHASE - III | Civil | Sub & Super Structure Work | WO/SP34/BP34/5 | SHARIQUE ENTERPRISE | UPTO PLINTH LVL. BLOCK-12 M30 | UPTO PLINTH LVL. BLOCK-12 M30 | Cum. | 26.874 | 4800 | Approved
SOUTHWINDS PROJECT LLP (PHASE - III & IV) | BLOCK PHASE - III | Civil | Sub & Super Structure Work | WO/SP34/BP34/5 | SHARIQUE ENTERPRISE | UPTO PLINTH LVL. BLOCK-12 M35 | UPTO PLINTH LVL. BLOCK-12 M35 | Cum. | 0 |  | Approved
SOUTHWINDS PROJECT LLP (PHASE - III & IV) | BLOCK PHASE - III | Civil | Sub & Super Structure Work |  |  | UPTO PLINTH LVL. BLOCK-13 M25 | UPTO PLINTH LVL. BLOCK-13 M25 | Cum. |  |  | Approved
SOUTHWINDS PROJECT LLP (PHASE - III & IV) | BLOCK PHASE - III | Civil | Sub & Super Structure Work |  |  | UPTO PLINTH LVL. BLOCK-13 M30 | UPTO PLINTH LVL. BLOCK-13 M30 | Cum. |  |  | Approved
SOUTHWINDS PROJECT LLP (PHASE - III & IV) | BLOCK PHASE - III | Civil | Sub & Super Structure Work |  |  | UPTO PLINTH LVL. BLOCK-13 M35 | UPTO PLINTH LVL. BLOCK-13 M35 | Cum. |  |  | Approved
SOUTHWINDS PROJECT LLP (PHASE - III & IV) | BLOCK PHASE - III | Civil | Sub & Super Structure Work |  |  | UPTO PLINTH LVL. BLOCK-14 M25 | UPTO PLINTH LVL. BLOCK-14 M25 | Cum. |  |  | Approved
SOUTHWINDS PROJECT LLP (PHASE - III & IV) | BLOCK PHASE - III | Civil | Sub & Super Structure Work |  |  | UPTO PLINTH LVL. BLOCK-14 M30 | UPTO PLINTH LVL. BLOCK-14 M30 | Cum. |  |  | Approved
SOUTHWINDS PROJECT LLP (PHASE - III & IV) | BLOCK PHASE - III | Civil | Sub & Super Structure Work |  |  | UPTO PLINTH LVL. BLOCK-14 M35 | UPTO PLINTH LVL. BLOCK-14 M35 | Cum. |  |  | Approved
SOUTHWINDS PROJECT LLP (PHASE - III & IV) | BLOCK PHASE - III | Civil | Sub & Super Structure Work |  |  | UPTO PLINTH LVL. BLOCK-15 M25 | UPTO PLINTH LVL. BLOCK-15 M25 | Cum. |  |  | Approved
SOUTHWINDS PROJECT LLP (PHASE - III & IV) | BLOCK PHASE - III | Civil | Sub & Super Structure Work |  |  | UPTO PLINTH LVL. BLOCK-15 M30 | UPTO PLINTH LVL. BLOCK-15 M30 | Cum. |  |  | Approved
SOUTHWINDS PROJECT LLP (PHASE - III & IV) | BLOCK PHASE - III | Civil | Sub & Super Structure Work |  |  | UPTO PLINTH LVL. BLOCK-15 M35 | UPTO PLINTH LVL. BLOCK-15 M35 | Cum. |  |  | Approved
SOUTHWINDS PROJECT LLP (PHASE - III & IV) | BLOCK PHASE - III | Civil | Sub & Super Structure Work |  |  | UPTO PLINTH LVL. BLOCK-16 M25 | UPTO PLINTH LVL. BLOCK-16 M25 | Cum. |  |  | Approved
SOUTHWINDS PROJECT LLP (PHASE - III & IV) | BLOCK PHASE - III | Civil | Sub & Super Structure Work |  |  | UPTO PLINTH LVL. BLOCK-16 M30 | UPTO PLINTH LVL. BLOCK-16 M30 | Cum. |  |  | Approved
SOUTHWINDS PROJECT LLP (PHASE - III & IV) | BLOCK PHASE - III | Civil | Sub & Super Structure Work |  |  | UPTO PLINTH LVL. BLOCK-16 M35 | UPTO PLINTH LVL. BLOCK-16 M35 | Cum. |  |  | Approved
SOUTHWINDS PROJECT LLP (PHASE - III & IV) | BLOCK PHASE - III | Civil | Sub & Super Structure Work |  |  | UPTO PLINTH LVL. MLCP M25 | UPTO PLINTH LVL. MLCP M25 | Cum. |  |  | Approved
SOUTHWINDS PROJECT LLP (PHASE - III & IV) | BLOCK PHASE - III | Civil | Sub & Super Structure Work |  |  | UPTO PLINTH LVL. MLCP M30 | UPTO PLINTH LVL. MLCP M30 | Cum. |  |  | Approved
SOUTHWINDS PROJECT LLP (PHASE - III & IV) | BLOCK PHASE - III | Civil | Sub & Super Structure Work |  |  | UPTO PLINTH LVL. MLCP M35 | UPTO PLINTH LVL. MLCP M35 | Cum. |  |  | Approved
SOUTHWINDS PROJECT LLP (PHASE - III & IV) | BLOCK PHASE - III | Civil | Sub & Super Structure Work | WO/SP34/BP34/5 | SHARIQUE ENTERPRISE | Supply of Material for REINFORCED CEMENT CONCRETE.(ABOVE PLINTH LVL) | Supply of Material ( Like sand, stone chips etc. as per T & C ) for REINFORCED CEMENT CONCRETE. ( M25/M30/M35)as per specification, drawing & direction of EIC. (ABOVE PLINTH LVL TO ROOF & ABOVE ROOF LVL) |  | 0 | 0 | Approved
SOUTHWINDS PROJECT LLP (PHASE - III & IV) | BLOCK PHASE - III | Civil | Sub & Super Structure Work | WO/SP34/BP34/5 | SHARIQUE ENTERPRISE | ABOVE PLINTH LVL BLOCK-11 M25 | ABOVE PLINTH LVL BLOCK-11 M25 | Cum. | 2987.904 | 4800 | Approved
SOUTHWINDS PROJECT LLP (PHASE - III & IV) | BLOCK PHASE - III | Civil | Sub & Super Structure Work | WO/SP34/BP34/5 | SHARIQUE ENTERPRISE | ABOVE PLINTH LVL BLOCK-11 M30 | ABOVE PLINTH LVL BLOCK-11 M30 | Cum. | 360.309 | 4800 | Approved
SOUTHWINDS PROJECT LLP (PHASE - III & IV) | BLOCK PHASE - III | Civil | Sub & Super Structure Work | WO/SP34/BP34/5 | SHARIQUE ENTERPRISE | ABOVE PLINTH LVL BLOCK-11 M35 | ABOVE PLINTH LVL BLOCK-11 M35 | Cum. | 0 |  | Approved
SOUTHWINDS PROJECT LLP (PHASE - III & IV) | BLOCK PHASE - III | Civil | Sub & Super Structure Work | WO/SP34/BP34/5 | SHARIQUE ENTERPRISE | ABOVE PLINTH LVL BLOCK-12 M25 | ABOVE PLINTH LVL BLOCK-12 M25 | Cum. | 1859.637 | 4800 | Approved
SOUTHWINDS PROJECT LLP (PHASE - III & IV) | BLOCK PHASE - III | Civil | Sub & Super Structure Work | WO/SP34/BP34/5 | SHARIQUE ENTERPRISE | ABOVE PLINTH LVL BLOCK-12 M30 | ABOVE PLINTH LVL BLOCK-12 M30 | Cum. | 235.501 | 4800 | Approved
SOUTHWINDS PROJECT LLP (PHASE - III & IV) | BLOCK PHASE - III | Civil | Sub & Super Structure Work | WO/SP34/BP34/5 | SHARIQUE ENTERPRISE | ABOVE PLINTH LVL BLOCK-12 M35 | ABOVE PLINTH LVL BLOCK-12 M35 | Cum. | 0 |  | Approved
SOUTHWINDS PROJECT LLP (PHASE - III & IV) | BLOCK PHASE - III | Civil | Sub & Super Structure Work |  |  | ABOVE PLINTH LVL BLOCK-13 M25 | ABOVE PLINTH LVL BLOCK-13 M25 | Cum. |  |  | Approved
SOUTHWINDS PROJECT LLP (PHASE - III & IV) | BLOCK PHASE - III | Civil | Sub & Super Structure Work |  |  | ABOVE PLINTH LVL BLOCK-13 M30 | ABOVE PLINTH LVL BLOCK-13 M30 | Cum. |  |  | Approved
SOUTHWINDS PROJECT LLP (PHASE - III & IV) | BLOCK PHASE - III | Civil | Sub & Super Structure Work |  |  | ABOVE PLINTH LVL BLOCK-13 M35 | ABOVE PLINTH LVL BLOCK-13 M35 | Cum. |  |  | Approved
SOUTHWINDS PROJECT LLP (PHASE - III & IV) | COMMON INFRASTRUCTURE - PHASE III & IV | Land Development |  | WO/SP34/CI34/18 | SHAHBAZ CONSTRUCTION | Dumper Hire Charge | Hire charges for Dumper on daily rental basis including driver charge, Tiffin charge & Diesel expenses. Working hors: 8 hours of working daily excluding 1 hours of tiffin. | Days | 2 | 4000 | Approved
SOUTHWINDS PROJECT LLP (PHASE - III & IV) | BLOCK PHASE - III | Civil | Sub & Super Structure Work |  |  | ABOVE PLINTH LVL BLOCK-14 M25 | ABOVE PLINTH LVL BLOCK-14 M25 | Cum. |  |  | Approved
SOUTHWINDS PROJECT LLP (PHASE - III & IV) | BLOCK PHASE - III | Civil | Sub & Super Structure Work |  |  | ABOVE PLINTH LVL BLOCK-14 M30 | ABOVE PLINTH LVL BLOCK-14 M30 | Cum. |  |  | Approved
SOUTHWINDS PROJECT LLP (PHASE - III & IV) | BLOCK PHASE - III | Civil | Sub & Super Structure Work |  |  | ABOVE PLINTH LVL BLOCK-14 M35 | ABOVE PLINTH LVL BLOCK-14 M35 | Cum. |  |  | Approved
SOUTHWINDS PROJECT LLP (PHASE - III & IV) | BLOCK PHASE - III | Civil | Sub & Super Structure Work |  |  | ABOVE PLINTH LVL BLOCK-15 M25 | ABOVE PLINTH LVL BLOCK-15 M25 | Cum. |  |  | Approved
SOUTHWINDS PROJECT LLP (PHASE - III & IV) | BLOCK PHASE - III | Civil | Sub & Super Structure Work |  |  | ABOVE PLINTH LVL BLOCK-15 M30 | ABOVE PLINTH LVL BLOCK-15 M30 | Cum. |  |  | Approved
SOUTHWINDS PROJECT LLP (PHASE - III & IV) | BLOCK PHASE - III | Civil | Sub & Super Structure Work |  |  | ABOVE PLINTH LVL BLOCK-15 M35 | ABOVE PLINTH LVL BLOCK-15 M35 | Cum. |  |  | Approved
SOUTHWINDS PROJECT LLP (PHASE - III & IV) | BLOCK PHASE - III | Civil | Sub & Super Structure Work |  |  | ABOVE PLINTH LVL BLOCK-16 M25 | ABOVE PLINTH LVL BLOCK-16 M25 | Cum. |  |  | Approved
SOUTHWINDS PROJECT LLP (PHASE - III & IV) | BLOCK PHASE - III | Civil | Sub & Super Structure Work |  |  | ABOVE PLINTH LVL BLOCK-16 M30 | ABOVE PLINTH LVL BLOCK-16 M30 | Cum. |  |  | Approved
SOUTHWINDS PROJECT LLP (PHASE - III & IV) | BLOCK PHASE - III | Civil | Sub & Super Structure Work |  |  | ABOVE PLINTH LVL BLOCK-16 M35 | ABOVE PLINTH LVL BLOCK-16 M35 | Cum. |  |  | Approved
SOUTHWINDS PROJECT LLP (PHASE - III & IV) | BLOCK PHASE - III | Civil | Sub & Super Structure Work |  |  | ABOVE PLINTH LVL MLCP M25 | ABOVE PLINTH LVL MLCP M25 | Cum. |  |  | Approved
SOUTHWINDS PROJECT LLP (PHASE - III & IV) | COMMON INFRASTRUCTURE - PHASE III & IV | Land Development |  | WO/SP34/CI34/18 | SHAHBAZ CONSTRUCTION | Hire charges for JCB | Hire charges for JCB on daily rental basis including driver charge, Tiffin charge & Diesel expenses. | hrs. | 96 | 1000 | Approved
SOUTHWINDS PROJECT LLP (PHASE - III & IV) | COMMON INFRASTRUCTURE - PHASE III & IV | Land Development |  | WO/SP34/CI34/18 | SHAHBAZ CONSTRUCTION | Hire charges for Poclain (PC-71) | Hire charges for Poclain (PC-71) on daily rental basis including driver charge, Tiffin charge & Diesel expenses. | hrs. | 4.5 | 900 | Approved
SOUTHWINDS PROJECT LLP (PHASE - III & IV) | BLOCK PHASE - III | Civil | Sub & Super Structure Work |  |  | ABOVE PLINTH LVL MLCP M30 | ABOVE PLINTH LVL MLCP M30 | Cum. |  |  | Approved
SOUTHWINDS PROJECT LLP (PHASE - III & IV) | BLOCK PHASE - III | Civil | Sub & Super Structure Work |  |  | ABOVE PLINTH LVL MLCP M35 | ABOVE PLINTH LVL MLCP M35 | Cum. |  |  | Approved
SOUTHWINDS PROJECT LLP (PHASE - III & IV) | BLOCK PHASE - III | Civil | Sub & Super Structure Work | WO/SP34/BP34/5 | SHARIQUE ENTERPRISE | Supply of Material for 200/250TH BRICK WORK WITH FLYASH BRICKS up to plinth & Above plinth | Supply of Material ( Like sand etc. as per T & C ) for 200/250TH BRICK WORK WITH FLYASH BRICKS as per specification, drawing & direction of EIC. up to plinth & Above plinth |  | 0 | 0 | Approved
SOUTHWINDS PROJECT LLP (PHASE - III & IV) | BLOCK PHASE - III | Civil | Sub & Super Structure Work | WO/SP34/BP34/5 | SHARIQUE ENTERPRISE | BLOCK-11 up to plinth | BLOCK-11 up to plinth | Cum. | 70.923 | 980 | Approved
SOUTHWINDS PROJECT LLP (PHASE - III & IV) | BLOCK PHASE - III | Civil | Sub & Super Structure Work | WO/SP34/BP34/5 | SHARIQUE ENTERPRISE | BLOCK-11 Above plinth | BLOCK-11 Above plinth | Cum. | 375.71 | 980 | Approved
SOUTHWINDS PROJECT LLP (PHASE - III & IV) | BLOCK PHASE - III | Civil | Sub & Super Structure Work | WO/SP34/BP34/5 | SHARIQUE ENTERPRISE | BLOCK-12 up to plinth | BLOCK-12 up to plinth | Cum. | 49.83 | 980 | Approved
SOUTHWINDS PROJECT LLP (PHASE - III & IV) | BLOCK PHASE - III | Civil | Sub & Super Structure Work | WO/SP34/BP34/5 | SHARIQUE ENTERPRISE | BLOCK-12 Above plinth | BLOCK-12 Above plinth | Cum. | 198.677 | 980 | Approved
SOUTHWINDS PROJECT LLP (PHASE - III & IV) | BLOCK PHASE - III | Civil | Sub & Super Structure Work |  |  | BLOCK-13 up to plinth | BLOCK-13 up to plinth | Cum. |  |  | Approved
SOUTHWINDS PROJECT LLP (PHASE - III & IV) | BLOCK PHASE - III | Civil | Sub & Super Structure Work |  |  | BLOCK-13 Above plinth | BLOCK-13 Above plinth | Cum. |  |  | Approved
SOUTHWINDS PROJECT LLP (PHASE - III & IV) | BLOCK PHASE - III | Civil | Sub & Super Structure Work |  |  | BLOCK-14 up to plinth | BLOCK-14 up to plinth | Cum. |  |  | Approved
SOUTHWINDS PROJECT LLP (PHASE - III & IV) | BLOCK PHASE - III | Civil | Sub & Super Structure Work |  |  | BLOCK-14 Above plinth | BLOCK-14 Above plinth | Cum. |  |  | Approved
SOUTHWINDS PROJECT LLP (PHASE - III & IV) | BLOCK PHASE - III | Civil | Sub & Super Structure Work |  |  | BLOCK-15 up to plinth | BLOCK-15 up to plinth | Cum. |  |  | Approved
SOUTHWINDS PROJECT LLP (PHASE - III & IV) | BLOCK PHASE - III | Civil | Sub & Super Structure Work |  |  | BLOCK-15 Above plinth | BLOCK-15 Above plinth | Cum. |  |  | Approved
SOUTHWINDS PROJECT LLP (PHASE - III & IV) | BLOCK PHASE - III | Civil | Sub & Super Structure Work |  |  | BLOCK-16 up to plinth | BLOCK-16 up to plinth | Cum. |  |  | Approved
SOUTHWINDS PROJECT LLP (PHASE - III & IV) | BLOCK PHASE - III | Civil | Sub & Super Structure Work |  |  | BLOCK-16 Above plinth | BLOCK-16 Above plinth | Cum. |  |  | Approved
SOUTHWINDS PROJECT LLP (PHASE - III & IV) | BLOCK PHASE - III | Civil | Sub & Super Structure Work |  |  | MLCP up to plinth | MLCP up to plinth | Cum. |  |  | Approved
SOUTHWINDS PROJECT LLP (PHASE - III & IV) | BLOCK PHASE - III | Civil | Sub & Super Structure Work |  |  | MLCP Above plinth | MLCP Above plinth | Cum. |  |  | Approved
SOUTHWINDS PROJECT LLP (PHASE - III & IV) | BLOCK PHASE - III | Civil | Sub & Super Structure Work | WO/SP34/BP34/5 | SHARIQUE ENTERPRISE | Supply of Material for 90/100/125TH BRICK WORK WITH FLYASH BRICKS Above plinth | Supply of Material ( Like sand etc. as per T & C ) for 90/100/125TH BRICK WORK WITH FLYASH BRICKS as per specification, drawing & direction of EIC. Above plinth |  | 0 | 0 | Approved
SOUTHWINDS PROJECT LLP (PHASE - III & IV) | BLOCK PHASE - III | Civil | Sub & Super Structure Work | WO/SP34/BP34/5 | SHARIQUE ENTERPRISE | BLOCK-11 Above plinth | BLOCK-11 Above plinth | Sq.Mtr. | 1684.741 | 120 | Approved
SOUTHWINDS PROJECT LLP (PHASE - III & IV) | BLOCK PHASE - III | Civil | Sub & Super Structure Work | WO/SP34/BP34/5 | SHARIQUE ENTERPRISE | BLOCK-12 Above plinth | BLOCK-12 Above plinth | Sq.Mtr. | 1141.034 | 120 | Approved
SOUTHWINDS PROJECT LLP (PHASE - III & IV) | BLOCK PHASE - III | Civil | Sub & Super Structure Work |  |  | BLOCK-13 Above plinth | BLOCK-13 Above plinth | Sq.Mtr. |  |  | Approved
SOUTHWINDS PROJECT LLP (PHASE - III & IV) | BLOCK PHASE - III | Civil | Sub & Super Structure Work |  |  | BLOCK-14 Above plinth | BLOCK-14 Above plinth | Sq.Mtr. |  |  | Approved
SOUTHWINDS PROJECT LLP (PHASE - III & IV) | BLOCK PHASE - III | Civil | Sub & Super Structure Work |  |  | BLOCK-15 Above plinth | BLOCK-15 Above plinth | Sq.Mtr. |  |  | Approved
SOUTHWINDS PROJECT LLP (PHASE - III & IV) | BLOCK PHASE - III | Civil | Sub & Super Structure Work |  |  | BLOCK-16 Above plinth | BLOCK-16 Above plinth | Sq.Mtr. |  |  | Approved
SOUTHWINDS PROJECT LLP (PHASE - III & IV) | BLOCK PHASE - III | Civil | Sub & Super Structure Work |  |  | MLCP Above plinth | MLCP Above plinth | Sq.Mtr. |  |  | Approved
SOUTHWINDS PROJECT LLP (PHASE - III & IV) | BLOCK PHASE - III | Civil | Sub & Super Structure Work | WO/SP34/BP34/5 | SHARIQUE ENTERPRISE | Supply of Material for 200/250TH AAC BLOCK WORK Above plinth | Supply of Material ( Like sand, AAC BLOCK WORK etc. as per T & C ) for 200/250TH AAC BLOCK WORK as per specification, drawing & direction of EIC. Above plinth |  | 0 |  | Approved
SOUTHWINDS PROJECT LLP (PHASE - III & IV) | BLOCK PHASE - III | Civil | Sub & Super Structure Work | WO/SP34/BP34/5 | SHARIQUE ENTERPRISE | BLOCK-11 Above plinth | BLOCK-11 Above plinth | Cum. | 0 |  | Approved
SOUTHWINDS PROJECT LLP (PHASE - III & IV) | BLOCK PHASE - III | Civil | Sub & Super Structure Work | WO/SP34/BP34/5 | SHARIQUE ENTERPRISE | BLOCK-12 Above plinth | BLOCK-12 Above plinth | Cum. | 0 |  | Approved
SOUTHWINDS PROJECT LLP (PHASE - III & IV) | BLOCK PHASE - III | Civil | Sub & Super Structure Work |  |  | BLOCK-13 Above plinth | BLOCK-13 Above plinth | Cum. |  |  | Approved
SOUTHWINDS PROJECT LLP (PHASE - III & IV) | BLOCK PHASE - III | Civil | Sub & Super Structure Work |  |  | BLOCK-14 Above plinth | BLOCK-14 Above plinth | Cum. |  |  | Approved
SOUTHWINDS PROJECT LLP (PHASE - III & IV) | BLOCK PHASE - III | Civil | Sub & Super Structure Work |  |  | BLOCK-15 Above plinth | BLOCK-15 Above plinth | Cum. |  |  | Approved
SOUTHWINDS PROJECT LLP (PHASE - III & IV) | BLOCK PHASE - III | Civil | Sub & Super Structure Work |  |  | BLOCK-16 Above plinth | BLOCK-16 Above plinth | Cum. |  |  | Approved
SOUTHWINDS PROJECT LLP (PHASE - III & IV) | BLOCK PHASE - III | Civil | Sub & Super Structure Work |  |  | MLCP Above plinth | MLCP Above plinth | Cum. |  |  | Approved
SOUTHWINDS PROJECT LLP (PHASE - III & IV) | BLOCK PHASE - III | Civil | Sub & Super Structure Work | WO/SP34/BP34/5 | SHARIQUE ENTERPRISE | Supply of Material for 100 / 125TH AAC BLOCK WORK Above plinth | Supply of Material ( Like sand, AAC BLOCK WORK etc. as per T & C ) for 100 / 125TH AAC BLOCK WORK as per specification, drawing & direction of EIC. Above plinth |  | 0 |  | Approved
SOUTHWINDS PROJECT LLP (PHASE - III & IV) | BLOCK PHASE - III | Civil | Sub & Super Structure Work | WO/SP34/BP34/5 | SHARIQUE ENTERPRISE | BLOCK-11 Above plinth | BLOCK-11 Above plinth | Sq.Mtr. | 0 |  | Approved
SOUTHWINDS PROJECT LLP (PHASE - III & IV) | BLOCK PHASE - III | Civil | Sub & Super Structure Work | WO/SP34/BP34/5 | SHARIQUE ENTERPRISE | BLOCK-12 Above plinth | BLOCK-12 Above plinth | Sq.Mtr. | 0 |  | Approved
SOUTHWINDS PROJECT LLP (PHASE - III & IV) | BLOCK PHASE - III | Civil | Sub & Super Structure Work |  |  | BLOCK-13 Above plinth | BLOCK-13 Above plinth | Sq.Mtr. |  |  | Approved
SOUTHWINDS PROJECT LLP (PHASE - III & IV) | BLOCK PHASE - III | Civil | Sub & Super Structure Work |  |  | BLOCK-14 Above plinth | BLOCK-14 Above plinth | Sq.Mtr. |  |  | Approved
SOUTHWINDS PROJECT LLP (PHASE - III & IV) | BLOCK PHASE - III | Civil | Sub & Super Structure Work |  |  | BLOCK-15 Above plinth | BLOCK-15 Above plinth | Sq.Mtr. |  |  | Approved
SOUTHWINDS PROJECT LLP (PHASE - III & IV) | BLOCK PHASE - III | Civil | Sub & Super Structure Work |  |  | BLOCK-16 Above plinth | BLOCK-16 Above plinth | Sq.Mtr. |  |  | Approved
SOUTHWINDS PROJECT LLP (PHASE - III & IV) | BLOCK PHASE - III | Civil | Sub & Super Structure Work |  |  | MLCP Above plinth | MLCP Above plinth | Sq.Mtr. |  |  | Approved
SOUTHWINDS PROJECT LLP (PHASE - III & IV) | BLOCK PHASE - III | Civil | Sub & Super Structure Work | WO/SP34/BP34/5 | SHARIQUE ENTERPRISE | Supply of Material for LINTEL BAND POST AT ALL LEVELS (M20) | Supply of Material ( Like sand, stone chips etc. as per T & C ) for LINTEL BAND POST AT ALL LEVELS (M20) as per specification, drawing & direction of EIC. |  | 0 | 0 | Approved
SOUTHWINDS PROJECT LLP (PHASE - III & IV) | BLOCK PHASE - III | Civil | Sub & Super Structure Work | WO/SP34/BP34/5 | SHARIQUE ENTERPRISE | Supply of Material for INTERNAL WALL PLASTER WORK Above plinth | Supply of Material ( Like sand etc. as per T & C ) for INTERNAL WALL PLASTER WORK as per specification, drawing & direction of EIC. Above plinth |  | 0 | 0 | Approved
SOUTHWINDS PROJECT LLP (PHASE - III & IV) | BLOCK PHASE - III | Civil | Sub & Super Structure Work | WO/SP34/BP34/5 | SHARIQUE ENTERPRISE | BLOCK-11 Above plinth | BLOCK-11 Above plinth | Sq.Mtr. | 946.063 | 104 | Approved
SOUTHWINDS PROJECT LLP (PHASE - III & IV) | BLOCK PHASE - III | Civil | Sub & Super Structure Work | WO/SP34/BP34/5 | SHARIQUE ENTERPRISE | BLOCK-12 Above plinth | BLOCK-12 Above plinth | Sq.Mtr. | 626.558 | 104 | Approved
SOUTHWINDS PROJECT LLP (PHASE - III & IV) | BLOCK PHASE - III | Civil | Sub & Super Structure Work |  |  | BLOCK-13 Above plinth | BLOCK-13 Above plinth | Sq.Mtr. |  |  | Approved
SOUTHWINDS PROJECT LLP (PHASE - III & IV) | BLOCK PHASE - III | Civil | Sub & Super Structure Work |  |  | BLOCK-14 Above plinth | BLOCK-14 Above plinth | Sq.Mtr. |  |  | Approved
SOUTHWINDS PROJECT LLP (PHASE - III & IV) | BLOCK PHASE - III | Civil | Sub & Super Structure Work |  |  | BLOCK-15 Above plinth | BLOCK-15 Above plinth | Sq.Mtr. |  |  | Approved
SOUTHWINDS PROJECT LLP (PHASE - III & IV) | BLOCK PHASE - III | Civil | Sub & Super Structure Work |  |  | BLOCK-16 Above plinth | BLOCK-16 Above plinth | Sq.Mtr. |  |  | Approved
SOUTHWINDS PROJECT LLP (PHASE - III & IV) | BLOCK PHASE - III | Civil | Sub & Super Structure Work |  |  | MLCP Above plinth | MLCP Above plinth | Sq.Mtr. |  |  | Approved
SOUTHWINDS PROJECT LLP (PHASE - III & IV) | BLOCK PHASE - III | Civil | Sub & Super Structure Work | WO/SP34/BP34/5 | SHARIQUE ENTERPRISE | Supply of Material for EXTERNAL WALL PLASTER WORK | Supply of Material ( Like sand etc. as per T & C ) for EXTERNAL WALL PLASTER WORK as per specification, drawing & direction of EIC. |  | 0 | 0 | Approved
SOUTHWINDS PROJECT LLP (PHASE - III & IV) | BLOCK PHASE - III | Civil | Sub & Super Structure Work | WO/SP34/BP34/5 | SHARIQUE ENTERPRISE | Supply of Material for 65MM THICK SCREED CONCRETE AT ROOF LEVELS | Supply of Material ( Like sand etc. as per T & C ) for 65MM THICK SCREED CONCRETE AT ROOF LEVELS as per specification, drawing & direction of EIC. |  | 0 |  | Approved
SOUTHWINDS PROJECT LLP (PHASE - III & IV) | BLOCK PHASE - III | Civil | Sub & Super Structure Work |  |  | Supply of Material for VDF WITH METALLIC HARDENER | Supply of Material ( Like sand , stone chips etc. as per T & C ) for VDF WITH METALLIC HARDENER as per specification, drawing & direction of EIC. |  |  |  | Approved
SOUTHWINDS PROJECT LLP (PHASE - III & IV) | BLOCK PHASE - III | Piling Work |  | WO/SP34/BP34/6 | Pioneer Geomatics Engineering (P) Ltd. | Pile Integrity test for Block 11 and 12. | Pile Integrity test for Block 11 and 12. |  | 0 | 0 | Approved
SOUTHWINDS PROJECT LLP (PHASE - III & IV) | BLOCK PHASE - III | Piling Work |  | WO/SP34/BP34/6 | Pioneer Geomatics Engineering (P) Ltd. | Fees for the mobilization, visit to the site, testing and reporting | Fees for the mobilization, visit to the site, testing and reporting of pile Integrity test, per visit to the site, which will include testing up-to first twenty piles. (Block-11) | Visit | 8 | 8000 | Approved
SOUTHWINDS PROJECT LLP (PHASE - III & IV) | BLOCK PHASE - III | Piling Work |  | WO/SP34/BP34/6 | Pioneer Geomatics Engineering (P) Ltd. | Fees for the mobilization, visit to the site, testing and reporting | Fees for the mobilization, visit to the site, testing and reporting pile integrity test for additional piles, if tested during the same visit. (Block-11) | Nos | 3 | 400 | Approved
SOUTHWINDS PROJECT LLP (PHASE - III & IV) | BLOCK PHASE - III | Piling Work |  | WO/SP34/BP34/6 | Pioneer Geomatics Engineering (P) Ltd. | Fees for the mobilization, visit to the site, testing and reporting | Fees for the mobilization, visit to the site, testing and reporting of pile Integrity test, per visit to the site, which will include testing up-to first twenty piles. (Block-12) | Visit | 6 | 8000 | Approved
SOUTHWINDS PROJECT LLP (PHASE - III & IV) | BLOCK PHASE - III | Piling Work |  | WO/SP34/BP34/6 | Pioneer Geomatics Engineering (P) Ltd. | Fees for the mobilization, visit to the site, testing and reporting | Fees for the mobilization, visit to the site, testing and reporting pile integrity test for additional piles, if tested during the same visit. (Block-12) | Nos | 2 | 400 | Approved
The Ramdulari | COMMON INFRASTRUCTURE | Consultancy Charges | ARCHITECT | WO/RP/RP03/1 | Nexus | Architectural consultancy charges | Architectural consultancy charges |  | 0 | 0 | Amended & Approved
The Ramdulari | COMMON INFRASTRUCTURE | Consultancy Charges | ARCHITECT | WO/RP/RP03/1 | Nexus | Architectural consultancy | Architectural consultancy services of Residential Building on Gross floor area. (Gross floor area 1,66,438 Sq.ft.) | Sq.Ft. | 166438 | 9 | Approved
The Ramdulari | COMMON INFRASTRUCTURE | Consultancy Charges | ARCHITECT | WO/RP/RP03/1 | Nexus | Architectural consultancy | Architectural consultancy services of Residential Building on Additional area (Canopy + Ledge + Gate goomty + Fire refuge + Triple height terrace + Stair head room) (Additioal area 8,340 Sq.ft.) | Sq.Ft. | 8340 | 6 | Approved
The Ramdulari | PRE-CONSTRUCTION PHASE | Site Office | Temporary Road to project | WO/RP/RP01/3 | NEW L. N. CONSTRUCTION | Hire Labour charges for temporary approach road development | Hire Labour charges for temporary approach road development |  | 0 | 0 | Approved
The Ramdulari | PRE-CONSTRUCTION PHASE | Site Office | Temporary Road to project | WO/RP/RP01/3 | NEW L. N. CONSTRUCTION | Hire Charges for JCB. | Hire Charges for JCB at site as per direction of Engineer-In-Charge. | hrs. | 29.5 | 900 | Approved
The Ramdulari | PRE-CONSTRUCTION PHASE | Site Office | Temporary Road to project | WO/RP/RP01/3 | NEW L. N. CONSTRUCTION | Daily Fooding charges for Driver | Daily Fooding charges for Driver | Days | 6 | 500 | Approved
The Ramdulari | PRE-CONSTRUCTION PHASE | Site Office | Temporary Road to project | WO/RP/RP01/3 | NEW L. N. CONSTRUCTION | One Side fuel from transporter to site.-JCB | One Side fuel for JCB from transporter to site. | Nos | 2 | 2000 | Approved
The Ramdulari | PRE-CONSTRUCTION PHASE | Site Office | Temporary Road to project | WO/RP/RP01/3 | NEW L. N. CONSTRUCTION | Hire Charges Static Roller | Hire Charges of Static Roller for Road area & parking area Rolling as per direction of Engineer-In-Charge. | hrs. | 16 | 800 | Approved
The Ramdulari | PRE-CONSTRUCTION PHASE | Site Office | Temporary Road to project | WO/RP/RP01/3 | NEW L. N. CONSTRUCTION | One Side fuel for Static Roller | One Side fuel for Static Roller from transporter to site. | Nos | 2 | 1500 | Approved
The Ramdulari | PRE-CONSTRUCTION PHASE | Site Office | Temporary Road to project | WO/RP/RP01/3 | NEW L. N. CONSTRUCTION | Supply of Daily Labour | Supply of Daily Labour as per direction of Engineer-In-Charge. | Nos | 20 | 450 | Approved
The Ramdulari | PRE-CONSTRUCTION PHASE | Site Office | Temporary Road to project | WO/RP/RP01/3 | NEW L. N. CONSTRUCTION | Block Area Manualy Leveling & Sprade Sand. | Block Area Manually Leveling & Spread Sand as per direction of Engineer-In-Charge. | Sq.Mtr. | 450 | 10 | Approved
The Ramdulari | PRE-CONSTRUCTION PHASE | Site Office | Temporary Road to project | WO/RP/RP01/3 | NEW L. N. CONSTRUCTION | One Dumper debrish,shrubs removing. | One Dumper of debris & shrubs removing from site as per direction of Engineer-In-Charge. | Nos | 1 | 4500 | Approved
The Ramdulari | PRE-CONSTRUCTION PHASE | Site Office | Temporary Road to project | WO/RP/RP01/3 | NEW L. N. CONSTRUCTION | Supply of Earth cutting Labour. | Supply of Earth cutting Labour as per direction of Engineer-In-Charge. | Nos | 2 | 650 | Approved
The Ramdulari | PRE-CONSTRUCTION PHASE | Site Office | Temporary Road to project | WO/RP/RP01/3 | NEW L. N. CONSTRUCTION | Supply of Daily Mason | Supply of Daily Mason as per direction of Engineer-In-Charge. | Nos | 1 | 650 | Approved
The Ramdulari | PRE-CONSTRUCTION PHASE | Site Office | Electrical | WO/RP/RP01/4 | ZED SECURITY SERVICES | Supply & Installation of CCTV System | Supply & Installation of CCTV System |  | 0 | 0 | Approved
The Ramdulari | PRE-CONSTRUCTION PHASE | Site Office | Electrical | WO/RP/RP01/4 | ZED SECURITY SERVICES | IR Varifocal Bullet Camera, 30-40 Mtr. 2 Megapixel IP66, Turbo HD Output upto 1080P Resolution with 2.8-12mm Verifocal Lens | Supply and Installation of IR Varifocal Bullet Camera, 30-40 Mtr. (2 Megapixel IP66, Turbo HD Output upto 1080P Resolution with 2.8-12mm Verifocal Lens upto 40Mtr IR Distance as per drawing and direction of Engineer-In-Charge. Make: Hikvision | Nos | 2 | 3550 | Approved
The Ramdulari | PRE-CONSTRUCTION PHASE | Site Office | Electrical | WO/RP/RP01/4 | ZED SECURITY SERVICES | IR Bullet Camera, 30 Mtr. 1 megapixel IP66, Turbo HD output upto 720p resolution with 3.6 mm lens | Supply and Installation of IR Bullet Camera, 30 Mtr. 1 megapixel IP66, Turbo HD output upto 720p resolution with 3.6 mm lens upto 30mm IR distance Metal Body as per drawing and direction of Engineer-In-Charge. Make: Hikvision | Nos | 3 | 1375 | Approved
The Ramdulari | PRE-CONSTRUCTION PHASE | Site Office | Electrical | WO/RP/RP01/4 | ZED SECURITY SERVICES | 8 CH DVR channel | Supply and Installation of 8 CH DVR channel metal body DVR with 1 sata port with HDMI VGA output upto 1080p resolution as per drawing and direction of Engineer-In-Charge. Make: Hikvision | Nos | 1 | 5100 | Approved
The Ramdulari | PRE-CONSTRUCTION PHASE | Site Office | Electrical | WO/RP/RP01/4 | ZED SECURITY SERVICES | SMPS Power Supply | Supply and Installation of SMPS Power Supply as per drawing and direction of Engineer-In-Charge. Make: ERD | Nos | 5 | 245 | Approved
The Ramdulari | PRE-CONSTRUCTION PHASE | Site Office | Electrical | WO/RP/RP01/4 | ZED SECURITY SERVICES | 2 TB Surveillance Hard Disk | Supply and Installation of 2 TB Surveillance Hard Disk (Backup upto 30 days) as per drawing and direction of Engineer-In-Charge. Make: Seagate | Nos | 1 | 5550 | Approved
The Ramdulari | PRE-CONSTRUCTION PHASE | Site Office | Electrical | WO/RP/RP01/4 | ZED SECURITY SERVICES | BNC Jack | Supply and Installation of BNC Jack as per drawing and direction of Engineer-In-Charge. | Nos | 10 | 40 | Approved
The Ramdulari | PRE-CONSTRUCTION PHASE | Site Office | Electrical | WO/RP/RP01/4 | ZED SECURITY SERVICES | Supply and Installation of DC Jack | Supply and Installation of DC Jack as per drawing and direction of Engineer-In-Charge. | Nos | 5 | 40 | Approved
The Ramdulari | PRE-CONSTRUCTION PHASE | Site Office | Electrical | WO/RP/RP01/4 | ZED SECURITY SERVICES | Supply and Installation of Out Door Weather proof Junction Box | Supply and Installation of Out Door Weather proof Junction Box as per drawing and direction of Engineer-In-Charge. | Nos | 5 | 350 | Approved
The Ramdulari | PRE-CONSTRUCTION PHASE | Site Office | Electrical | WO/RP/RP01/4 | ZED SECURITY SERVICES | Supply and Installation of 19’’ LED Monitor | Supply and Installation of 19’’ LED Monitor, as per drawing and direction of Engineer-In-Charge. Make: LG/AOC | Nos | 1 | 4750 | Approved
The Ramdulari | PRE-CONSTRUCTION PHASE | Site Office | Electrical | WO/RP/RP01/4 | ZED SECURITY SERVICES | Monitor Wall Mounting Bracket with all Accessories | Supply and Installation of Monitor Wall Mounting Bracket with all Accessories as per drawing and direction of Engineer-In-Charge. | Nos | 1 | 400 | Approved
The Ramdulari | PRE-CONSTRUCTION PHASE | Site Office | Electrical | WO/RP/RP01/4 | ZED SECURITY SERVICES | Supply and Installation of 650 VA UPS | Supply and Installation of 650 VA UPS, as per drawing and direction of Engineer-In-Charge. Make: Zebronics | Nos | 1 | 2090 | Approved
The Ramdulari | PRE-CONSTRUCTION PHASE | Site Office | Electrical | WO/RP/RP01/4 | ZED SECURITY SERVICES | Supply and Installation of 4U DVR | Supply and Installation of 4U DVR Housing Rack with all Accessories- Netrack/Valrack as per drawing and direction of Engineer-In-Charge. | Nos | 1 | 3650 | Approved
The Ramdulari | PRE-CONSTRUCTION PHASE | Site Office | Electrical | WO/RP/RP01/4 | ZED SECURITY SERVICES | Supply and Installation of RG-6 Video Cable | Supply and Installation of RG-6 Video Cable, as per drawing and direction of Engineer-In-Charge. (Measurement will be at per actual). Make: Finolex | Mtrs. | 325.75 | 20 | Approved
The Ramdulari | PRE-CONSTRUCTION PHASE | Site Office | Electrical | WO/RP/RP01/4 | ZED SECURITY SERVICES | Supply and Installation of 2 Core Power Cable | Supply and Installation of 2 Core Power Cable, as per drawing and direction of Engineer-In-Charge. (Measurement will be at per actual). Make: Mescab | Mtrs. | 172.92 | 20 | Approved
The Ramdulari | PRE-CONSTRUCTION PHASE | Site Office | Electrical | WO/RP/RP01/4 | ZED SECURITY SERVICES | Supply and Installation of 25 mm PVC Conduit | Supply and Installation of 25 mm PVC Conduit Pipe-ISI, as per drawing and direction of Engineer-In-Charge. (Measurement will be at per actual). ISI Make | Mtrs. | 151.525 | 34 | Approved
The Ramdulari | COMMON INFRASTRUCTURE | Consultancy Charges | ARCHITECT | WO/RP/RP03/9 | GROUP DCA LLP | Delivery of Marketing & Customer collaterals | Consultancy Charges for Delivery of Marketing & Customer Collaterals for Proposed B+G+26 Residential Building 'The Ramdulari' at Ballygunge Park Road, Kolkata-700019. | Lump Sum | 1 | 2750000 | Approved
The Ramdulari | COMMON INFRASTRUCTURE | Consultancy Charges | ARCHITECT | WO/RP/RP03/8 | GROUP DCA LLP | Consultancy charges for Architectural & Interior Design of Club Common area | Charges for Consultancy Services for Architectural Discipline (All working Area + Interior Design of Club & Common Area) for Proposed "B+G+26" Residential Building 'The Ramdulari' at Ballygunge Park Road, Kolkata-700019. | Lump Sum | 1 | 5350000 | Approved
The Ramdulari | COMMON INFRASTRUCTURE | Consultancy Charges | HVAC CONSULTANT | WO/RP/RP03/3 | Sunil Nayyar Consulting Engineers LLP | MEP Consultancy Services for The Ramdulari | Consultancy Charges for MEP Services of Total area for proposed "B+G+26" storied Residential Development 'The Ramdulari' at Ballygunge Park Road, Kolkata-700019. (Gross Floor Area=1,66,438 Sq.ft) | Lump Sum | 1 | 1300000 | Approved
The Ramdulari | COMMON INFRASTRUCTURE | Consultancy Charges | STRUCTURAL CONSULTANT | WO/RP/RP03/2 | S.P.A Consultants | Structural Engineering consultancy services | Consultancy charges for Structural Engineering discipline for proposed "B+G+26" storied Residential Development 'The Ramdulari' at Ballygunge Park Road, Kolkata-700019. (Gross Floor Area=1,66,438 Sq.ft) | Sq.Ft. | 166438 | 10 | Approved
The Ramdulari | COMMON INFRASTRUCTURE | Consultancy Charges | FIRE SAFETY CONSULTANT | WO/RP/RP03/6 | Sekhar Dey | Implementation of Fire Detection & Fire Fighting System | Consultancy Services for Implementation of Fire Detection and Fire Fighting system for proposed "B+G+26" storied Residential Development 'The Ramdulari' at Ballygunge Park Road, Kolkata-700019. | Lump Sum | 1 | 300000 | Approved
The Ramdulari | COMMON INFRASTRUCTURE | Consultancy Charges | LANDSCAPING CONSULTANT | WO/RP/RP03/5 | IPDM Services (INDIA) Pvt. Ltd. | Landscape Architect Consultancy | Consultancy charges for Landscape Architect of areas to be covered are Ground floor area outside the building including outer edge (boundary wall), House Terrace at different levels, Pool Terrace, Top Terrace for proposed "B+G+26" storied Residential Development 'The Ramdulari' at Ballygunge Park Road, Kolkata-700019. | Lump Sum | 1 | 1400000 | Approved
The Ramdulari | COMMON INFRASTRUCTURE | Consultancy Charges | GREEN BUILDING CONSULTANT | WO/RP/RP03/4 | Kamal Cogent Energy Pvt. Ltd. | Consultancy charges for IGBC facilitation | Consultancy charges for IGBC Green Homes Facilitation, Day lighting analysis and simulation, Energy Modeling and Simulation for proposed "B+G+26" storied Residential development at Ballygunge Park Road, Kolkata-700019. | Lump Sum | 1 | 280000 | Approved
The Soul, Rajarhat | BLOCK | Grill / Steel Work |  | WO/HR01/BOK01/59 | ADA-METCON | MS Duct Cover | Supply, fabrication & Erection of MS Duct Cover powder coated (Colour code approved by site) made of 1.6 mm sheet (2.4 kg per SQFT approx. weight) with frame fittings including transportation, lifting, fixing all complete in all respect as per drawing and direction of EIC Block-A | Kg | 7370 | 150 | Approved
SOUTHWINDS PROJECT LLP (PHASE - III & IV) | COMMON INFRASTRUCTURE - PHASE III & IV | Land Development |  | WO/SP34/CI34/19 | Secura Infra Services Pvt. Ltd. | Snake control treatment | Snake control treatment for Danta City Area, Surrounding area of Block-10 & DG area near Block -10 as per attached SOP , Annexure-1 & direction of EIC. ( Application to be done @ 2 times / month at 15 days interval ) | Months | 22 | 5200 | Approved
The Ramdulari | PRE-CONSTRUCTION PHASE | Site Office | Civil and Finishing Work of Site Office | WO/RP/RP01/5 | NEW L. N. CONSTRUCTION | Pre-construction establishment for store,QC lab, Steel stack yard, base for porta cabin, toilets etc. | Pre-construction establishment for store,QC lab, Steel stack yard, base for porta cabin, toilets etc. |  | 0 | 0 | Amended & Approved
The Ramdulari | PRE-CONSTRUCTION PHASE | Site Office | Civil and Finishing Work of Site Office | WO/RP/RP01/5 | NEW L. N. CONSTRUCTION | EXCAVATION: | All Charges for doing excavation in required profile in all type of soils in dry and wet condition for foundation level as per drawing or direction of Engineer-in-Charge including, dewatering, including trimming, levelling, dressing, ramming the bottom, bailing out water (if req.), with men & machineries, providing caution board maintaining required slopes including labour, materials, machinery, tools & tackles for all lead & lift to the entire satisfaction of Engineer-in-Charge. For Deptth upto 1.5m | Cum. | 141.982 | 175 | Approved
The Ramdulari | PRE-CONSTRUCTION PHASE | Site Office | Civil and Finishing Work of Site Office | WO/RP/RP01/5 | NEW L. N. CONSTRUCTION | BACKFILLING: | All Charges for doing backfilling of excavated pit, trench etc. with excavated earth in layer not exceeding 150mm in depth including watering, ramming, compacting, consolidating in deposited layer and transportation of soil, all labour, materials, machinery, tools & tackles etc. for all lead & lift to the entire satisfaction of Engineer-in-Charge. | Cum. | 165.753 | 95 | Approved
The Ramdulari | PRE-CONSTRUCTION PHASE | Site Office | Civil and Finishing Work of Site Office | WO/RP/RP01/5 | NEW L. N. CONSTRUCTION | SILVER SAND FILLING: | All Charges for providing & filling of foundation or plinth level by silver sand in layer not exceeding 150mm in depth including watering, ramming, compacting, consolidating in deposited layer and transportation of soil, all labour, materials, machinery, tools & tackles etc. for all lead & lift to the entire satisfaction of Engineer-in-Charge. (All material & labour will be supplied by contractor) | Cum. | 0 | 1242 | Approved
The Ramdulari | PRE-CONSTRUCTION PHASE | Site Office | Civil and Finishing Work of Site Office | WO/RP/RP01/5 | NEW L. N. CONSTRUCTION | BFS: | All Charges for providing and laying single brick flat soling of picked or jhama bricks below foundation or any other location till Plinth level including ramming dressing and bringing to proper level and filling joints with sand including all materials, labour, tools and plants etc. complete below foundation as per specification, drawing and direction of Engineering-in-Charge. (All material & labour will be supplied by contractor) | Sq.Mtr. | 34.513 | 425 | Approved
The Ramdulari | PRE-CONSTRUCTION PHASE | Site Office | Civil and Finishing Work of Site Office | WO/RP/RP01/5 | NEW L. N. CONSTRUCTION | PCC(1:3:6): | All Charges for Providing, laying & finishing 1:3:6 plain cement concrete (PCC) of required thickness below foundation , footings or any other location as specified in the drawing till Plinth level using 20/25 mm nominal size well-graded approved quality aggregate including vibrating / compacting, scaffolding as required establishing dewatering system by pumping / bailing out water, cleaning, preparing surfaces, junctions etc. including shuttering, curing complete as per drawing and direction of Engineer-in-Charge. (All material & labour will be supplied by contractor) | Cum. | 4.459 | 7370 | Approved
The Ramdulari | PRE-CONSTRUCTION PHASE | Site Office | Civil and Finishing Work of Site Office | WO/RP/RP01/5 | NEW L. N. CONSTRUCTION | 250MM THICK BRICK WORK (1:6): | All Charges for providing and erecting of 250mm thk brick work with 1st class bricks for walls of specified thickness in Sand cement mortar (6:1) including the cost of all material, labour, tools, tackles, necessary chipping, hacking, applying cement slurry scaffolding, curing etc. complete as per direction of Engineer-in-Charge. (All material & labour will be supplied by contractor) | Cum. | 13.185 | 7510 | Approved
The Ramdulari | PRE-CONSTRUCTION PHASE | Site Office | Civil and Finishing Work of Site Office | WO/RP/RP01/5 | NEW L. N. CONSTRUCTION | 125MM THICK BRICK WORK (1:4) : | All Charges for providing and erecting of 125 mm thk brick work for walls of specified thickness in Sand cement mortar (4:1) including the cost of all material, labour, tools, tackles, necessary chipping, hacking, applying cement slurry scaffolding, curing etc. complete as per direction of Engineer-in-Charge and technical specification. (All material & labour will be supplied by contractor) | Sq.Mtr. | 14.516 | 950 | Approved
The Ramdulari | PRE-CONSTRUCTION PHASE | Site Office | Civil and Finishing Work of Site Office | WO/RP/RP01/5 | NEW L. N. CONSTRUCTION | 12 MM THICK CEMENT PLASTER : | All Charges for providing & applying 12-15 mm thick internal cement plaster with sand and cement mortar (6:1) including making grooves, rounding off or chamfering corners as directed and raking out joints or roughening of concrete surface, including threading nosing and drip course where necessary including scaffolding, curing, complete as per direction of Engineer in charge. (All material & labour will be supplied by contractor) | Sq.Mtr. | 38.03 | 220.5 | Approved
The Ramdulari | PRE-CONSTRUCTION PHASE | Site Office | Civil and Finishing Work of Site Office | WO/RP/RP01/5 | NEW L. N. CONSTRUCTION | 20MM THICK CEMENT PLASTER : | All charges for Providing and applying external plaster of 20 mm. thick in two layers with sand and cement mortar (6:1) including making grooves, rounding off or chamfering corners as directed and raking out joints or roughening of concrete surface & threading nosing and drip course where necessary including scaffolding, curing, complete as per direction of Engineer-in-charge. (All material & labour will be supplied by contractor) | Sq.Mtr. | 20.332 | 270 | Approved
The Ramdulari | PRE-CONSTRUCTION PHASE | Site Office | Civil and Finishing Work of Site Office | WO/RP/RP01/5 | NEW L. N. CONSTRUCTION | IPS Flooring 75 mm thick : | All charges for Supplying & Laying of IPS (Indian patent stone) flooring , of average 75 mm thickness, using cement concrete 1:2:4 (1 cement:2 coarse sand: 4 graded stone aggregates of 10-20 mm). The base concrete surface shall be thoroughly chipped to remove laitance, loose sand, dirt etc. cleaned with wire brush before laying the concrete. The rate is inclusive of labour, materials, tools and tackles, all lead and lift , curing, necessary formwork if required etc. all complete as per direction of EIC. (All material & labour will be supplied by contractor) | Sq.Mtr. | 4.628 | 793.6 | Approved
The Ramdulari | PRE-CONSTRUCTION PHASE | Site Office | Civil and Finishing Work of Site Office | WO/RP/RP01/5 | NEW L. N. CONSTRUCTION | Neat Cement : | All charges for Providing and laying of Neat cement finish over plastered surface (cement atleast 2.75 kg/sqm.) as per drawing / direction of Engineer-In-Charge. (All material & labour will be supplied by contractor) | Sq.Mtr. | 22.214 | 64.25 | Approved
The Ramdulari | PRE-CONSTRUCTION PHASE | Site Office | Civil and Finishing Work of Site Office | WO/RP/RP01/5 | NEW L. N. CONSTRUCTION | Snowcem Painting (White): | All charges for Providing and Applying two coats of Snowcem Paints of approved manufacture, including all tools and tackles and all finish as per drawing and direction of Engineer-in-Charge. (All material & labour will be supplied by contractor) | Sq.Mtr. | 58.35 | 48.5 | Approved
The Ramdulari | PRE-CONSTRUCTION PHASE | Site Office | Civil and Finishing Work of Site Office | WO/RP/RP01/5 | NEW L. N. CONSTRUCTION | DISMANTLING OF RCC/PCC WORK:: | All charges for doing dismantling of RCC/PCC of all thickness and grade to incorporate changes & revisions of drawings/design or as directed of Engineer-in-Charge including barricading the area, providing caution board, cutting of reinforcement steel of the concrete, separating reinforcement steel & debris, all labour, materials, plant & machinery, tools & tackles etc. for all lead & lift, for all level including maintaining dump yard for debris & stacking reinforcement dia wise within the specified lines and levels to the entire satisfaction of Engineer-in-Charge and subsequently if being directed by Engineer-in-Charge. | Cum. | 39.05 | 2200 | Approved
The Ramdulari | PRE-CONSTRUCTION PHASE | Site Office | Civil and Finishing Work of Site Office | WO/RP/RP01/5 | NEW L. N. CONSTRUCTION | DISMANTLING OF BRICK WORK: | All charges for doing dismantling of brick work (where 60 % of the bricks shall be recovered, for reconciliation, The Recovery of Brick for Dismantling activity will happen at Rs. 1/- less than the prevailing purchase rate of New Bricks -both Red Bricks or conventional bricks. You need to submit actual purchase bill in supoort of the prevailing market rate) of all thickness & of all mortar ratio along with its plaster & other finishes as directed by Engineer-in-Charge including barricading the area, providing caution board, separating useable material, non useable material & debris, all labour, materials, plant & machinery, tools & tackles etc. for all lead & lift, for all level including maintaining dump yard for all dismantled material within the specified lines and levels to the entire satisfaction of Engineer-in-Charge and subsequently if being directed by Engineer-in-Charge, disposing full or part of the dismantled material & its debris at designated dump yard outside of the site premises as specified by statutory authorities under contractor’s own arrangement including all statutory sanction and royalties if any shall be paid by the contractor | Cum. | 99.4 | 1250 | Approved
The Ramdulari | PRE-CONSTRUCTION PHASE | Site Office | Civil and Finishing Work of Site Office | WO/RP/RP01/5 | NEW L. N. CONSTRUCTION | DISPOSAL OF DISMANTLED DEBRIS | All charges disposal of dismantal debris outside of the site premises as specified by statutory authorities under contractor’s own arrangement including all statutory sanction and royalties if any shall be paid by the contractor. | Cum. | 138.45 | 250 | Approved
SOUTHWINDS PROJECT LLP (PHASE - III & IV) | BLOCK PHASE - III | Piling Work |  | WO/SP34/BP34/7 | Drillers & Engineers | ROUTINE VERTICAL LOAD TEST ( 500 Dia) | ROUTINE VERTICAL LOAD TEST ( 500 Dia) ( Block- 11 & 12) |  | 0 | 0 | Approved
SOUTHWINDS PROJECT LLP (PHASE - III & IV) | BLOCK PHASE - III | Piling Work |  | WO/SP34/BP34/8 | Drillers & Engineers, Kolkata (Calcutta) | ROUTINE VERTICAL LOAD TEST ( 500 Dia) | ROUTINE VERTICAL LOAD TEST ( 500 Dia) ( Block- 11 & 12) |  | 0 | 0 | Approved
SOUTHWINDS PROJECT LLP (PHASE - III & IV) | BLOCK PHASE - III | Piling Work |  | WO/SP34/BP34/7 | Drillers & Engineers | ROUTINE VERTICAL LOAD TEST ( 500 Dia) -Bl-11 | Charges for ROUTINE VERTICAL LOAD TEST ( 500 Dia) on Cast-in-situ Piles (Design Load-140 MT Test Load-210 MT, Kentledge Load- 262.5 MT) including Mobilization & Demobilzation Charges and preparation of Pile Head taking necessary Readings and Submitting Two Copies of Reports etc. for Block-11 as per direction of Engineer in charge. | Nos | 1 | 105000 | Approved
SOUTHWINDS PROJECT LLP (PHASE - III & IV) | BLOCK PHASE - III | Piling Work |  | WO/SP34/BP34/8 | Drillers & Engineers, Kolkata (Calcutta) | ROUTINE VERTICAL LOAD TEST ( 500 Dia) -Bl-11 | Charges for ROUTINE VERTICAL LOAD TEST ( 500 Dia) on Cast-in-situ Piles (Design Load-140 MT Test Load-210 MT, Kentledge Load- 262.5 MT) including Mobilization & Demobilzation Charges and preparation of Pile Head taking necessary Readings and Submitting Two Copies of Reports etc. for Block-11 as per direction of Engineer in charge. | Nos | 1 | 105000 | Approved
SOUTHWINDS PROJECT LLP (PHASE - III & IV) | BLOCK PHASE - III | Piling Work |  | WO/SP34/BP34/7 | Drillers & Engineers | ROUTINE VERTICAL LOAD TEST ( 500 Dia) -Bl-12 | Charges for ROUTINE VERTICAL LOAD TEST ( 500 Dia) on Cast-in-situ Piles (Design Load-125 MT Test Load-187.5 MT, Kentledge Load- 234.375 MT) including Mobilization & Demobilization Charges and preparation of Pile Head taking necessary Readings and Submitting Two Copies of Reports etc. for Block-12 as per direction of Engineer in charge. | Nos | 1 | 93750 | Approved
SOUTHWINDS PROJECT LLP (PHASE - III & IV) | BLOCK PHASE - III | Piling Work |  | WO/SP34/BP34/8 | Drillers & Engineers, Kolkata (Calcutta) | ROUTINE VERTICAL LOAD TEST ( 500 Dia) -Bl-12 | Charges for ROUTINE VERTICAL LOAD TEST ( 500 Dia) on Cast-in-situ Piles (Design Load-125 MT Test Load-187.5 MT, Kentledge Load- 234.375 MT) including Mobilization & Demobilization Charges and preparation of Pile Head taking necessary Readings and Submitting Two Copies of Reports etc. for Block-12 as per direction of Engineer in charge. | Nos | 1 | 93750 | Approved
SOUTHWINDS PROJECT LLP (PHASE - III & IV) | BLOCK PHASE - III | Piling Work |  | WO/SP34/BP34/7 | Drillers & Engineers | Shifting charges | Shifting charges for Load testing materials from 1st point to 2ndr point including transportation charges as per B.O.Q & direction of EIC | Lump Sum | 1 | 15000 | Approved
SOUTHWINDS PROJECT LLP (PHASE - III & IV) | BLOCK PHASE - III | Piling Work |  | WO/SP34/BP34/8 | Drillers & Engineers, Kolkata (Calcutta) | Shifting charges | Shifting charges for Load testing materials from 1st point to 2ndr point including transportation charges as per B.O.Q & direction of EIC | Lump Sum | 1 | 15000 | Approved
The Ramdulari | MARKETING | Site Branding |  | WO/RP/RP05/1 | AV AQUAFLOAT GLAZINGS PRIVATE LIMITED | Corten Steel Sheet work | Corten Steel Sheet work |  | 0 | 0 | Amended & Approved
The Ramdulari | MARKETING | Site Branding |  | WO/RP/RP05/1 | AV AQUAFLOAT GLAZINGS PRIVATE LIMITED | Corten Steel sheet work | Corten Steel sheet work: Providing and Fixing of 2mm thick Corten Steel Sheet with Laser Cut Pattern (as per drawing finalised/attached). Bending of all Corten Sheet in Tray Formation along with 3mm White Acrylic sheet at the backside, along with white LED fitting (warranty of LED & SMPS upto 5 years) to make it backlit. -WPC board Boxing inside the panels for installing the light fixtures complete as per drawing /direction of Engineer-In-Charge. | Sq.Ft. | 10 | 42480 | Approved
The Ramdulari | MARKETING | Site Branding |  | WO/RP/RP05/1 | AV AQUAFLOAT GLAZINGS PRIVATE LIMITED | Corten Steel sheet work-2 | Corten Steel sheet work-2: Providing and fixing of 2mm thick Corten Steel sheet with Laser cutting and Bending of all Corten sheet in Tray Formation. -WPC board Boxing inside the panels for installing the light fixtures complete as per drawing / direction of Engineer-In-Charge. | Sq.Ft. | 14 | 14300 | Approved
The Ramdulari | MARKETING | Site Branding |  | WO/RP/RP05/1 | AV AQUAFLOAT GLAZINGS PRIVATE LIMITED | Installation Charges | Installation Charges | Lump Sum | 1 | 25000 | Approved
The Ramdulari | MARKETING | Site Branding |  | WO/RP/RP05/1 | AV AQUAFLOAT GLAZINGS PRIVATE LIMITED | Packing Charges | Packing Charges | Lump Sum | 1 | 10000 | Approved
The Ramdulari | MARKETING | Site Branding |  | WO/RP/RP05/2 | INFOSIGN SYSTEMS PVT. LTD. | Developer Signage at Ramdulari Park | Charges for Providing & Fixing of Signage work of following items:- 1. 3" raised and front duly pasted by Vinyl as per house color 2. All letters mounted on wall. 3. Branded LED Modules with adequate Branded poewer supply inside. 4. Display Area=114" inch (L) x 15.18 inch (W) 5. Power line to the signage location will be arranged by client. Detail work description as per attached Annexure. | Lump Sum | 1 | 35000 | Approved
The Soul, Rajarhat | BLOCK | Civil | Sub & Super Structure Work | WO/HR01/BOK01/61 | MD SATIKUL HOQUE | Misc. Charges | Charges for loading - unloading, transportation, hire charges for machinery as per direction of Engineer-in-Charge | Sq.Mtr. | 1194 | 55 | Approved
The Soul, Rajarhat | BLOCK | Civil | Sub & Super Structure Work | WO/HR01/BOK01/61 | MD SATIKUL HOQUE | Misc. Charges | Charges for loading - unloading, transportation, hire charges for machinery as per direction of Engineer-in-Charge | Cum. | 32 | 203 | Approved
The Soul, Rajarhat | BLOCK | Civil | Sub & Super Structure Work | WO/HR01/BOK01/61 | MD SATIKUL HOQUE | Misc. Charges | Charges for loading - unloading, transportation, hire charges for machinery as per direction of Engineer-in-Charge | Sq.Mtr. | 273 | 23 | Approved
Primarc Chambers | COMMON INFRASTRUCTURE | Boundary Wall |  | WO/PCH/PC04/5 | Madhuban Contracts LLP | Boundary wall work-backside | Boundary wall work-backside |  | 0 | 0 | Approved
Primarc Chambers | COMMON INFRASTRUCTURE | Boundary Wall |  | WO/PCH/PC04/5 | Madhuban Contracts LLP | Earthwork in Excavation: | Earthwork in Excavation: All charges for doing excavation in required profile in all type of soils in dry and wet condition for foundation of the proposed structure as per drawing or direction of Engineer-in-Charge including dressing of side, bottom, ramming of bottom, dewatering, shoring, strutting, diverting underground sewer line, water line, electrical line (if any) barricading the area providing caution board maintaining required slopes including labour, materials, machinery, tools & tackles for all lead & lift to the entire satisfaction of EIC. Contractor will be paid for a working space of 600 mm or as indicated in IS:1200, which ever is less. The excavation drawing will be submitted by the contractor before the excavation for client's approval. | Cum. | 351.2 | 195 | Approved
Primarc Chambers | COMMON INFRASTRUCTURE | Boundary Wall |  | WO/PCH/PC04/5 | Madhuban Contracts LLP | BFS: | BFS: All charges for providing and laying single brick flat soling of picked, jhama bricks below foundation floor, tie beam etc. or any other location till Plinth level including ramming dressing and bringing to proper level and filling joints with sand including all materials, labour, tools and plants etc. complete below foundation as per specification, drawing and direction of Engineering-in-Charge | Sq.Mtr. | 165.5 | 400 | Approved
Primarc Chambers | COMMON INFRASTRUCTURE | Boundary Wall |  | WO/PCH/PC04/5 | Madhuban Contracts LLP | PCC(1:4:8): | PCC(1:4:8): All charges for Providing & laying 1:4:8 plain cement concrete (PCC) of required thickness below footings, Tie beam or any other location as specified in the drawing till Plinth level using 20 mm nominal size well-graded approved quality aggregate including vibrating / compacting, scaffolding as required establishing dewatering system by pumping / bailing out water, cleaning, preparing surfaces, junctions etc. including shuttering, curing complete as per drawing and direction of Engineer-in-Charge. Cement will be supplied by client but subjected to reconciliation | Cum. | 11.15 | 5300 | Approved
Primarc Chambers | COMMON INFRASTRUCTURE | Boundary Wall |  | WO/PCH/PC04/5 | Madhuban Contracts LLP | BACKFILLING: | BACKFILLING: All charges for doing backfilling of excavated pit, trench etc. with inside/excavated earth in layer not exceeding 150mm in depth including watering, ramming, compacting, consolidating in deposited layer to achieve 95% Proctor Density and transportation of soil, all labour, materials, machinery, tools & tackles etc. for all lead & lift to the entire satisfaction of Engineer-in-Charge. | Cum. | 281.6 | 115 | Approved
Primarc Chambers | COMMON INFRASTRUCTURE | Boundary Wall |  | WO/PCH/PC04/5 | Madhuban Contracts LLP | RCC M25: | RCC M25: All charges for Providing and laying M25 grade reinforced cement concrete (excluding cost of shuttering & reinforcement) for all leads and for all items e.g. columns, tie-beams, etc. of all profile coming till Plinth level using 20 mm nominal size & down graded good quality aggregate as per design mix approved by Engineer-in-Charge including vibrating/compacting, curing, scaffolding as required establishing dewatering system by pumping / bailing out water, cleaning, preparing surfaces, junctions etc. including curing complete to the entire satisfaction of Engineer-in-Charge. Cement concrete should have an ultimate crushing strength of not less than 250 Kg/sq.cm on 15cm X15cm X 15cm cube at 28 days and source of concrete will be SMC. Special conditions:- Rates are quoted for all levels & heights. For material/cube testing, the contractor shall maintain QC lab, cube testing machine, sieves, slump cones, graduated cylinder, weight scales etc. in good working condition cost of which shall be included in the rate. Cement will be supplied by client but subjected to reconciliation | Cum. | 65.35 | 5100 | Approved
Primarc Chambers | COMMON INFRASTRUCTURE | Boundary Wall |  | WO/PCH/PC04/5 | Madhuban Contracts LLP | SHUTTERING: | SHUTTERING: All charges for providing, fabricating, erecting and fixing in position plained timber, plywood centering and shuttering true to line and level, including steel propping, staging, shuttering removal, applying shuttering oil, including required bracing, chamfering corners (of exposed edges) of beams, columns, walls etc. complete as per drawing & direction of Engineer-in-Charge. Rate shall also include removal and dismantling the aforesaid assembly after specified period complete at all depths and leads for all items, all profile and till Plinth level. | Sq.Mtr. | 383.35 | 500 | Approved
Primarc Chambers | COMMON INFRASTRUCTURE | Boundary Wall |  | WO/PCH/PC04/5 | Madhuban Contracts LLP | 250MM THICK BRICK WORK : | 250MM THICK BRICK WORK : Providing and erecting 250 mm thick brick work with 1st class Conventional bricks in plinth and foundation of specified thickness in sand cement mortar (4 :1) including the cost of all material, labour, tools, tackles, scaffolding, curing etc. complete as per direction of Engineer-in-Charge and technical specification. Cement will be supplied by client, but subjected to reconciliation. | Cum. | 23.2 | 6200 | Approved
Primarc Chambers | COMMON INFRASTRUCTURE | Boundary Wall |  | WO/PCH/PC04/5 | Madhuban Contracts LLP | 125MM THICK BRICK WORK : | 125MM THICK BRICK WORK : Providing and erecting 125 mm thick brick work with 1st class bricks Plinth and foundation or above FGL of specified thickness in sand cement mortar (4 :1) including the cost of all material, labour, tools, tackles, scaffolding, curing etc. complete as per direction of Engineer-in-Charge and technical specification. Cement would be supplied by the employer free of cost, but subjected to reconciliation. | Sq.Mtr. | 96.65 | 920 | Approved
Primarc Chambers | COMMON INFRASTRUCTURE | Boundary Wall |  | WO/PCH/PC04/5 | Madhuban Contracts LLP | 15MM THICK CEMENT PLASTER (1:6): | 15MM THICK CEMENT PLASTER (1:6): Providing and applying plaster with sand and cement mortar including round off or chamfering of concrete surface ,curing etc, complete as per direction of EIC - 15 mm thick sand cement mortar ( 6 parts sand : 1 part cement), at any level . Cement will be supplied by the client, but subjected to reconciliation. | Sq.Mtr. | 917.65 | 200 | Approved
Primarc Chambers | COMMON INFRASTRUCTURE | Boundary Wall |  | WO/PCH/PC04/5 | Madhuban Contracts LLP | REINFORCEMENT: | REINFORCEMENT: All charges for fixing steel reinforcement (Tor Steel as per IS-1786, Fe 500) for RCC work including transporting, decoiling, straightening, removing loose rust, cutting, bending and placing for all profile and for all lead & lift above Plinth level and binding with 18 gauge annealed wire to the entire satisfaction of Engineer-in-Charge. Payment of steel shall be made as per drawing and approved bar bending schedule with permissible laps and paid on the basis of the sectional weights of bar as per relevant I.S. Code. The rate shall include cost of binding wire, chairs, spacers, pins, cover blocks which will not be measured separately for payment | MT | 5.2 | 7000 | Approved
Primarc Chambers | COMMON INFRASTRUCTURE | Boundary Wall |  | WO/PCH/PC04/5 | Madhuban Contracts LLP | DISMANTLING OF PCC WORK: | DISMANTLING OF PCC WORK: All charges for doing dismantling of cement concrete of all thickness and grade to incorporate changes & revisions of drawings/design or as directed of Engineer-in-Charge including barricading the area, providing caution board, all labour, materials, plant & machinery, tools & tackles etc. for all lead & lift, for all level including maintaining dump yard for debris within the specified lines and levels to the entire satisfaction of Engineer-in-Charge and subsequently if being directed by Engineer-in-Charge, disposing full or part of the dismantled material & its debris at designated dump yard outside of the site premises as specified by statutory authorities under contractor’s own arrangement including all statutory sanction and royalties if any shall be paid by the contractor. If the dismantled material is not being advised by Engineer-in-Charge to dispose it off, it shall be the property of the client. | Cum. | 2.5 | 2425 | Approved
Primarc Chambers | COMMON INFRASTRUCTURE | Boundary Wall |  | WO/PCH/PC04/5 | Madhuban Contracts LLP | DISMANTLING OF BRICK WORK: | DISMANTLING OF BRICK WORK: All charges for doing dismantling of brick work of all thickness & of all mortar ratio along with its plaster & other finishes to incorporate changes & revisions of drawings/design or as directed by Engineer-in-Charge including barricading the area, providing caution board, separating useable material, non useable material & debris, all labour, materials, plant & machinery, tools & tackles etc. for all lead & lift, for all level including maintaining dump yard for all dismantled material within the specified lines and levels to the entire satisfaction of Engineer-in-Charge and subsequently if being directed by Engineer-in-Charge, disposing full or part of the dismantled material & its debris at designated dump yard outside of the site premises as specified by statutory authorities under contractor’s own arrangement including all statutory sanction and royalties if any shall be paid by the contractor. If the dismantled material is not being advised by Engineer-in-Charge to dispose it off, it shall be the property of the client. | Cum. | 83.75 | 1653 | Approved
Primarc Chambers | COMMON INFRASTRUCTURE | Boundary Wall |  | WO/PCH/PC04/5 | Madhuban Contracts LLP | 250/200MM THICK FLY ASH BRICK WORK (1:6): | 250/200MM THICK FLY ASH BRICK WORK (1:6): Charges for providing and erecting of 250mm thk brick work with Fly ash bricks for walls of specified thickness in Sand cement mortar (6:1) including the cost of all material, labour, tools, tackles, necessary chipping, hacking, applying cement slurry scaffolding, curing etc. complete as per direction of Engineer-in-Charge and technical specification. (Cement will be supplied by client, but subjected to reconciliation.) | Cum. | 8.57 | 6257 | Approved
Primarc Chambers | COMMON INFRASTRUCTURE | Boundary Wall |  | WO/PCH/PC04/5 | Madhuban Contracts LLP | 125MM THICK FLY ASH BRICK WORK (1:6): | 125MM THICK FLY ASH BRICK WORK (1:6): Charges for providing and erecting of 125mm thk brick work with Fly ash bricks for walls of specified thickness in Sand cement mortar (6:1) including the cost of all material, labour, tools, tackles, necessary chipping, hacking, applying cement slurry scaffolding, curing etc. complete as per direction of Engineer-in-Charge and technical specification. (Cement will be supplied by client, but subjected to reconciliation.) | Sq.Mtr. | 50.5 | 875 | Approved
Primarc Chambers | COMMON INFRASTRUCTURE | Boundary Wall |  | WO/PCH/PC04/5 | Madhuban Contracts LLP | SOAK PIT: | SOAK PIT: All charges for Providing and erecting one no. soak pit with 800mm diameter RCC well of 2.4 m depth, including of all material, well chari, labour, tools & tackles, all complete as per direction of Engineer-in-charge. | Nos | 1 | 11000 | Approved
Primarc Chambers | COMMON INFRASTRUCTURE | Boundary Wall |  | WO/PCH/PC04/5 | Madhuban Contracts LLP | Dismantling of shade | Labour charges for Dismantling of shade with taking out MS Pipe and Asbestos sheet as per direction of Engineer-In-Charge. | Sq.Mtr. | 32 | 60 | Approved
Primarc Chambers | COMMON INFRASTRUCTURE | Boundary Wall |  | WO/PCH/PC04/5 | Madhuban Contracts LLP | Fixing of Asbestos Shade | Labour charges for Fixing of Asbestos Shade with grouting of MS Pipe on walls with all fittings, Tools & Tackle all complete as per direction of Engineer-In-Charge. | Sq.Mtr. | 16 | 140 | Approved
Primarc Chambers | COMMON INFRASTRUCTURE | Boundary Wall |  | WO/PCH/PC04/5 | Madhuban Contracts LLP | Hire charges of JCB | Hire charges of JCB including Driver, Fooding, Fuel all complete as per direction of Engineer-In-Charge. | Days | 2 | 7500 | Approved
Primarc Chambers | COMMON INFRASTRUCTURE | Boundary Wall |  | WO/PCH/PC04/5 | Madhuban Contracts LLP | Daily Unskilled Labour | Supply of Daily Unskilled Labour for carrying out Misc. work at site. (Working Hour-10 Hrs per day) | Nos. | 16 | 470 | Approved
The Soul, Rajarhat | BLOCK | Civil | Sub & Super Structure Work | WO/HR01/BOK01/47 | NEW L. N. CONSTRUCTION | RCC M-20/M25 SMC: | RCC M-20/M25 SMC: All charges for providing and laying M-20/M25 Grade of reinforced cement concrete-by SMC till plinth level excluding shuttering and reinforcement, including concrete pump, vibrator with complete design of concrete mix as per IS code and relevant special publication , submission of job mix formula after preliminary mix design and testing of concrete cubes as per direction of Engineer-in-Charge. (Cement will be supplied by us, but subjected to reconciliation.) | Cum. | 31.5 | 5350 | Approved
The Soul, Rajarhat | BLOCK | Civil | Sub & Super Structure Work | WO/HR01/BOK01/47 | NEW L. N. CONSTRUCTION | Reinforcement work | Reinforcement work: Labour charges for fixing Steel Reinforcement (Tor Steel as per IS-1786, Fe 500) for RCC work including transporting, decoiling, straightening, removing loose rust, cutting, bending and placing for all profile and for all lead & lift, binding with 18 gauge annealed wire as per drawing and direction of Engineer-in-Charge. Payment of steel shall be made as per drawing and approved bar bending schedule with permissible laps and paid on the basis of the sectional weights of bar as per relevant I.S. Code. The rate shall include cost of binding wire, chairs, spacers, pins, cover blocks which will not be measured separately for payment. (Reinforcement would be supplied by the employer free of cost, but subjected to reconciliation). Location: Ground Floor | MT | 1.3 | 5800 | Approved
The Soul, Rajarhat | BLOCK | Civil | Sub & Super Structure Work | WO/HR01/BOK01/47 | NEW L. N. CONSTRUCTION | Plaster Band 60X30 mm | Providing and Labour charges of Plaster Band 60X30 mm Band mm at 1st floor level along external face of the building including, scaffolding , curing etc. etc. all complete. , at 1st floor level as per drawing and direction of Engineer-in-Charge. Cement would be supplied by the Client, but subjected to reconciliation | RMT | 902 | 150 | Approved
The Soul, Rajarhat | BLOCK | Civil | Sub & Super Structure Work | WO/HR01/BOK01/47 | NEW L. N. CONSTRUCTION | Fibre Chicken Wire Mesh | Charges for fixing of Fibre Chicken Wire Mesh at concrete and brickwork joint before applying plaster and as per the direction of EIC, at any floor and level as per drawing and direction of Engineer-in-Charge. | RMT | 1085 | 6 | Approved
The Soul, Rajarhat | BLOCK | Civil | Sub & Super Structure Work | WO/HR01/BOK01/47 | NEW L. N. CONSTRUCTION | RCC M-20/M25 SMC: | RCC M-20/M25 SMC (Lintel GF): All charges for providing and laying M-20/M25 Grade of reinforced cement concrete-by SMC at lintel/Planter excluding shuttering and reinforcement, including concrete pump, vibrator with complete design of concrete mix as per IS code and relevant special publication , submission of job mix formula after preliminary mix design and testing of concrete cubes as per direction of Engineer-in-Charge. (Cement will be supplied by us, but subjected to reconciliation.) | Cum. | 9.5 | 5350 | Approved
The Soul, Rajarhat | BLOCK | Civil | Sub & Super Structure Work | WO/HR01/BOK01/47 | NEW L. N. CONSTRUCTION | Reinforcement work: | Reinforcement work: Labour charges for fixing Steel Reinforcement (Tor Steel as per IS-1786, Fe 500) for RCC work including transporting, decoiling, straightening, removing loose rust, cutting, bending and placing for all profile and for all lead & lift, binding with 18 gauge annealed wire as per drawing and direction of Engineer-in-Charge. Payment of steel shall be made as per drawing and approved bar bending schedule with permissible laps and paid on the basis of the sectional weights of bar as per relevant I.S. Code. The rate shall include cost of binding wire, chairs, spacers, pins, cover blocks which will not be measured separately for payment. (Reinforcement would be supplied by the employer free of cost, but subjected to reconciliation). Location: Lintel/Planter | MT | 0.8 | 6300 | Approved
The Soul, Rajarhat | BLOCK | Civil | Sub & Super Structure Work | WO/HR01/BOK01/47 | NEW L. N. CONSTRUCTION | Shuttering | Shuttering : All charges for providing, fabricating, erecting and fixing in position plained timber, plywood centering and shuttering true to line and level, including propping, staging, shuttering removal, applying shuttering oil, including required bracing, etc. all complete as per drawing and direction of Engineer-in-Charge. Rate shall also include removal and dismantling the aforesaid assembly after specified period complete. Location: Lintel/Planter | Sq.Mtr. | 213.5 | 425 | Approved
The Soul, Rajarhat | BLOCK | Civil | Sub & Super Structure Work | WO/HR01/BOK01/47 | NEW L. N. CONSTRUCTION | Rebar Grouting (8 mm Dia) | All charges for fixing reinforcement bars including drilling & chemical injection in the concrete surface at all level as per the manufacturer's specification either Fischer or Hilti product. At least 10% of the reinforcement shall be tested by Pull Out test as per the instruction of Structural Consultant. The rate shall be inclusive of all labour, material, scaffolding, gangway etc. involved for rebar grouting - Rebar Grouting (8 mm Dia) | Nos | 0 | 78 | Approved
The Soul, Rajarhat | BLOCK | Civil | Sub & Super Structure Work | WO/HR01/BOK01/47 | NEW L. N. CONSTRUCTION | Rebar Grouting (10 mm Dia) | All charges for fixing reinforcement bars including drilling & chemical injection in the concrete surface at all level as per the manufacturer's specification either Fischer or Hilti product. At least 10% of the reinforcement shall be tested by Pull Out test as per the instruction of Structural Consultant. The rate shall be inclusive of all labour, material, scaffolding, gangway etc. involved for rebar grouting - Rebar Grouting (10 mm Dia) | Nos | 0 | 100 | Approved
The Soul, Rajarhat | BLOCK | Civil | Sub & Super Structure Work | WO/HR01/BOK01/47 | NEW L. N. CONSTRUCTION | Rebar Grouting (12 mm Dia) | All charges for fixing reinforcement bars including drilling & chemical injection in the concrete surface at all level as per the manufacturer's specification either Fischer or Hilti product. At least 10% of the reinforcement shall be tested by Pull Out test as per the instruction of Structural Consultant. The rate shall be inclusive of all labour, material, scaffolding, gangway etc. involved for rebar grouting - Rebar Grouting (12 mm Dia) | Nos | 0 | 156 | Approved
The Soul, Rajarhat | BLOCK | Civil | Sub & Super Structure Work | WO/HR01/BOK01/62 | MD SATIKUL HOQUE | Ground Floor Work above Grade Slab | Ground Floor Work above Grade Slab |  | 0 | 0 | Approved
The Soul, Rajarhat | BLOCK | Civil | Sub & Super Structure Work | WO/HR01/BOK01/62 | MD SATIKUL HOQUE | 200mm thk Fly Ash bricks work | 200mm thk Fly Ash bricks work Providing and erecting 200 mm thick brick work with 1st class Fly Ash bricks for walls at Ledge Wall, Duct Wall, Gr. Floor and Above Roof of specified thickness in sand cement mortar (4 :1) including the cost of all material, labour, tools, tackles, scaffolding, curing etc. complete as per direction of Engineer-in-Charge and technical specification. (Cement would be supplied by the employer free of cost, but subjected to reconciliation)." | Cum. | 77 | 5838 | Approved
The Soul, Rajarhat | BLOCK | Civil | Sub & Super Structure Work | WO/HR01/BOK01/62 | MD SATIKUL HOQUE | Misc. Charges | Charges for loading - unloading, transportation, hire charges for machinery as per direction of Engineer-in-Charge | Cum. | 77 | 212 | Approved
The Soul, Rajarhat | BLOCK | Civil | Sub & Super Structure Work | WO/HR01/BOK01/62 | MD SATIKUL HOQUE | 125mm Fly Ash brickwork | 125mm Fly Ash brickwork Providing and erecting 125 mm thick brick work with 1st class Fly Ash bricks for walls at Ledge Wall, Duct Wall, Gr. Floor and Above Roof of specified thickness in sand cement mortar (4 :1) including the cost of all material, labour, tools, tackles, scaffolding, curing etc. complete as per direction of Engineer-in-Charge and technical specification. (Cement would be supplied by the employer free of cost, but subjected to reconciliation). " | Sq.Mtr. | 39.5 | 753 | Approved
The Soul, Rajarhat | BLOCK | Civil | Sub & Super Structure Work | WO/HR01/BOK01/62 | MD SATIKUL HOQUE | Misc. Charges | Charges for loading - unloading, transportation, hire charges for machinery as per direction of Engineer-in-Charge | Sq.Mtr. | 39.5 | 27 | Approved
The Soul, Rajarhat | BLOCK | Civil | Sub & Super Structure Work | WO/HR01/BOK01/62 | MD SATIKUL HOQUE | Internal wall plaster | Internal wall plaster Providing and applying plaster ( to internal walls) with sand and cement mortar including round off or chamfering of concrete surface , curing etc, complete as per direction of EIC - 12 mm thick sand cement mortar ( 6 parts sand : 1 part cement), at any floor and level . Scaffolding material will be provided by client. (Cement would be supplied by the employer free of cost, but subjected to reconciliation) | Sq.Mtr. | 1722 | 173 | Approved
The Soul, Rajarhat | BLOCK | Civil | Sub & Super Structure Work | WO/HR01/BOK01/62 | MD SATIKUL HOQUE | Misc. Charges | Charges for loading - unloading, transportation, hire charges for machinery as per direction of Engineer-in-Charge | Sq.Mtr. | 1722 | 7 | Approved
The Soul, Rajarhat | BLOCK | Civil | Sub & Super Structure Work | WO/HR01/BOK01/62 | MD SATIKUL HOQUE | External wall plaster | External wall plaster Providing and applying plaster ( to External Walls)of 20 mm thick , with sand and cement mortar ( 6:1) including rounding off or chamfering of corners as directed and raking out joints or roughening of concrete surface, including threading nosing and drip course where necessary including MS pipe scaffolding, curing etc. all complete as per drawing & direction of EIC. , at any floor and level . Scaffolding material will be provided by client. (Cement would be supplied by the employer free of cost, but subjected to reconciliation)" | Sq.Mtr. | 0 | 202 | Approved
The Soul, Rajarhat | BLOCK | Civil | Sub & Super Structure Work | WO/HR01/BOK01/62 | MD SATIKUL HOQUE | Misc. Charges | Charges for loading - unloading, transportation, hire charges for machinery as per direction of Engineer-in-Charge | Sq.Mtr. | 0 | 8 | Approved
The Soul, Rajarhat | BLOCK | Civil | Sub & Super Structure Work | WO/HR01/BOK01/62 | MD SATIKUL HOQUE | Plaster Band 60X30 mm | Providing and Labour charges of Plaster Band 60X30 mm Band mm at 1st floor level along external face of the building including, scaffolding , curing etc. etc. all complete. , at 1st floor level as per drawing and direction of Engineer-in-Charge. Cement would be supplied by the Client, but subjected to reconciliation | RMT | 0 | 144 | Approved
The Soul, Rajarhat | BLOCK | Civil | Sub & Super Structure Work | WO/HR01/BOK01/62 | MD SATIKUL HOQUE | Misc. Charges | Charges for loading - unloading, transportation, hire charges for machinery as per direction of Engineer-in-Charge | RMT | 0 | 6 | Approved
The Soul, Rajarhat | BLOCK | Civil | Sub & Super Structure Work | WO/HR01/BOK01/62 | MD SATIKUL HOQUE | Fibre Chicken Wire Mesh | Charges for fixing of Fibre Chicken Wire Mesh at concrete and brickwork joint before applying plaster and as per the direction of EIC, at any floor and level as per drawing and direction of Engineer-in-Charge | RMT | 0 | 5.7 | Approved
The Soul, Rajarhat | BLOCK | Civil | Sub & Super Structure Work | WO/HR01/BOK01/62 | MD SATIKUL HOQUE | Misc. Charges | Charges for loading - unloading, transportation, hire charges for machinery as per direction of Engineer-in-Charge | RMT | 0 | 0.3 | Approved
The Soul, Rajarhat | BLOCK | Civil | Sub & Super Structure Work | WO/HR01/BOK01/62 | MD SATIKUL HOQUE | RCC M-20/M25 SMC: | RCC M-20/M25 SMC (Lintel GF): All charges for providing and laying M-20/M25 Grade of reinforced cement concrete-by SMC at lintel/Planter excluding shuttering and reinforcement, including concrete pump, vibrator with complete design of concrete mix as per IS code and relevant special publication , submission of job mix formula after preliminary mix design and testing of concrete cubes as per direction of Engineer-in-Charge. (Cement will be supplied by us, but subjected to reconciliation.) | Cum. | 0 | 5088 | Approved
The Soul, Rajarhat | BLOCK | Civil | Sub & Super Structure Work | WO/HR01/BOK01/62 | MD SATIKUL HOQUE | Misc. Charges | Charges for loading - unloading, transportation, hire charges for machinery as per direction of Engineer-in-Charge | Cum. | 0 | 212 | Approved
The Soul, Rajarhat | BLOCK | Civil | Sub & Super Structure Work | WO/HR01/BOK01/62 | MD SATIKUL HOQUE | Reinforcement work: | Reinforcement work: Labour charges for fixing Steel Reinforcement (Tor Steel as per IS-1786, Fe 500) for RCC work including transporting, decoiling, straightening, removing loose rust, cutting, bending and placing for all profile and for all lead & lift, binding with 18 gauge annealed wire as per drawing and direction of Engineer-in-Charge. Payment of steel shall be made as per drawing and approved bar bending schedule with permissible laps and paid on the basis of the sectional weights of bar as per relevant I.S. Code. The rate shall include cost of binding wire, chairs, spacers, pins, cover blocks which will not be measured separately for payment. (Reinforcement would be supplied by the employer free of cost, but subjected to reconciliation). Location: Lintel/Planter | MT | 0 | 5540 | Approved
The Soul, Rajarhat | BLOCK | Civil | Sub & Super Structure Work | WO/HR01/BOK01/62 | MD SATIKUL HOQUE | Misc. Charges | Charges for loading - unloading, transportation, hire charges for machinery as per direction of Engineer-in-Charge | MT | 0 | 260 | Approved
The Soul, Rajarhat | BLOCK | Civil | Sub & Super Structure Work | WO/HR01/BOK01/62 | MD SATIKUL HOQUE | Shuttering | Shuttering : All charges for providing, fabricating, erecting and fixing in position plained timber, plywood centering and shuttering true to line and level, including propping, staging, shuttering removal, applying shuttering oil, including required bracing, etc. all complete as per drawing and direction of Engineer-in-Charge. Rate shall also include removal and dismantling the aforesaid assembly after specified period complete. Location: Lintel/Planter | Sq.Mtr. | 0 | 404 | Approved
The Soul, Rajarhat | BLOCK | Civil | Sub & Super Structure Work | WO/HR01/BOK01/62 | MD SATIKUL HOQUE | Misc. Charges | Charges for loading - unloading, transportation, hire charges for machinery as per direction of Engineer-in-Charge | Sq.Mtr. | 0 | 21 | Approved
The Soul, Rajarhat | BLOCK | Civil | Sub & Super Structure Work | WO/HR01/BOK01/62 | MD SATIKUL HOQUE | Rebar Grouting (8 mm Dia) | All charges for fixing reinforcement bars including drilling & chemical injection in the concrete surface at all level as per the manufacturer's specification either Fischer or Hilti product. At least 10% of the reinforcement shall be tested by Pull Out test as per the instruction of Structural Consultant. The rate shall be inclusive of all labour, material, scaffolding, gangway etc. involved for rebar grouting - Rebar Grouting (8 mm Dia) | Nos | 0 | 75 | Approved
The Soul, Rajarhat | BLOCK | Civil | Sub & Super Structure Work | WO/HR01/BOK01/62 | MD SATIKUL HOQUE | Misc. Charges | Charges for loading - unloading, transportation, hire charges for machinery as per direction of Engineer-in-Charge | Nos | 0 | 3 | Approved
The Soul, Rajarhat | BLOCK | Civil | Sub & Super Structure Work | WO/HR01/BOK01/62 | MD SATIKUL HOQUE | Rebar Grouting (10 mm Dia) | All charges for fixing reinforcement bars including drilling & chemical injection in the concrete surface at all level as per the manufacturer's specification either Fischer or Hilti product. At least 10% of the reinforcement shall be tested by Pull Out test as per the instruction of Structural Consultant. The rate shall be inclusive of all labour, material, scaffolding, gangway etc. involved for rebar grouting - Rebar Grouting (10 mm Dia) | Nos | 0 | 96 | Approved
The Soul, Rajarhat | BLOCK | Civil | Sub & Super Structure Work | WO/HR01/BOK01/62 | MD SATIKUL HOQUE | Misc. Charges | Charges for loading - unloading, transportation, hire charges for machinery as per direction of Engineer-in-Charge | Nos | 0 | 4 | Approved
The Soul, Rajarhat | BLOCK | Civil | Sub & Super Structure Work | WO/HR01/BOK01/62 | MD SATIKUL HOQUE | Rebar Grouting (12 mm Dia) | All charges for fixing reinforcement bars including drilling & chemical injection in the concrete surface at all level as per the manufacturer's specification either Fischer or Hilti product. At least 10% of the reinforcement shall be tested by Pull Out test as per the instruction of Structural Consultant. The rate shall be inclusive of all labour, material, scaffolding, gangway etc. involved for rebar grouting - Rebar Grouting (12 mm Dia) | Nos | 0 | 159 | Approved
The Soul, Rajarhat | BLOCK | Civil | Sub & Super Structure Work | WO/HR01/BOK01/62 | MD SATIKUL HOQUE | Misc. Charges | Charges for loading - unloading, transportation, hire charges for machinery as per direction of Engineer-in-Charge | Nos | 0 | 6 | Approved
The Ramdulari | BLOCK | Pile Load Test |  | WO/RP/RP02/2 | GEO Piling Solutions | Pile Load Test | All charges for Vertical Load Test on Cast-in-situ Piles for 750mm dia Pile. Design Capacity=225 MT and Kentiledge Load -700MT. Load test will be done by RCC Blocks including Mobilization & De-mobilization charges and preparation of Pile Head taking necessary Readings and submitting two copies of reports etc. as per direction of Engineer-In-Charge. | MT | 700 | 915 | Approved
The Soul, Rajarhat | BLOCK | Grill / Steel Work |  | WO/HR01/BOK01/16 | ADA-METCON | MS Louver | MS Louver: Providing and fixing of MS Louvers (9X32 MS Flat & 10X25 MS Flat) including one coat of red oxide primer, transportation, lifting and fixing for all levels as per drawing and direction of EIC | Kg | 10233 | 86 | Approved
The Soul, Rajarhat | BLOCK | Grill / Steel Work |  | WO/HR01/BOK01/16 | ADA-METCON | MS Platform: | MS Platform: Providing and fixing of MS Platform (as per approved GFC Drawing) including one coat of red oxide primer, transportation, lifting and fixing for all levels as per drawing and direction of EIC. | Kg | 4933 | 90 | Approved
The Soul, Rajarhat | BLOCK | Grill / Steel Work |  | WO/HR01/BOK01/16 | ADA-METCON | Anchor Fastener | Charges for Anchor Fastener (10mm Dia 100mm long/ As per approved GFC drawing) to fix the MS Platform as per drawing and direction of EIC. | Nos | 1696 | 35 | Approved
The Soul, Rajarhat | BLOCK | Grill / Steel Work |  | WO/HR01/BOK01/16 | ADA-METCON | MS FRP Railing | MS Louver: Providing and fixing of MS FRP Railing (MS Flat 10x25/6x25 and Square Bar 12X12) including one coat of red oxide primer, transportation, lifting and fixing for all levels as per drawing and direction of EIC | Kg | 1666 | 86 | Approved
SOUTHWINDS PROJECT LLP (PHASE - III & IV) | COMMON INFRASTRUCTURE - PHASE III & IV | Land Development |  | WO/SP34/CI34/20 | R.M.CO.& PLAMBER | Clearing of old drain | Clearing of old drain to pass the bathing water from Danta City to Main gate as per B.O.Q & direction of EIC. |  | 0 | 0 | Approved
SOUTHWINDS PROJECT LLP (PHASE - III & IV) | COMMON INFRASTRUCTURE - PHASE III & IV | Land Development |  | WO/SP34/CI34/20 | R.M.CO.& PLAMBER | 1:4:8 plain cement concrete | Providing and laying charges for 1:4:8 plain cement concrete of required thickness at all levels & leads using 20 mm nominal size well graded approved quality aggregate including vibrating/compacting, scaffolding as required establishing dewatering system by pumping/bailing out of water, cleaning, preparing surfaces, junctions etc. including shuttering, curing complete in all respect as per drawing , specification and direction of Engineer-in-Charge. (Cement will be supplied by us). | Cum. | 1 | 4965 | Approved
SOUTHWINDS PROJECT LLP (PHASE - III & IV) | COMMON INFRASTRUCTURE - PHASE III & IV | Land Development |  | WO/SP34/CI34/20 | R.M.CO.& PLAMBER | 250mm thick Brickwork | 250 mm thick Brick Work using Fly ash Bricks in Cement Sand mortar (1:4) . The rate is inclusive of all labour , materials, tools and tackles, necessary scaffolding, curing for 7 days, raking out joints, drip moulds and courses etc. all . The work is to be carried out as per drawing, specification and direction of EIC. Cement would be supplied by Employer free of cost, but subjected to reconciliation. Supply of Fly Ash bicks, sand are in the scope of contractor. | Cum. | 3.5 | 4700 | Approved
SOUTHWINDS PROJECT LLP (PHASE - III & IV) | COMMON INFRASTRUCTURE - PHASE III & IV | Land Development |  | WO/SP34/CI34/20 | R.M.CO.& PLAMBER | Plaster | Providing and laying 12-15 mm thick (average) cement plaster 1:6 (1 cement : 6 Sand) on brick / RCC surfaces for all leads & lift complete with curing to the entire satisfaction of Engineer-in-charge. (Cement will be supplied by us). | Sq.Mtr. | 15 | 160 | Approved
SOUTHWINDS PROJECT LLP (PHASE - III & IV) | COMMON INFRASTRUCTURE - PHASE III & IV | Land Development |  | WO/SP34/CI34/20 | R.M.CO.& PLAMBER | RCC work | All charges for providing and laying M25 / all grades of cement concrete for Drainage work excluding shuttering and reinforcement, including concrete pump, vibrator with complete design of concrete mix as per IS code and relevant special publication testing of concrete cubes as per direction of Engineer-in-Charge. (Cement will be supplied by us). | Cum. | 2 | 5166 | Approved
SOUTHWINDS PROJECT LLP (PHASE - III & IV) | COMMON INFRASTRUCTURE - PHASE III & IV | Land Development |  | WO/SP34/CI34/20 | R.M.CO.& PLAMBER | Reinforcement | Labour charges for fixing Reinforcement for reinforced cement concrete work in all sorts of structures including distribution bars, stirrups, binding wire etc. Initial straightening and removal of loose rust ( if necessary) cutting to requisite length, hooking & bending to correct shape , placing in proper position & binding with 16 gauge black annealed wire / welding as per relevant I.S. code in every intersection complete as per drawing , specification & direction of Engineer-in-Charge. | MT | 0.2 | 5500 | Approved
The Ramdulari | COMMON INFRASTRUCTURE | Consultancy Charges | STRUCTURAL CONSULTANT | WO/RP/RP03/7 | JW CONSULTANTS LLP | Peer review of Structural Design | Consultancy Charges for Peer Review of Structural Design of the proposed (B+G+26) housing project "The Ramdulari" at Kolkata. | Lump Sum | 1 | 550000 | Approved
SOUTHWINDS PROJECT LLP (PHASE - III & IV) | PRE-CONSTRUCTION PHASE - III & IV | Infrastructure for Electrical & Construction Power |  | WO/SP34/PC34/8 | ZED SECURITY SERVICES | CCTV | Supply, Installations, Testing & Commission of CCTV System as per B.O.Q, Annexure & direction of EIC ( For-Bl-11 & 12) |  | 0 | 0 | Amended & Approved
SOUTHWINDS PROJECT LLP (PHASE - III & IV) | PRE-CONSTRUCTION PHASE - III & IV | Infrastructure for Electrical & Construction Power |  | WO/SP34/PC34/8 | ZED SECURITY SERVICES | IR Bullet Camera | Supply, Installations, Testing & Commissioning of IR Bullet Camera 30-40 mtr ( 2 megapixel IP,Turbo HD output 720p resolution with 2.8 - 12 mm verifocal lence up to 30mm IR Distance Metal Body ) MAKE:- HIKIVISION | Nos | 10 | 3550 | Approved
SOUTHWINDS PROJECT LLP (PHASE - III & IV) | PRE-CONSTRUCTION PHASE - III & IV | Infrastructure for Electrical & Construction Power |  | WO/SP34/PC34/8 | ZED SECURITY SERVICES | 16 CH DVR channel | Supply, Installations, Testing & Commissioning of 16 CH DVR channel metal body DVR with HDMI VGA output up to 1080p resolution . MAKE:- HIKIVISION | Nos | 1 | 9800 | Approved
SOUTHWINDS PROJECT LLP (PHASE - III & IV) | PRE-CONSTRUCTION PHASE - III & IV | Infrastructure for Electrical & Construction Power |  | WO/SP34/PC34/8 | ZED SECURITY SERVICES | SMPS Power supply. | Supply, Installations, Testing & Commissioning of SMPS Power supply. MAKE:- ERD | Nos | 10 | 245 | Approved
SOUTHWINDS PROJECT LLP (PHASE - III & IV) | PRE-CONSTRUCTION PHASE - III & IV | Infrastructure for Electrical & Construction Power |  | WO/SP34/PC34/8 | ZED SECURITY SERVICES | 4TB Hard Disk. | Supply, Installations, Testing & Commissioning of 4TB Hard Disk. MAKE:- SEAGATE | Nos | 1 | 9400 | Approved
SOUTHWINDS PROJECT LLP (PHASE - III & IV) | PRE-CONSTRUCTION PHASE - III & IV | Infrastructure for Electrical & Construction Power |  | WO/SP34/PC34/8 | ZED SECURITY SERVICES | BNC Connector | Supply, Installations, Testing & Commissioning of BNC Connector | Nos | 20 | 40 | Approved
SOUTHWINDS PROJECT LLP (PHASE - III & IV) | PRE-CONSTRUCTION PHASE - III & IV | Infrastructure for Electrical & Construction Power |  | WO/SP34/PC34/8 | ZED SECURITY SERVICES | DC Jack | Supply, Installations, Testing & Commissioning of DC Jack | Nos | 10 | 40 | Approved
SOUTHWINDS PROJECT LLP (PHASE - III & IV) | PRE-CONSTRUCTION PHASE - III & IV | Infrastructure for Electrical & Construction Power |  | WO/SP34/PC34/8 | ZED SECURITY SERVICES | junction Box | Supply, Installations, Testing & Commissioning of Out door weather proof junction Box MAKE:- Local | Nos | 10 | 350 | Approved
SOUTHWINDS PROJECT LLP (PHASE - III & IV) | PRE-CONSTRUCTION PHASE - III & IV | Infrastructure for Electrical & Construction Power |  | WO/SP34/PC34/8 | ZED SECURITY SERVICES | 19'' LED Monitor set | Supply, Installations, Testing & Commissioning of 19'' LED Monitor set With Accessories including wall bracket. MAKE:- LG | Nos | 1 | 4750 | Approved
SOUTHWINDS PROJECT LLP (PHASE - III & IV) | PRE-CONSTRUCTION PHASE - III & IV | Infrastructure for Electrical & Construction Power |  | WO/SP34/PC34/8 | ZED SECURITY SERVICES | 720P 3 mtr HDMI cable | Supply, Installations, Testing & Commissioning of 720P 3 mtr HDMI cable MAKE:- Standard | Nos | 1 | 650 | Approved
SOUTHWINDS PROJECT LLP (PHASE - III & IV) | PRE-CONSTRUCTION PHASE - III & IV | Infrastructure for Electrical & Construction Power |  | WO/SP34/PC34/8 | ZED SECURITY SERVICES | Media Convetor (TX/RX ) pair | Supply, Installations, Testing & Commissioning of Media Convetor (TX/RX ) pair MAKE:- NTPL | Nos | 1 | 2645 | Approved
SOUTHWINDS PROJECT LLP (PHASE - III & IV) | PRE-CONSTRUCTION PHASE - III & IV | Infrastructure for Electrical & Construction Power |  | WO/SP34/PC34/8 | ZED SECURITY SERVICES | 0.6 KVA UPS off line ( with Battery ) | Supply, Installations, Testing & Commissioning of 0.6 KVA UPS off line ( with Battery ) MAKE:- Zebronics | Nos | 1 | 2090 | Approved
SOUTHWINDS PROJECT LLP (PHASE - III & IV) | PRE-CONSTRUCTION PHASE - III & IV | Infrastructure for Electrical & Construction Power |  | WO/SP34/PC34/8 | ZED SECURITY SERVICES | RG-6 video cable | Supply, Installations, Testing & Commissioning of RG-6 video cable at actual. MAKE:- Finolex | Mtrs. | 850 | 20 | Approved
The Ramdulari | PRE-CONSTRUCTION PHASE | Site Office | Temporary Boundary Wal | WO/RP/RP01/6 | PROTECH ENGINEERS | MS Structure with sheet fixing & Misc. work for Preconstuction establishment | MS Structure with sheet fixing & Misc. work for Preconstuction establishment |  | 0 | 0 | Approved
The Ramdulari | PRE-CONSTRUCTION PHASE | Site Office | Temporary Boundary Wal | WO/RP/RP01/6 | PROTECH ENGINEERS | Frame Structure with RHS/SHS | All Charges for Providing, Fabrication & Fixing of Frame Structure with RHS/SHS including primer & painting for Store, Q.C Lab and Toilet Roof as per drawing & direction of Engineer-in-charge. | Kg | 700 | 100 | Approved
SOUTHWINDS PROJECT LLP (PHASE - III & IV) | PRE-CONSTRUCTION PHASE - III & IV | Infrastructure for Electrical & Construction Power |  | WO/SP34/PC34/8 | ZED SECURITY SERVICES | 6 core armoured OFC cable | Supply, Installations, Testing & Commissioning of 6 core armoured OFC cable at actual. MAKE:- Finolex | Mtrs. | 160 | 55 | Approved
SOUTHWINDS PROJECT LLP (PHASE - III & IV) | PRE-CONSTRUCTION PHASE - III & IV | Infrastructure for Electrical & Construction Power |  | WO/SP34/PC34/8 | ZED SECURITY SERVICES | OFC splicing with accessories | Supply, Installations, Testing & Commissioning including of OFC splicing with accessories ( like pigtail, patchcord, RJ 45 jack etc.) with PC software | Lot | 1 | 10000 | Approved
The Ramdulari | PRE-CONSTRUCTION PHASE | Site Office | Temporary Boundary Wal | WO/RP/RP01/6 | PROTECH ENGINEERS | 0.45 mm thick Precoated Galvalume Sheeting | All Charges for Providing, Fabrication and Fixing of 0.45 mm thick Precoated Galvalume Sheeting in Roof & Wall including fastner, screw, lipmed washer etc. for Store, Q.C Lab and Toilet Roof as per drawing & direction of Engineer-in-charge. | Sq.Mtr. | 125 | 650 | Approved
The Ramdulari | PRE-CONSTRUCTION PHASE | Site Office | Temporary Boundary Wal | WO/RP/RP01/6 | PROTECH ENGINEERS | 40 mm NB Pipe 6 mtr | Charges of fixing and Fitting of 40 mm NB Pipe 6 mtr long with Clamp, Fastner etc including Red oxide primer in Boundary Wall for barricadding purpose as per drawing / direction of Engineer-in-charge. (Pipe will be supplied by client Free of cost) | Pcs | 100 | 100 | Approved
The Ramdulari | PRE-CONSTRUCTION PHASE | Site Office | Temporary Boundary Wal | WO/RP/RP01/6 | PROTECH ENGINEERS | Fixing Green Sun Shade Net | Charges for Fixing of Green Sun Shade Net with necessary arrangement for barricading around 4 mtr height beyond boundary wall top level as per drawing / direction of Engineer-in-charge. (Sun Shade Net will be provided free of cost) | Sq.Mtr. | 3000 | 22 | Approved
The Ramdulari | PRE-CONSTRUCTION PHASE | Site Office | Temporary Boundary Wal | WO/RP/RP01/6 | PROTECH ENGINEERS | Scrap Yard with MS Pipe (FOC) | Labour Charges for Preparation of Scrap Yard with MS Pipe (FOC) as per drawing / direction of Engineer-in-charge. | Sq.Mtr. | 35 | 35 | Approved
The Ramdulari | PRE-CONSTRUCTION PHASE | Site Office | Civil and Finishing Work of Site Office | WO/RP/RP01/7 | K3 Hygienic Service | Painting work of main gate, Porta cabin, front boundary wall | Painting work of main gate, Porta cabin, front boundary wall |  | 0 | 0 | Approved
The Ramdulari | PRE-CONSTRUCTION PHASE | Site Office | Civil and Finishing Work of Site Office | WO/RP/RP01/7 | K3 Hygienic Service | one coat red oxide Primer with two coats of Enamel paint | Providing and applying of one coat red oxide Primer with two coats of Enamel paint including scraping, sand papering with all finishing work (MAT finish) as per drawing & direction of Engineer-in-Charge. Location: Porta Cabin, main gate, Boundary wall V-Board. Colour Code: As approved by Engineer-In-Charge. Brand: Asian Paints/ICI/Berger Note: Material shall be applied after approval of Engineer-in-Charge. | Sq.Ft. | 1300 | 8.5 | Approved
The Ramdulari | PRE-CONSTRUCTION PHASE | Site Office | Civil and Finishing Work of Site Office | WO/RP/RP01/7 | K3 Hygienic Service | one coat External Primer and two coat weather shield (MAX finish) at external surface | Providing & applying one coat External Primer and two coat weather shield (MAX finish) at external surface including preparation of surface by brushing & cleaning loose particles etc. all complete as per approved specification & direction of Engineer in charge. Location: Front Boundary wall Colour Code: As approved by Engineer-In-Charge. Brand: Asian Paints/ICI/Berger Note: Material shall be applied after approval of Engineer-in-Charge. | Sq.Ft. | 1400 | 11.2 | Approved
The Soul, Rajarhat | PRE-CONSTRUCTION PHASE | Site Office | Civil and Finishing Work of Site Office | WO/HR01/PCE01/35 | Hindustan Aluminium Works | Site office Window | Providing and fixing of 20 Series 1.0mm Sliding Window (As per Drawing Submitted) with complete designing and selection of Aluminium 6063-T6 alloy and tempered frameof thickness, shutter and other extruded profiles with reference to the desired strength in approved surface coating along with the accessories like Sliding Lock, Roller , ETC and other hardwares like Nylon Gasket, Felt & glass infill of desired thickness. |  | 0 | 0 | Approved
The Soul, Rajarhat | PRE-CONSTRUCTION PHASE | Site Office | Civil and Finishing Work of Site Office | WO/HR01/PCE01/35 | Hindustan Aluminium Works | W1 (1800x2000) | W1 (1800x2000) 3 Track 3 Shutter Sliding with Bottom Fix Window Number: 03 | Sq.Ft. | 116.251 | 224 | Approved
The Soul, Rajarhat | PRE-CONSTRUCTION PHASE | Site Office | Civil and Finishing Work of Site Office | WO/HR01/PCE01/35 | Hindustan Aluminium Works | W3 (1200x2000) | W3 (1200x2000) 2 Track 2 Shutter Sliding with Bottom Fix Window Number: 01 | Sq.Ft. | 25.834 | 199 | Approved
The Soul, Rajarhat | PRE-CONSTRUCTION PHASE | Site Office | Civil and Finishing Work of Site Office | WO/HR01/PCE01/35 | Hindustan Aluminium Works | W4 (750x1550) | W4 (750x1550) 2 Track 2 Shutter Sliding with Bottom Fix Window Number: 02 | Sq.Ft. | 25.027 | 220 | Approved
The Soul, Rajarhat | PRE-CONSTRUCTION PHASE | Site Office | Civil and Finishing Work of Site Office | WO/HR01/PCE01/35 | Hindustan Aluminium Works | W5 (600x900) | W5 (600x900) Adjustable Glass Louvers Number: 03 | Sq.Ft. | 17.438 | 256 | Approved
The Soul, Rajarhat | PRE-CONSTRUCTION PHASE | Site Office | Civil and Finishing Work of Site Office | WO/HR01/PCE01/35 | Hindustan Aluminium Works | W7 (750x1350) | W7 (750x1350) 2 Track 2 Shutter Sliding with Top Fix with Exhaust Provision Window Number: 01 | Sq.Ft. | 10.899 | 229 | Approved
The Soul, Rajarhat | PRE-CONSTRUCTION PHASE | Site Office | Civil and Finishing Work of Site Office | WO/HR01/PCE01/35 | Hindustan Aluminium Works | SD2 (2100x2450) | SD2 (2100x2450) 3 TRACK 3 SHUTTER SLIDING DOOR Number: 02 | Sq.Ft. | 110.762 | 256 | Approved
The Ramdulari | PRE-CONSTRUCTION PHASE | Site Office | Civil and Finishing Work of Site Office | WO/RP/RP01/8 | Sanjukta Enterprise | Supply & Installation of well making | Charges for Supply & Making of Well, Earth cutting & Clay ring fixing etc all complete with all material & labour as per direction of Engineer-In-Charge. | Rft | 140 | 380 | Approved
Primarc Chambers | COMMON INFRASTRUCTURE | Consultancy Charges | OTHER CONSLUTANTS | WO/PCH/PC04/6 | RUBY PRAKASH SHAH | Professional fees, technical & business NEC | Professional Fees for Sanction from KMC for Primarc Chambers at Premises No:- 1839, Laskharhat. | Lump Sum | 1 | 250000 | Approved
The Ramdulari | PRE-CONSTRUCTION PHASE | Site Office | Civil and Finishing Work of Site Office | WO/RP/RP01/9 | M.R. Furniture | Porta Cabin wall & floor repair | Porta Cabin wall & floor repair |  | 0 | 0 | Approved
The Ramdulari | PRE-CONSTRUCTION PHASE | Site Office | Civil and Finishing Work of Site Office | WO/RP/RP01/9 | M.R. Furniture | Porta Cabin floor repair with V-Board | Labour charges for Porta Cabin floor repair with V-Board without laminate including of S.S screw, nails, masking tape and gum, tools and tackles, lead & lift as per drawing and direction of Engineer-in-Charge. | Sq.Ft. | 200 | 55 | Approved
The Ramdulari | PRE-CONSTRUCTION PHASE | Site Office | Civil and Finishing Work of Site Office | WO/RP/RP01/9 | M.R. Furniture | Porta Cabin wall repair with V-Board | Labour charges for Porta Cabin wall repair with V-Board with laminate including of S.S screw, nails, masking tape and gum, tools and tackles, lead & lift as per drawing and direction of Engineer-in-Charge. | Sq.Ft. | 26 | 80 | Approved
The Ramdulari | PRE-CONSTRUCTION PHASE | Site Office | Civil and Finishing Work of Site Office | WO/RP/RP01/9 | M.R. Furniture | Porta Cabin skirting work with 6mm V-Board | Labour charges for Porta Cabin skirting work with 6mm V-Board fixing including of S.S screw, nails, masking tape and gum, tools and tackles, lead & lift as per drawing and direction of Engineer-in-Charge. | Rft | 33 | 10 | Approved
The Ramdulari | PRE-CONSTRUCTION PHASE | Site Office | Civil and Finishing Work of Site Office | WO/RP/RP01/9 | M.R. Furniture | 6mm V-Board fixing in Boundary wall | Labour charges for 6mm V-Board fixing in Boundary wall MS frame including of S.S screw, nails, masking tape and gum, tools and tackles, lead & lift as per drawing and direction of Engineer-in-Charge. | Sq.Ft. | 60 | 20 | Approved
The Ramdulari | OVERHEAD | Security Expenditure |  |  |  | Security Guard | Providing 01 no. Security Guard at night shift @12 hr duty basis (8pm to 8am) for full month basis. | Months |  |  | Draft
The Ramdulari | OVERHEAD | Security Expenditure |  |  |  | Security Guard | Providing 01 no. Security Guard at night shift @12 hr duty (8pm to 8 am) for full month. The rate is inclusive of reliever charges. Holidays shall be payable extra as per approved holiday list including National Holiday. | Months |  |  | Approved
The Ramdulari | PRE-CONSTRUCTION PHASE | Site Office | Civil and Finishing Work of Site Office | WO/RP/RP01/10 | NEW L. N. CONSTRUCTION | Construction of Hoarding work | Construction of Hoarding work |  | 0 | 0 | Amended & Draft
The Ramdulari | PRE-CONSTRUCTION PHASE | Site Office | Civil and Finishing Work of Site Office | WO/RP/RP01/10 | NEW L. N. CONSTRUCTION | DISMANTLING OF BRICK WORK: | DISMANTLING OF BRICK WORK: All charges for doing dismantling of brick work (where 60 % of the bricks shall be recovered, for reconciliation, The Recovery of Brick for Dismantling activity will happen at Rs.1/- less than the prevailing purchase rate of New Bricks -both Red Bricks or conventional bricks. You need to submit actual purchase bill in supoort of the prevailing market rate) of all thickness & of all mortar ratio along with its plaster & other finishes as directed by Engineer-in-Charge including barricading the area, providing caution board, separating useable material, non-useable material & debris, all labour, materials, plant & machinery, tools & tackles etc. for all lead & lift, for all level including maintaining dump yard for all dismantled material within the specified lines and levels to the entire satisfaction of Engineer-in-Charge. | Cum. | 6.69 | 1250 | Approved
The Ramdulari | PRE-CONSTRUCTION PHASE | Site Office | Civil and Finishing Work of Site Office | WO/RP/RP01/10 | NEW L. N. CONSTRUCTION | DISMANTLING OF RCC WORK: | DISMANTLING OF RCC WORK: All charges for doing dismantling of RCC of all thickness and grade to incorporate changes & revisions of drawings/design or as directed of Engineer-in-Charge including barricading the area, providing caution board, cutting of reinforcement steel of the concrete, separating reinforcement steel & debris, all labour, materials, plant & machinery, tools & tackles etc. for all lead & lift, for all level including maintaining dump yard for debris & stacking reinforcement dia wise within the specified lines and levels to the entire satisfaction of Engineer-in-Charge. | Cum. | 2.64 | 2200 | Approved
The Ramdulari | PRE-CONSTRUCTION PHASE | Site Office | Civil and Finishing Work of Site Office | WO/RP/RP01/10 | NEW L. N. CONSTRUCTION | EXCAVATION: | EXCAVATION: All Charges for doing excavation in required profile in all type of soils in dry and wet condition for foundation level as per drawing or direction of Engineer-in-Charge including, dewatering, including trimming, levelling, dressing, ramming the bottom, bailing out water (if req.), with men & machineries, providing caution board maintaining required slopes including labour, materials, machinery, tools & tackles for all lead & lift to the entire satisfaction of Engineer-in-Charge. For Depth upto 1.5m | Cum. | 15.38 | 175 | Approved
The Ramdulari | PRE-CONSTRUCTION PHASE | Site Office | Civil and Finishing Work of Site Office | WO/RP/RP01/10 | NEW L. N. CONSTRUCTION | BFS: | BFS: All Charges for providing and laying single brick flat soling of picked or jhama bricks below foundation or any other location till Plinth level including ramming dressing and bringing to proper level and filling joints with sand including all materials, labour, tools and plants etc. complete below foundation as per specification, drawing and direction of Engineering-in-Charge. (Only Cement would be supplied by Client, but subjected to reconciliation) | Sq.Mtr. | 20.51 | 425 | Approved
The Ramdulari | PRE-CONSTRUCTION PHASE | Site Office | Civil and Finishing Work of Site Office | WO/RP/RP01/10 | NEW L. N. CONSTRUCTION | PCC(1:3:6): | PCC(1:3:6): Charges for Providing, laying & finishing 1:3:6 plain cement concrete (PCC) of required thickness below foundation , footings or any other location as specified in the drawing till Plinth level using 20/25 mm nominal size well-graded approved quality aggregate including vibrating / compacting, scaffolding as required, cleaning, preparing surfaces, junctions etc. including shuttering, curing complete as per drawing and direction of Engineer-in-Charge. (Only Cement would be supplied by Client, but subjected to reconciliation) | Cum. | 1.54 | 5450 | Approved
The Ramdulari | PRE-CONSTRUCTION PHASE | Site Office | Civil and Finishing Work of Site Office | WO/RP/RP01/10 | NEW L. N. CONSTRUCTION | RCC (M-25): | RCC (M-25): Charges for laying M25 grade reinforced cement concrete (excluding cost of shuttering & reinforcement) for all leads and lifts of all profile coming from both sub & superstructure at any level using 20 mm nominal size & down graded good quality aggregate as per approved by PMC/Consultant/EIC including vibrating/compacting, curing, scaffolding ,cleaning, preparing surfaces including curing all complete as per drawing and direction of Engineer-in-Charge. Cement concrete should have an ultimate crushing strength of not less than 250 Kg/sq.cm for Grade M25 on 15cm X 15cm X 15cm cube at 28 days and source of concrete will be Site Mix. (Only Cement would be supplied by client, but subjected to reconciliation) | Cum. | 27.1 | 5600 | Approved
The Ramdulari | PRE-CONSTRUCTION PHASE | Site Office | Civil and Finishing Work of Site Office | WO/RP/RP01/10 | NEW L. N. CONSTRUCTION | 125MM THICK BRICK WORK (1:4) : | 125MM THICK BRICK SHUTTERING (1:4) : Charges for providing and erecting of 125 mm thk. brick work shuttering for Cap of specified thickness in Sand cement mortar (4:1) including the cost of all material, labour, tools, tackles, necessary chipping, hacking, scaffolding, curing etc. complete as per direction of Engineer-in-Charge and technical specification. (All material & labour would be supplied by contractor) | Sq.Mtr. | 12.31 | 850 | Approved
The Ramdulari | PRE-CONSTRUCTION PHASE | Site Office | Civil and Finishing Work of Site Office | WO/RP/RP01/10 | NEW L. N. CONSTRUCTION | SHUTTERING: | SHUTTERING: All charges for providing, fabricating, erecting and fixing in position plained timber, plywood centering and shuttering true to line and level, including propping, staging, shuttering removal, applying shuttering oil, including required bracing, chamfering corners (of exposed edges) complete as per drawing and direction of Engineer-in-Charge. Rate shall also include removal and dismantling the aforesaid assembly after specified period complete at all depths and leads for all items & all profile and both sub & superstructure level all complete. | Sq.Mtr. | 10.4 | 410 | Approved
The Ramdulari | PRE-CONSTRUCTION PHASE | Site Office | Civil and Finishing Work of Site Office | WO/RP/RP01/10 | NEW L. N. CONSTRUCTION | BACKFILLING: | BACKFILLING: All Charges for doing backfilling of excavated pit, trench etc. with excavated earth in layer not exceeding 150mm in depth including watering, ramming, compacting, consolidating in deposited layer and transportation of soil, all labour, materials, machinery, tools & tackles etc. for all lead & lift to the entire satisfaction of Engineer-in-Charge. | Cum. | 1.97 | 95 | Approved
The Ramdulari | PRE-CONSTRUCTION PHASE | Site Office | Civil and Finishing Work of Site Office | WO/RP/RP01/10 | NEW L. N. CONSTRUCTION | REINFORCEMENT: | REINFORCEMENT: Charges for fixing steel reinforcement (Tor Steel as per IS-1786, Fe 500) for RCC work including transporting, decoiling, straightening, removing loose rust, cutting, bending and placing for all profile and for all lead & lift at both sub & superstructure level and binding with 18 gauge annealed wire as per drawing and direction of Engineer-in-Charge. Payment of steel shall be made as per drawing and approved bar bending schedule with permissible laps and paid on the basis of the sectional weights of bar as per relevant I.S. Code. The rate shall include cost of binding wire, chairs, spacers, pins, cover blocks which will not be measured separately for payment. (Reinforcement would be supplied by the client free of cost, but subjected to reconciliation) | Cum. | 2.01 | 6300 | Approved
The Ramdulari | PRE-CONSTRUCTION PHASE | Site Office | Civil and Finishing Work of Site Office | WO/RP/RP01/10 | NEW L. N. CONSTRUCTION | DEWATERING: | DEWATERING: All charges for Pumping out water from well/pond or tanks (payment if permitted will be made on the of basis of initial water level and final water level on consideration being made for any water that may have been added through percolation or other wise (log book to be maintained). | Hp-Hrs. | 80 | 20 | Approved
The Ramdulari | PRE-CONSTRUCTION PHASE | Site Office | Civil and Finishing Work of Site Office | WO/RP/RP01/10 | NEW L. N. CONSTRUCTION | CGI SHEET FENCING: | CGI SHEET FENCING: All charges for Providing & Fixing of CGI sheet fencing with Bamboo support, including necessary arrangement, screw, tools & tackles etc. all complete as per direction of Engineer-In-Charge. (All Material & Labour would be supplied by contractor) | Sq.Mtr. | 25.65 | 450 | Approved
The Ramdulari | PRE-CONSTRUCTION PHASE | Site Office | Civil and Finishing Work of Site Office | WO/RP/RP01/10 | NEW L. N. CONSTRUCTION | HD BOLT FIXING: | HD BOLT FIXING: All charges for Providing & Fixing of 20mm dia 400 mm long HD Bolt with necessary arrangement & template fixed with welding at foundation of proposed Hoarding at Site. (All Material & Labour would be supplied by contractor) | Nos | 24 | 250 | Approved
Primarc Chambers | MARKETING | Sample Office |  | WO/PCH/PC03/16 | AV AQUAFLOAT GLAZINGS PRIVATE LIMITED | Mininal Framed Enclosure | MINIMAL FRAMED ENCLOSURE: Providing, Fabrication and Installation of Mininal Framed Enclosure- i) Sleek Aluminium Profile ii) 10mm Clear Toughened Glass with Georgian bar iii) Powder Coating Color-Black all complete as per drawing and direction of Engineer-In-Charge. Size: 1500 x 2150 mm (To be confirmed before final production) Make: Hardware- Sotralu and Lavaal, Powder coating - Akzonobel and Glass: Saint Gobain. | Nos | 1 | 29500 | Approved
Primarc Chambers | MARKETING | Sample Office |  | WO/PCH/PC03/16 | AV AQUAFLOAT GLAZINGS PRIVATE LIMITED | Installation charges | Installation Charges | Lump Sum | 1 | 5000 | Approved
The Ramdulari | PRE-CONSTRUCTION PHASE | Electrical | Infrastructure - Electrical & construction power | WO/RP/RP01/11 | A B S Enterprise | Electrical work for Construction Power | Electrical work for Construction Power |  | 0 | 0 | Amended & Approved
The Ramdulari | PRE-CONSTRUCTION PHASE | Electrical | Infrastructure - Electrical & construction power | WO/RP/RP01/11 | A B S Enterprise | G.I Pipe earth station | Charges for Installation of G.I Pipe earth station complete with 40mm dia 30 mtrs long G.I pipe, including supply of charcoal, Salt. Construction of earth pit chamber, supply of civil item like Bricks, Sand, Cement etc to be supplied by contractor to complete in all respect as required. | Nos | 2 | 1960 | Approved
The Ramdulari | PRE-CONSTRUCTION PHASE | Electrical | Infrastructure - Electrical & construction power | WO/RP/RP01/11 | A B S Enterprise | 25 x 6 G.I strip | Charges for Fixing of 25 x 6 G.I strip from earth pit to main earth busbar with earth cutting & filling if required for laying below ground level including supply G.I bar saddles located at a distance not more than 600mm from each other and all hardwares | Mtrs. | 60 | 36 | Approved
The Ramdulari | PRE-CONSTRUCTION PHASE | Electrical | Infrastructure - Electrical & construction power | WO/RP/RP01/11 | A B S Enterprise | 12 SWG G.I wire | Charges for Supply & Fixing of 12 SWG G.I wire from earth pit/main earth busbar with earth cutting & filling if required for laying below ground level including supply G.I bar saddles located at a distance not more than 600mm from each other abd all hardware's.. | Mtrs. | 60 | 14 | Approved
The Ramdulari | PRE-CONSTRUCTION PHASE | Electrical | Infrastructure - Electrical & construction power | WO/RP/RP01/11 | A B S Enterprise | 300 mm length 25 x 6 mm earth busbar | Charges for Making & Fixing of 300 mm length 25 x 6 mm earth busbar including supply of all hardware's fitting as required to complete in all respect. | Nos | 3 | 80 | Approved
The Ramdulari | PRE-CONSTRUCTION PHASE | Electrical | Infrastructure - Electrical & construction power | WO/RP/RP01/11 | A B S Enterprise | 3.5 C x 95 Sqmm 1.1 KV grade PVC/XLPE insulated and sheathed power cable | Charges for Receiving & Laying 3.5C x 95 Sqmm 1.1 KV grade PVC / XLPE insulated and sheathed power cable in existing Surface/under ground with earth cutting & filling etc. including supply of GI saddle, screw etc as required to complete in all respect. | Mtrs. | 70 | 68 | Approved
The Ramdulari | PRE-CONSTRUCTION PHASE | Electrical | Infrastructure - Electrical & construction power | WO/RP/RP01/11 | A B S Enterprise | 3 core 4 sqmm Cu/Ar cable | Charges for Receiving & Laying of following size 1.1 KV grade PVC/XLPE insulated and sheathed power cable in existing surface/pipe/conduit etc. including supply of GI saddle, screw etc as required to complete in all respect 3 Core 4.0 sq.mm Cu./Ar. cable for External light. | Mtrs. | 350 | 16 | Approved
The Ramdulari | PRE-CONSTRUCTION PHASE | Electrical | Infrastructure - Electrical & construction power | WO/RP/RP01/11 | A B S Enterprise | Supply & making end termination | Charges for Supply & Making end termination with DC brass compression gland and Aluminium crimping type lugs of 3.5C x 95 sqmm XLPE / PVC insulated & sheathed Al/Cu conductor cable complete as required to complete in all respect. Extra holes made in gland plate to be closed by the contractor w/o any cost. | Nos | 4 | 280 | Approved
The Ramdulari | PRE-CONSTRUCTION PHASE | Electrical | Infrastructure - Electrical & construction power | WO/RP/RP01/11 | A B S Enterprise | 6/8 way TPN DB with RCCB, MCB etc complete | Charges for Installation, Testing, Commissioning of following sizes of single pole/three pole and neutral, double door MCB distribution board/SFU/Busbar in sheet steel, 240/415 V on surface/recess, complete with tinned copper busbar, neutral busbar, earth bar, din bar, interconnections including dressing, earthing etc. complete as required. i) 6/8 way TPN DB with RCCB, MCB etc complete set | Nos | 1 | 640 | Approved
The Ramdulari | PRE-CONSTRUCTION PHASE | Electrical | Infrastructure - Electrical & construction power | WO/RP/RP01/11 | A B S Enterprise | 4 way TPN DB with RCCB,MCB etc complete set | Charges for Installation, Testing, Commissioning of following sizes of single pole/three pole and neutral, double door MCB distribution board/SFU/Busbar in sheet steel, 240/415 V on surface/recess, complete with tinned copper busbar, neutral busbar, earth bar, din bar, interconnections including dressing, earthing etc. complete as required. ii) 4 way TPN DB with RCCB,MCB etc complete set | Nos. | 2 | 520 | Approved
The Ramdulari | PRE-CONSTRUCTION PHASE | Electrical | Infrastructure - Electrical & construction power | WO/RP/RP01/11 | A B S Enterprise | 200 Amp, TPN, Main switch | Charges for Installation, Testing, Commissioning of following sizes of single pole/three pole and neutral, double door MCB distribution board/SFU/Busbar in sheet steel, 240/415 V on surface/recess, complete with tinned copper busbar, neutral busbar, earth bar, din bar, interconnections including dressing, earthing etc. complete as required. iii) 200 Amp. TPN, Main Switch | Nos | 3 | 320 | Approved
The Ramdulari | PRE-CONSTRUCTION PHASE | Electrical | Infrastructure - Electrical & construction power | WO/RP/RP01/11 | A B S Enterprise | 200 Amp TPN AL Busbar Chamber | Charges for Installation, Testing, Commissioning of following sizes of single pole/three pole and neutral, double door MCB distribution board/SFU/Busbar in sheet steel, 240/415 V on surface/recess, complete with tinned copper busbar, neutral busbar, earth bar, din bar, interconnections including dressing, earthing etc. complete as required. iv)200 Amp TPN AL Busbar Chamber | Nos | 3 | 320 | Approved
The Ramdulari | PRE-CONSTRUCTION PHASE | Electrical | Infrastructure - Electrical & construction power | WO/RP/RP01/11 | A B S Enterprise | 8" x 4" MS J.Box | Charges for fixing of 8" x 4" MS J.Box with fixing of 3 Pole terminal inside the Box including supply of Hylem sheet, hardware etc as required to complete in all respect | Nos | 11 | 160 | Approved
The Ramdulari | PRE-CONSTRUCTION PHASE | Electrical | Infrastructure - Electrical & construction power | WO/RP/RP01/11 | A B S Enterprise | Light point wiring | Charges for Providing & installation of Light point wiring at different area from J.Box to light point with 3x1.5 sqmm pvc insulated copper conductor wire in 20mm dia pvc conduit including supply of conduit pipe accessories as per drawing and direction of Engineering-In-Charge. Light conduit pipe, wire/cable, will be supplied by client. | Nos | 10 | 100 | Approved
The Ramdulari | PRE-CONSTRUCTION PHASE | Electrical | Infrastructure - Electrical & construction power | WO/RP/RP01/11 | A B S Enterprise | Single PH/3 PH industrial type metal clad socket | Charges for Installation,Testing,Commissioning of Single PH/3 PH Industrial type metal clad socket in wooden board with connections including dressing, earthing connection etc. complete as required. | Nos | 6 | 220 | Approved
The Ramdulari | PRE-CONSTRUCTION PHASE | Electrical | Infrastructure - Electrical & construction power | WO/RP/RP01/11 | A B S Enterprise | 100/200 watt Flood light fixture | Charges for Installation, Testing, Commissioning of 100/200 watt Flood light fixture with lamp including supply of all consumable materials by the contractor etc as required to complete in all respect | Nos | 10 | 80 | Approved
Primarc Chambers | MARKETING | Marketing Office |  | WO/PCH/PC03/25 | K3 Hygienic Service | Painting work at Marketing office | Painting work at Marketing office |  | 0 | 0 | Approved
Primarc Chambers | MARKETING | Marketing Office |  | WO/PCH/PC03/25 | K3 Hygienic Service | Texture Paint (Light Grey to match with RAL Shade-9003 & Dark Grey to match with RAL Shade-7015 as approved by Architect) | Providing and applying two coats of Texture Paint (Light Grey to match with RAL Shade-9003 & Dark Grey to match with RAL Shade-7015 as approved by Architect) over one coat of Exterior Primer at External Wall of Marketing Office & Boundary wall of Architect approved colour shed including loading -unloading, scaffolding charges, lifting of the material and as per drawing & direction of Engineer-in-Charge. Make: Approved Brand. (ICI/Berger/Asian Paint) Location: External wall of marketing office & Boundary wall. As per mentioned in drawing. Note: Colour shall be applied after approval of Engineer-in-Charge. | Sq.Ft. | 3393 | 16 | Approved
Primarc Chambers | MARKETING | Marketing Office |  | WO/PCH/PC03/25 | K3 Hygienic Service | Emulsion Paint (ICI/Berger/Asian Paint) | Providing and applying of one coat of approved Primer followed by two coats of Emulsion Paint (ICI/Berger/Asian Paint) with 5 years warranty on products. to match -RAL SHADE 9003 & 7015 with complete finish , up to the required height including all surfaces properly cleaned by water jetting and scrapping with hard coir brush prior to application of paint, rub down, clean, fill cracks and holes with approved filler with tool tackles & necessary scaffolding if required at Inside wall of Marketing Office as per drawing & direction of Engineer in charge. Location: Inside wall. As per mentioned in drawing. Note: Colour shall be applied after approval of Engineer-in-Charge. | Sq.Ft. | 1536 | 7.75 | Approved
Primarc Chambers | MARKETING | Marketing Office |  | WO/PCH/PC03/25 | K3 Hygienic Service | Emulsion Paint (ICI/Berger/Asian Paint) | Providing and applying of one coat of approved Primer followed by two coats of Emulsion Paint (ICI/Berger/Asian Paint) with 5 years warranty on products to match -RAL SHADE 9003 with complete finish at ceiling level including all surfaces properly cleaned by water jetting and scrapping with hard coir brush prior to application of paint, rub down, clean, fill cracks and holes with approved filler with tool tackles & necessary scaffolding if required at ceiling of Marketing Office as per drawing & direction of Engineer in charge. Make: Approved Brand. (ICI/Berger/Asian Paint) Location: CEILING- RAL SHADE:9003 Note: Colour shall be applied after approval of Engineer-in-Charge. | Sq.Ft. | 833 | 7.75 | Approved
Primarc Chambers | MARKETING | Marketing Office |  | WO/PCH/PC03/25 | K3 Hygienic Service | Weather shield coat paint (Non Texture) | Providing & Applying of One coat of primer followed by Two coat of Weather shield coat paint (Non Texture) using Architect/E.I.C approved colour shade & brand at below mentioned location, including loading -unloading, surface preparation with all materials & Labour etc. all complete as per drawing and direction of Engineer-in-Charge. Make: Approved Brand. (ICI/Berger/Asian Paint Location: Security Room, Meter Room, Marketing office outside ceiling & wall Note: Colour shall be applied after approval of Engineer-in-Charge. | Sq.Ft. | 1264 | 9.5 | Approved
Primarc Chambers | MARKETING | Marketing Office |  | WO/PCH/PC03/25 | K3 Hygienic Service | water base primer | Providing and applying one coat approved water base primer make on External wall up to the required height including Rub down, clean, fill cracks and holes with approved filler with all tools and tackles & necessary scaffolding as per direction of EIC. Brand: (Asian Paints/ICI/Berger) | Sq.Ft. | 2124 | 2.8 | Approved
Primarc Chambers | MARKETING | Marketing Office |  | WO/PCH/PC03/25 | K3 Hygienic Service | putty with 1.5 mm thickness | Charges for providing & applying of putty with 1.5 mm thickness to the Marketing office entrance wall (JK WALL PUTTY) including scaffolding, proper surface preparation (scraping, sand papering etc.), proper finishing & cleaning, all complete as per approved drawing & direction of Engineer-in-charge. Brand of Putty: J.K wall putty. Location: Marketing office entrance wall. | Sq.Ft. | 100 | 5 | Approved
Primarc Chambers | MARKETING | Marketing Office |  | WO/PCH/PC03/25 | K3 Hygienic Service | one coat red oxide primer with two coats of Synthetic enamel paint | Providing and applying of one coat red oxide primer with two coats of Synthetic enamel paint on MS Gate & Railing including scraping, sand papering with all finishing work (MAT finish) as per drawing & direction of Engineer-in-Charge. Note: Material shall be applied after approval of Engineer-in-Charge. Location: MS gate & Railing Colour Code: As per Drawing Brand: Asian Paints/ICI/Berger/AkzoNable | Sq.Ft. | 505 | 8.5 | Approved
Primarc Chambers | MARKETING | Sample Office |  | WO/PCH/PC03/26 | MEHO HCP AIR SYSTEMS PVT. LTD. | Dismantling & Reinstallation of Ducted Type Indoor unit | Dismantling & Reinstallation of Ducted Type Indoor unit |  | 0 | 0 | Approved
Primarc Chambers | MARKETING | Sample Office |  | WO/PCH/PC03/26 | MEHO HCP AIR SYSTEMS PVT. LTD. | 2.0TR high static ducted unit. | All charges for dismantling & reinstallation of Ducted type Indoor unit of 2.0TR high static ducted unit. | Nos | 1 | 2500 | Approved
Primarc Chambers | MARKETING | Sample Office |  | WO/PCH/PC03/26 | MEHO HCP AIR SYSTEMS PVT. LTD. | Indoor unit of Refrigerant (R410a). | All charges for dismantling & reinstallation of Ducted type Indoor unit of Refrigerant (R410a). | Lot | 1 | 5000 | Approved
Primarc Chambers | MARKETING | Sample Office |  | WO/PCH/PC03/26 | MEHO HCP AIR SYSTEMS PVT. LTD. | a )3/8" | All charges for supply & installation of all refrigerant piping with 13/19 mm thick closed cell insulation and supports, between indoor & outdoor units duly insulated as per specifications. All piping inside the room shall be properly supported with hanger and exposed piping shall be properly supported in cable tray- a )3/8" | RMT | 9 | 330 | Approved
Primarc Chambers | MARKETING | Sample Office |  | WO/PCH/PC03/26 | MEHO HCP AIR SYSTEMS PVT. LTD. | b) 5/8" | All charges for supply & installation of all refrigerant piping with 13/19 mm thick closed cell insulation and supports, between indoor & outdoor units duly insulated as per specifications. All piping inside the room shall be properly supported with hanger and exposed piping shall be properly supported in cable tray- b) 5/8" | RMT | 9 | 550 | Approved
Primarc Chambers | MARKETING | Sample Office |  | WO/PCH/PC03/26 | MEHO HCP AIR SYSTEMS PVT. LTD. | Drain piping with 6mm nitrile rubber | All charges for supply & installation of Drain piping with 6mm nitrile rubber insulation from indoor unit to nearest drain point. Drain piping shall be PVC. Piping shall be complete with supports: a)25 mm dia pipes | RMT | 5 | 140 | Approved
Primarc Chambers | MARKETING | Sample Office |  | WO/PCH/PC03/26 | MEHO HCP AIR SYSTEMS PVT. LTD. | Power cabling & earthing | All charges for supply & installation of Power cabling & earthing as per specifications between outdoor unit & indoor units. Power supply 3 phase 415 Volts will be made available near outdoor units Contractor to provide panel for onward power / control supply to outdoor units, single phase power / control supply to indoor units alongwith power / control cabling, supports trays etc. - Control Cable ( 2C X 1.5 SQMM ) | RMT | 10 | 95 | Approved
Primarc Chambers | MARKETING | Sample Office |  | WO/PCH/PC03/26 | MEHO HCP AIR SYSTEMS PVT. LTD. | Air Supply Duct with nitrile rubber Insulation | All charges for supply & installation of Air Supply Duct with nitrile rubber Insulation | Lot | 1 | 3000 | Approved
Primarc Chambers | MARKETING | Sample Office |  | WO/PCH/PC03/26 | MEHO HCP AIR SYSTEMS PVT. LTD. | return Air Grill | All charges for supply & return Air Grill | Lot | 1 | 4500 | Approved
Primarc Chambers | MARKETING | Sample Office |  | WO/PCH/PC03/26 | MEHO HCP AIR SYSTEMS PVT. LTD. | Nitrogen pressure testing & recommissioning | All charges for Nitrogen pressure testing & recommissioning | Lot | 1 | 5000 | Approved
Primarc Chambers | MARKETING | Sample Office |  | WO/PCH/PC03/26 | MEHO HCP AIR SYSTEMS PVT. LTD. | EXHAUST FAN: | EXHAUST FAN: All charges for Supply, Installation, Testing and Commissioning of Propeller fans for toilet exhaust - 100 cfm | Nos | 2 | 5500 | Approved
The Soul, Rajarhat | IT Expenses | Internet Leased Line |  |  |  | ILL Charge for month January 2021 | ILL Charge for month January 2021 | Nos. |  |  | Approved
The Soul, Rajarhat | COMMON INFRASTRUCTURE | Civil | Rain Water Harvesting | WO/HR01/CIH01/60 | NEW L. N. CONSTRUCTION | Rainwater Harvesting tank Structural Work for Phase-01 | Rainwater Harvesting tank Structural Work for Phase-01 |  | 0 | 0 | Approved
The Soul, Rajarhat | COMMON INFRASTRUCTURE | Civil | Rain Water Harvesting | WO/HR01/CIH01/60 | NEW L. N. CONSTRUCTION | Earth Work In Excavation 1.5m | "Earth Work In Excavation 1.5m E/W up to 1.5m All charges for doing excavation in required profile in all type of soils in dry and wet condition for raft or any other foundation of the proposed structure as per drawings or direction of Engineer-in-Charge including dismantling of foundation (if any) made with brick, PCC, RCC, dressing of side, bottom, ramming of bottom, dewatering, shoring, strutting, diverting underground sewer line, water line, electrical line (if any) barricading the area providing caution board maintaining required slopes including all labour, materials, machinery, tools & tackles for all lead (30 m) & lift to the entire satisfaction of EIC. Contractor will be paid for a working space of 600 mm or as indicated in IS : 1200 , which ever is less . The excavation drawing will be submitted by the contractor before starting the excavation for client's approval. For, Depth up to 1.5m " | Cum. | 191 | 170 | Approved
The Soul, Rajarhat | COMMON INFRASTRUCTURE | Civil | Rain Water Harvesting | WO/HR01/CIH01/60 | NEW L. N. CONSTRUCTION | Earth Work In Excavation 1.5m to 3.0m | "Earth Work In Excavation 1.5m to 3.0m E/W up to 1.5m All charges for doing excavation in required profile in all type of soils in dry and wet condition for raft or any other foundation of the proposed structure as per drawings or direction of Engineer-in-Charge including dismantling of foundation (if any) made with brick, PCC, RCC, dressing of side, bottom, ramming of bottom, dewatering, shoring, strutting, diverting underground sewer line, water line, electrical line (if any) barricading the area providing caution board maintaining required slopes including all labour, materials, machinery, tools & tackles for all lead (30 m) & lift to the entire satisfaction of EIC. Contractor will be paid for a working space of 600 mm or as indicated in IS : 1200 , which ever is less . The excavation drawing will be submitted by the contractor before starting the excavation for client's approval. For, Depth 1.5m to 3.0m" | Cum. | 179 | 190 | Approved
The Soul, Rajarhat | COMMON INFRASTRUCTURE | Civil | Rain Water Harvesting | WO/HR01/CIH01/60 | NEW L. N. CONSTRUCTION | Earth Work In Excavation 3.0m to 4.5m | "Earth Work In Excavation 3.0m to 4.5m E/W up to 1.5m All charges for doing excavation in required profile in all type of soils in dry and wet condition for raft or any other foundation of the proposed structure as per drawings or direction of Engineer-in-Charge including dismantling of foundation (if any) made with brick, PCC, RCC, dressing of side, bottom, ramming of bottom, dewatering, shoring, strutting, diverting underground sewer line, water line, electrical line (if any) barricading the area providing caution board maintaining required slopes including all labour, materials, machinery, tools & tackles for all lead (30 m) & lift to the entire satisfaction of EIC. Contractor will be paid for a working space of 600 mm or as indicated in IS : 1200 , which ever is less . The excavation drawing will be submitted by the contractor before starting the excavation for client's approval. For, Depth 3.0m to 4.5m" | Cum. | 12 | 240 | Approved
The Soul, Rajarhat | COMMON INFRASTRUCTURE | Civil | Rain Water Harvesting | WO/HR01/CIH01/60 | NEW L. N. CONSTRUCTION | Earth Filling | "Earth Filling Backfilling All charges for doing backfilling of excavated pit, trench etc. with inside/excavated earth in layer not exceeding 150mm in depth including watering, ramming, compacting, consolidating in deposited layer to achieve 95% Proctor Density and transportation of soil, all labour, materials, machinery, tools & tackles etc. for all lead (30 m) & lift to the entire satisfaction of Engineer-in-Charge.""" | Cum. | 182 | 95 | Approved
The Soul, Rajarhat | COMMON INFRASTRUCTURE | Civil | Rain Water Harvesting | WO/HR01/CIH01/60 | NEW L. N. CONSTRUCTION | B.F.S Single Layer | "B.F.S Single Layer B.F.S. All charges for providing and laying single brick flat soling of picked, jhama bricks below foundation floor, tie beam etc. or any other location till Plinth level including ramming dressing and bringing to proper level and filling joints with sand including all materials, labour, tools and plants etc. complete below foundation as per specification, drawing and direction of Engineering-in-Charge" | Sq.Mtr. | 83 | 400 | Approved
The Soul, Rajarhat | COMMON INFRASTRUCTURE | Civil | Rain Water Harvesting | WO/HR01/CIH01/60 | NEW L. N. CONSTRUCTION | P.C.C. (1:3:6/1:4:8) SMC | "P.C.C. (1:3:6/1:4:8) SMC P.C.C (1:3:6/ 1:4:8) SMC Charges for providing & laying of P.C.C (1:3:6/1:4:8) by site mix concrete 25 mm and down sized , screened and washed well graded stone chips excluding shuttering, consolidation complete in all respect as per drawing, specification and direction of EIC. Cement would be supplied by client, but subjected to reconciliation" | Cum. | 6.3 | 5300 | Approved
The Soul, Rajarhat | COMMON INFRASTRUCTURE | Civil | Rain Water Harvesting | WO/HR01/CIH01/60 | NEW L. N. CONSTRUCTION | Brick Work 250mm Thk. (1:6) | "Brick Work 250mm Thk. (1:6) 200mm thk Fly Ash bricks work Providing and erecting 250 mm thick brick work with 1st class Conventional (Red Brick) bricks for walls of specified thickness in sand cement mortar (4 :1) including the cost of all material, labour, tools, tackles, scaffolding, curing etc. complete as per direction of Engineer-in-Charge and technical specification. (Cement would be supplied by the employer free of cost, but subjected to reconciliation).""" | Cum. | 0.43 | 6250 | Approved
The Soul, Rajarhat | COMMON INFRASTRUCTURE | Civil | Rain Water Harvesting | WO/HR01/CIH01/60 | NEW L. N. CONSTRUCTION | Reinforcement | "Reinforcement Reinforcement work: Labour charges for fixing Steel Reinforcement (Tor Steel as per IS-1786, Fe 500) for RCC work including transporting, decoiling, straightening, removing loose rust, cutting, bending and placing for all profile and for all lead & lift, binding with 18 gauge annealed wire as per drawing and direction of Engineer-in-Charge. Payment of steel shall be made as per drawing and approved bar bending schedule with permissible laps and paid on the basis of the sectional weights of bar as per relevant I.S. Code. The rate shall include cost of binding wire, chairs, spacers, pins, cover blocks which will not be measured separately for payment. (Reinforcement would be supplied by the employer free of cost, but subjected to reconciliation). " | MT | 5.22 | 6100 | Approved
The Soul, Rajarhat | COMMON INFRASTRUCTURE | Civil | Rain Water Harvesting | WO/HR01/CIH01/60 | NEW L. N. CONSTRUCTION | Shuttering | "Shuttering Shuttering till Plinth level All charges for providing, fabricating, erecting and fixing in position plained timber, plywood centering and shuttering true to line and level, including steel propping, staging, shuttering removal, applying shuttering oil, including required bracing, chamfering corners (of exposed edges) of beams, columns, walls etc. complete as per drawing & direction of Engineer-in-Charge. Rate shall also include removal and dismantling the aforesaid assembly after specified period complete at all depths and leads for all items, all profile and till Plinth level" | Sq.Mtr. | 348 | 415 | Approved
The Soul, Rajarhat | COMMON INFRASTRUCTURE | Civil | Rain Water Harvesting | WO/HR01/CIH01/60 | NEW L. N. CONSTRUCTION | Concrete M-25 SMC | "Concrete M-25 SMC RCC M-20/M25 SMC: All charges for providing and laying M-20/M25 Grade of reinforced cement concrete-by SMC till plinth level excluding shuttering and reinforcement, including concrete pump, vibrator with complete design of concrete mix as per IS code and relevant special publication , submission of job mix formula after preliminary mix design and testing of concrete cubes as per direction of Engineer-in-Charge. (Cement will be supplied by us, but subjected to reconciliation.)" | Cum. | 59.6 | 5350 | Approved
The Soul, Rajarhat | COMMON INFRASTRUCTURE | Civil | Rain Water Harvesting | WO/HR01/CIH01/60 | NEW L. N. CONSTRUCTION | Outside Plaster 15-20mm (1:6) | "Outside Plaster 15-20mm (1:6) External wall plaster Providing and applying plaster ( to External Walls)of 20 mm thick , with sand and cement mortar ( 6:1) including rounding off or chamfering of corners as directed and raking out joints or roughening of concrete surface, including threading nosing and drip course where necessary including MS pipe scaffolding, curing etc. all complete as per drawing & direction of EIC. , at any floor and level . Scaffolding material will be provided by client. (Cement would be supplied by the employer free of cost, but subjected to reconciliation)""" | Sq.Mtr. | 127 | 210 | Approved
The Soul, Rajarhat | COMMON INFRASTRUCTURE | Civil | Rain Water Harvesting | WO/HR01/CIH01/60 | NEW L. N. CONSTRUCTION | Labour Charges for Manhole Cover | "Labour Charges for Manhole Cover Labour charges for fixing of Manhole Cover- as per direction of Engineer-in-Charge (Manhole Cover will be supplied by Client)." | Nos | 4 | 350 | Approved
The Soul, Rajarhat | COMMON INFRASTRUCTURE | Civil | Rain Water Harvesting | WO/HR01/CIH01/60 | NEW L. N. CONSTRUCTION | Labour Charges for Rung Ladder (200mmX300mm) | "Labour Charges for Rung Ladder (200mmX300mm) Labour charges for fixing of Rung Ladder(200 mm x 300 mm) as per direction of Engineer-in-Charge(Rung will be supplied by us)." | Nos | 14 | 200 | Approved
SOUTHWINDS PROJECT LLP (PHASE - III & IV) | COMMON INFRASTRUCTURE - PHASE III & IV | Land Development |  | WO/SP34/CI34/21 | NEW L. N. CONSTRUCTION | Heavy Breaker Machine (JCB) | Charges for hiring Heavy Breaker Machine (JCB) including diesel, operator and Operator's Fooding (8 hours working + 1 hour Lunch) | Days | 2 | 15300 | Approved
SOUTHWINDS PROJECT LLP (PHASE - III & IV) | COMMON INFRASTRUCTURE - PHASE III & IV | Land Development |  | WO/SP34/CI34/21 | NEW L. N. CONSTRUCTION | Transportation Charges | Transportation Charges for Heavy Breaker Machine (JCB) | Nos | 1 | 2000 | Approved
SOUTHWINDS PROJECT LLP (PHASE - III & IV) | COMMON INFRASTRUCTURE - PHASE III & IV | Land Development |  | WO/SP34/CI34/22 | AGRO CONSULTANCY SERVICES | Tree cutting / removing / Replantation | Tree cutting / removing / Replantation work for 190 katha -MLCP , BLOCK-14 , 15 & 16 as per B.O.Q & direction of EIC . |  | 0 | 0 | Amended & Approved
SOUTHWINDS PROJECT LLP (PHASE - III & IV) | COMMON INFRASTRUCTURE - PHASE III & IV | Land Development |  | WO/SP34/CI34/22 | AGRO CONSULTANCY SERVICES | tree replantation work | Charges for 7 no tree replantation work from existing location ( 190 katha-MLCP & BLOCK-14 ) to approved location including all Tools , Tackles , rope , any type of manure , chemicals etc. for complet the job as per direction of EIC & attached Annexure-1. 1) 1 no Mehogini tree (Avg. Dia - 280 mm ) 2) 1 no Bay leaf / Tej Pata tree (Avg. Dia - 190 mm ) 3) 2 no Mango tree (Avg. Dia - 350 mm ) 4) 3 no Litchi tree (Avg. Dia - 400 mm ) HSN/SAC Code :- 0604/9986 ( This is type of Agricultural Work) | Nos | 7 | 12000 | Approved
SOUTHWINDS PROJECT LLP (PHASE - III & IV) | COMMON INFRASTRUCTURE - PHASE III & IV | Land Development |  | WO/SP34/CI34/22 | AGRO CONSULTANCY SERVICES | tree cutting/ removing | "Charges for tree cutting/ removing including stubble or remaining cut-down part from existing location ( 190 katha-MLCP & BLOCK-14 ) & stacked at desired location including all Tools , Tackles , rope Machine etc. for complet the job as per direction of EIC. The following trees are to be cut from their existing location . 1) 10 nos Betel nut ( Supari ) tree.(Avg. Dia - 100 mm ) 2) 1 no Date Tree ( Khejure) (Avg. Dia - 600 mm ) 3) 6 no Coconut Tree (Avg. Dia - 300 mm ) HSN/SAC Code :- 0604/9986 ( This is type of Agricultural Work) | Nos | 17 | 200 | Approved
SOUTHWINDS PROJECT LLP (PHASE - III & IV) | COMMON INFRASTRUCTURE - PHASE III & IV | Land Development |  | WO/SP34/CI34/22 | AGRO CONSULTANCY SERVICES | tree cutting/ removing | Charges for tree cutting/ removing including stubble or remaining cut-down part from existing location ( 190 katha-MLCP & BLOCK-14 ) & stacked at desired location including all Tools , Tackles , rope Machine etc. for complet the job as per direction of EIC. The following trees are to be cut from their existing location . 1) 1 nos Chalta tree. (Avg. Dia - 320 mm ) 2) 1 no Debdaru Tree . (Avg. Dia - 250 mm ) 3) 2 no Kadam Tree . (Avg. Dia - 420 mm ) HSN/SAC Code :- 0604/9986 ( This is type of Agricultural Work) | Nos | 4 | 1500 | Approved
The Soul, Rajarhat | BLOCK | Civil | Sub & Super Structure Work | WO/HR01/BOK01/41 | NEW L. N. CONSTRUCTION | RCC Utility Duct Covering | RCC Utility Duct Covering(400X200/ 900X250) (Block-A) Providing and laying charges for RCC utility duct covering with rebar grouting, Shuttering and centering, concreting and finishing the surface with proper slope including lifting and leads for all items at all level as per drawing and direction of EIC. Cement will be supplied by client but subjected to reconciliation. | Nos | 224 | 350 | Approved
The Soul, Rajarhat | COMMON INFRASTRUCTURE | Road Works |  | WO/HR01/CIH01/61 | Lokenath Construction | External Road in front of Marketing Office | External Road in front of Marketing Office |  | 0 | 0 | Approved
The Soul, Rajarhat | COMMON INFRASTRUCTURE | Road Works |  | WO/HR01/CIH01/61 | Lokenath Construction | Earth Cutting / Box Cutting | "Earth Cutting / Box Cutting Earthwork in excavation up to 2000 mm deep & 50 Mtr Lead necessary for construction of road way embankment , in all types of soil, including clearing and grubbing of road land, removal of roots, stumps and vegetation, disposal of surplus earth at designated location with all leads and lifts etc. all complete as per Drawing and as directed by the Engineer-in-Charge. " | Cum. | 314 | 194 | Approved
The Soul, Rajarhat | COMMON INFRASTRUCTURE | Road Works |  |  |  | Misc. charges | Charges for loading unloading as per drawing & direction of EIC | Cum. |  |  | Approved
The Soul, Rajarhat | COMMON INFRASTRUCTURE | Road Works |  | WO/HR01/CIH01/61 | Lokenath Construction | Dressing and subgrade rolling over the Mix of Soil & Rubbish Layer | "Dressing and subgrade rolling over the Mix of Soil & Rubbish Layer Embankment with static roller of 8-10 ton capacity including minor cutting ,filling & dressing Note : - This activity to be followed by taking samples for 3rd party testing (to be arranged by Client) for the achieved compaction as per standard practices for roads construction. In case of non-achievement of the desired results, contractor has to repeat all steps at their own cost, till the desired results are obtained. All subsequent testing charges to be debited from Contractor's payments. Extension of time for re-working is not admissible) " | Sq.Mtr. | 578 | 39 | Approved
The Soul, Rajarhat | COMMON INFRASTRUCTURE | Road Works |  |  |  | Misc. charges | Charges for loading unloading as per drawing & direction of EIC | Sq.Mtr. |  |  | Approved
The Soul, Rajarhat | COMMON INFRASTRUCTURE | Road Works |  | WO/HR01/CIH01/61 | Lokenath Construction | Silver Sand Filling up to 200 mm thk | "Silver Sand Filling up to 200 mm thk. Including materials Construction of subgrade and earthen shoulder of minimum 200 mm thickness , with Silver sand or suitable material satisfying the requirements of standard roads construction specifications with all leads and lifts, watering, compaction etc. including clearing & Grubbing of road land, removal of roots, stumps, and vegetation all complete as per drawing and as directed by the Engineer-in-Charge. " | Sq.Mtr. | 0 | 255 | Approved
The Soul, Rajarhat | COMMON INFRASTRUCTURE | Road Works |  |  |  | Misc. charges | Charges for loading unloading as per drawing & direction of EIC | Sq.Mtr. |  |  | Approved
The Soul, Rajarhat | COMMON INFRASTRUCTURE | Road Works |  | WO/HR01/CIH01/61 | Lokenath Construction | "Laying Single brick flat soling | "Laying Single brick flat soling Providing & Laying Single layer brick flat soling work using Soling bricks including preparation of bed as necessary with joints properly filled in and packed with powdered earth or silver sand complete as per drawing, standard roads construction specification and direction of EIC" | Sq.Mtr. | 578 | 322 | Approved
The Soul, Rajarhat | COMMON INFRASTRUCTURE | Road Works |  |  |  | Misc. charges | Charges for loading unloading as per drawing & direction of EIC | Sq.Mtr. |  |  | Approved
The Soul, Rajarhat | COMMON INFRASTRUCTURE | Road Works |  | WO/HR01/CIH01/61 | Lokenath Construction | Jhama metal consolidation 150mm thickness | "Jhama metal consolidation 150mm thickness Construction of water bound macadam (WBM) sub-base with over burnt brick aggregate and binding material, earth etc. of minimum thickness 150 mm including screening, sorting, spreading to template and consolidation with 8-10 T Static Roller (Breakdown Rolling + Intermediate Rolling + Finish Rolling) , all complete including the cost of all materials and hire & labour charges of all men and machineries and compacting to the required density, as per clause 404 of specifications for Road & Bridge Works of MORT & H (5th revision) as per drawing and direction of Engineer-in-Charge" | Sq.Mtr. | 1150 | 237 | Approved
The Soul, Rajarhat | COMMON INFRASTRUCTURE | Road Works |  |  |  | Misc. charges | Charges for loading unloading as per drawing & direction of EIC | Sq.Mtr. |  |  | Approved
The Soul, Rajarhat | COMMON INFRASTRUCTURE | Road Works |  | WO/HR01/CIH01/61 | Lokenath Construction | Stone metal WBM consolidation 150mm thickness | "Stone metal WBM consolidation 150mm thickness Construction of water bound macadam (WBM) sub-base with stone aggregates of specific sizes and binding material (Stone dust) etc. of minimum thickness 150 mm including screening, sorting, spreading to template and consolidation with 8-10 T Static Roller(Breakdown Rolling + Intermediate Rolling + Finish Rolling) , all complete including the cost of all materials and hire & labour charges of all men and machineries and compacting to the required density, as per clause 404 of specifications for Road & Bridge Works of MORT & H (5th revision) as per drawing and direction of Engineer-in-Charge. Note : - This activity to be followed by taking samples for 3rd party testing (to be arranged by Client) for the achieved compaction as per standard practices for roads construction. In case of non-achievement of the desired results, contractor has to repeat all steps at their own cost, till the desired results are obtained. All subsequent testing charges to be debited from Contractor's payments. Extension of time for re-working is not admissible)""" | Sq.Mtr. | 578 | 506 | Approved
The Soul, Rajarhat | COMMON INFRASTRUCTURE | Road Works |  |  |  | Misc. charges | Charges for loading unloading as per drawing & direction of EIC | Sq.Mtr. |  |  | Approved
The Soul, Rajarhat | COMMON INFRASTRUCTURE | Road Works |  | WO/HR01/CIH01/61 | Lokenath Construction | Bituminus Macadum 50mm thickness compacted with static roller, labour, tools & machinery | "Bituminus Macadum 50mm thickness compacted with static roller, labour, tools & machinery (Prime coat included) : Providing and applying primer coat with Cationic Bitumen Emulsion of approved grade conforming to IS: 8887-1978 and requisite quantity on prepared surface of granular base including cleaning of road surface and spraying primer using Mechanical means including cost and carriage of bitumen emulsion and all other incidental costs of work complete as per Clause 502 of Specifications for Road & Bridge Works of MoRT&H (5th Revision). For WBM / WMM Surface: (with primer @ 0.70-1.0 kg/sqm) " | Sq.Mtr. | 1548 | 335 | Approved
The Soul, Rajarhat | COMMON INFRASTRUCTURE | Road Works |  |  |  | Misc. charges | Charges for loading unloading as per drawing & direction of EIC | Sq.Mtr. |  |  | Approved
The Soul, Rajarhat | COMMON INFRASTRUCTURE | Road Works |  | WO/HR01/CIH01/61 | Lokenath Construction | Premixing 20mm thiness compacted with static roller, labour, tools & machinery | "Premixing 20mm thiness compacted with static roller, labour, tools & machinery This activity to be carried out in continuation to the Bituminous Macadam when it is hot, in which case application of Tack Coat is not required. However, if this activity is carried out when the base cools down, tack coat to be applied without any price implication as per below description : Providing and applying tack coat with Cationic Bitumen Emulsion of approved grade conforming to IS: 8887-1978 on the prepared surface cleaned with Hydraulic broom, moistening the surface including cost and carriage of emulsion, hire charges of machinery and labour, cost of fuel and lubricants all complete as per Clause 503 of Specifications for Road & Bridge Works of MoRT&H (5th Revision). On Bituminous Surface (Using Bitumen Emulsion at the rate of 0.20 to 0.30 kg per sqm.) " | Sq.Mtr. | 1548 | 143 | Approved
The Soul, Rajarhat | COMMON INFRASTRUCTURE | Road Works |  |  |  | Misc. charges | Charges for loading unloading as per drawing & direction of EIC | Sq.Mtr. |  |  | Approved
The Soul, Rajarhat | COMMON INFRASTRUCTURE | Road Works |  | WO/HR01/CIH01/61 | Lokenath Construction | Seal Coat with stone duct 6mm thickness | Seal Coat with stone duct 6mm thickness compacted with static roller, labour, tools & machinery as per drawing and direction of EIC | Sq.Mtr. | 1548 | 73 | Approved
The Soul, Rajarhat | COMMON INFRASTRUCTURE | Road Works |  |  |  | Misc. charges | Charges for loading unloading as per drawing & direction of EIC | Sq.Mtr. |  |  | Approved
The Ramdulari | PRE-CONSTRUCTION PHASE | Electrical | Infrastructure - Electrical & construction power |  |  | Hire of 62.5 KVA Soundproof D.G Set | Hire of 62.5 KVA Soundproof D.G Set |  |  |  | Approved
The Ramdulari | PRE-CONSTRUCTION PHASE | Electrical | Infrastructure - Electrical & construction power |  |  | 62.5 KVA Jakson Sound-Proof D.G set | Hire Charges for 62.5 KVA Jakson Sound-Proof D.G set with all accessories. The D.G set accessories with inbuilt inside canopy are Panel Board, Fuel Tank, Silencer, Line cable (D.G Set to Panel Box) Battery cable, 12 volt Battery (1 nos) for the D.G set. It is excluding of Operator, Lubricant, Diesel etc. Note: Mobil oil consumption (customer scope) 10 Lit per 250 Hours of usage. (Grade-SAE 15W40 Valvoline/Shell) | Months |  |  | Approved
The Ramdulari | PRE-CONSTRUCTION PHASE | Electrical | Infrastructure - Electrical & construction power |  |  | Mobilisation charges | Mobilisation & De-Mobilisation charges to site | Lump Sum |  |  | Approved
The Ramdulari | PRE-CONSTRUCTION PHASE | Electrical | Infrastructure - Electrical & construction power |  |  | over-time charges | Over-time charges on Pro-rata basis (After exceeding 260 hours of usage per month) | hrs. |  |  | Approved
The Ramdulari | MARKETING | Grill / Steel Work |  | WO/RP/RP05/3 | PROTECH ENGINEERS | MS Hoarding Structure | Providing, Fabrication & Erection of MS Structure made by SHS pipes including of all materials, Labour, tools & tackles, Machineries, Cranes for erection etc. and finished with one coat of Epoxy Primer & Two coat of Epoxy Paints for proposed Hoarding structure (7 Meter in Height & 4.5 Meter in width) as per drawing and direction of Engineer-In-Charge. | Kg | 1400 | 127 | Approved
The Soul, Rajarhat | BLOCK | Wood Work |  | WO/HR01/BOK01/36 | RAJ KUMAR FURNITURE WORKS | Misc Wood Work | Labour charges for making and fixing of Two nos lift cover with laminate pasting, Laminate pasting of Two nos temporary main door, One nos bench including supply of screw, PVC guthka, nails, gum at all level as per drawing and direction of Engineer-in-Charge | Lump Sum | 1 | 8740 | Approved
The Soul, Rajarhat | BLOCK | Wood Work |  | WO/HR01/BOK01/36 | RAJ KUMAR FURNITURE WORKS | Misc. Charges | Charges for loading - unloading, transportation, hire charges for machinery as per direction of Engineer-in-Charge. | Lump Sum | 1 | 350 | Approved
The Soul, Rajarhat | BLOCK | Wood Work |  | WO/HR01/BOK01/36 | RAJ KUMAR FURNITURE WORKS | Site office Door shutter fixing at Block-B | Site office Door shutter fixing at Block-B Labour charges for carrying and fixing of Nine number door shutter (Main Door, Bed room door, Toilet door, Utility door) with fixing of Nine number cylindrical lock with supply of SS screw, nails, masking tape, gum, wooden section etc. including all finishing at all level as per drawing and direction of Engineer-in-Charge | Lump Sum | 1 | 4000 | Approved
The Ramdulari | MARKETING | Civil |  | WO/RP/RP05/4 | NEW L. N. CONSTRUCTION | Construction of Hoarding work | Construction of Hoarding work |  | 0 | 0 | Amended & Approved
The Ramdulari | MARKETING | Civil |  | WO/RP/RP05/4 | NEW L. N. CONSTRUCTION | DISMANTLING OF BRICK WORK: | DISMANTLING OF BRICK WORK: All charges for doing dismantling of brick work (where 60 % of the bricks shall be recovered, for reconciliation, The Recovery of Brick for Dismantling activity will happen at Rs.1/- less than the prevailing purchase rate of New Bricks -both Red Bricks or conventional bricks. You need to submit actual purchase bill in supoort of the prevailing market rate) of all thickness & of all mortar ratio along with its plaster & other finishes as directed by Engineer-in-Charge including barricading the area, providing caution board, separating useable material, non-useable material & debris, all labour, materials, plant & machinery, tools & tackles etc. for all lead & lift, for all level including maintaining dump yard for all dismantled material within the specified lines and levels to the entire satisfaction of Engineer-in-Charge. | Cum. | 5.292 | 1250 | Approved
The Soul, Rajarhat | BLOCK | Wood Work |  | WO/HR01/BOK01/36 | RAJ KUMAR FURNITURE WORKS | Misc. Charges | Charges for loading - unloading, transportation, hire charges for machinery as per direction of Engineer-in-Charge. | Lump Sum | 1 | 150 | Approved
The Ramdulari | MARKETING | Civil |  | WO/RP/RP05/4 | NEW L. N. CONSTRUCTION | DISMANTLING OF RCC/PCC WORK | DISMANTLING OF RCC/PCC WORK: All charges for doing dismantling of RCC/PCC of all thickness and grade to incorporate changes & revisions of drawings/design or as directed of Engineer-in-Charge including barricading the area, providing caution board, cutting of reinforcement steel of the concrete, separating reinforcement steel & debris, all labour, materials, plant & machinery, tools & tackles etc. for all lead & lift, for all level including maintaining dump yard for debris & stacking reinforcement dia wise within the specified lines and levels to the entire satisfaction of Engineer-in-Charge. | Cum. | 4.269 | 2200 | Approved
The Ramdulari | MARKETING | Civil |  | WO/RP/RP05/4 | NEW L. N. CONSTRUCTION | EXCAVATION: | EXCAVATION: All Charges for doing excavation in required profile in all type of soils in dry and wet condition for foundation level as per drawing or direction of Engineer-in-Charge including, dewatering, including trimming, levelling, dressing, ramming the bottom, bailing out water (if req.), with men & machineries, providing caution board maintaining required slopes including labour, materials, machinery, tools & tackles for all lead & lift to the entire satisfaction of Engineer-in-Charge. For Depth upto 1.5m | Cum. | 58.188 | 175 | Approved
The Ramdulari | MARKETING | Civil |  | WO/RP/RP05/4 | NEW L. N. CONSTRUCTION | BFS: | BFS: All Charges for providing and laying single brick flat soling of picked or jhama bricks below foundation or any other location till Plinth level including ramming dressing and bringing to proper level and filling joints with sand including all materials, labour, tools and plants etc. complete below foundation as per specification, drawing and direction of Engineering-in-Charge. (Only Cement would be supplied by Client, but subjected to reconciliation) | Sq.Mtr. | 14.35 | 425 | Approved
The Ramdulari | MARKETING | Civil |  | WO/RP/RP05/4 | NEW L. N. CONSTRUCTION | PCC(1:3:6): | PCC(1:3:6): Charges for Providing, laying & finishing 1:3:6 plain cement concrete (PCC) of required thickness below foundation , footings or any other location as specified in the drawing till Plinth level using 20/25 mm nominal size well-graded approved quality aggregate including vibrating / compacting, scaffolding as required, cleaning, preparing surfaces, junctions etc. including shuttering, curing complete as per drawing and direction of Engineer-in-Charge. (Only Cement would be supplied by Client, but subjected to reconciliation) | Cum. | 1.076 | 5450 | Approved
The Ramdulari | MARKETING | Civil |  | WO/RP/RP05/4 | NEW L. N. CONSTRUCTION | RCC (M-25): | RCC (M-25): Charges for laying M25 grade reinforced cement concrete (excluding cost of shuttering & reinforcement) for all leads and lifts of all profile coming from both sub & superstructure at any level using 20 mm nominal size & down graded good quality aggregate as per approved by PMC/Consultant/EIC including vibrating/compacting, curing, scaffolding ,cleaning, preparing surfaces including curing all complete as per drawing and direction of Engineer-in-Charge. Cement concrete should have an ultimate crushing strength of not less than 250 Kg/sq.cm for Grade M25 on 15cm X 15cm X 15cm cube at 28 days and source of concrete will be Site Mix. (Only Cement would be supplied by client, but subjected to reconciliation) | Cum. | 14.036 | 5600 | Approved
The Ramdulari | MARKETING | Civil |  | WO/RP/RP05/4 | NEW L. N. CONSTRUCTION | 125MM THICK BRICK WORK (1:4) : | 125MM THICK BRICK SHUTTERING (1:4) : Charges for providing and erecting of 125 mm thk. brick work shuttering for Cap of specified thickness in Sand cement mortar (4:1) including the cost of all material, labour, tools, tackles, necessary chipping, hacking, scaffolding, curing etc. complete as per direction of Engineer-in-Charge and technical specification. (Only Cement Cement would be supplied by Client but subjected to reconciliation) | Sq.Mtr. | 21.548 | 850 | Approved
The Ramdulari | MARKETING | Civil |  | WO/RP/RP05/4 | NEW L. N. CONSTRUCTION | SHUTTERING: | SHUTTERING: All charges for providing, fabricating, erecting and fixing in position plained timber, plywood centering and shuttering true to line and level, including propping, staging, shuttering removal, applying shuttering oil, including required bracing, chamfering corners (of exposed edges) complete as per drawing and direction of Engineer-in-Charge. Rate shall also include removal and dismantling the aforesaid assembly after specified period complete at all depths and leads for all items & all profile and both sub & superstructure level all complete. | Sq.Mtr. | 8.26 | 410 | Approved
The Ramdulari | MARKETING | Civil |  | WO/RP/RP05/4 | NEW L. N. CONSTRUCTION | BACKFILLING: | BACKFILLING: All Charges for doing backfilling of excavated pit, trench etc. with excavated earth in layer not exceeding 150mm in depth including watering, ramming, compacting, consolidating in deposited layer and transportation of soil, all labour, materials, machinery, tools & tackles etc. for all lead & lift to the entire satisfaction of Engineer-in-Charge. | Cum. | 42.607 | 95 | Approved
The Ramdulari | MARKETING | Civil |  | WO/RP/RP05/4 | NEW L. N. CONSTRUCTION | REINFORCEMENT: | REINFORCEMENT: Charges for fixing steel reinforcement (Tor Steel as per IS-1786, Fe 500) for RCC work including transporting, decoiling, straightening, removing loose rust, cutting, bending and placing for all profile and for all lead & lift at both sub & superstructure level and binding with 18 gauge annealed wire as per drawing and direction of Engineer-in-Charge. Payment of steel shall be made as per drawing and approved bar bending schedule with permissible laps and paid on the basis of the sectional weights of bar as per relevant I.S. Code. The rate shall include cost of binding wire, chairs, spacers, pins, cover blocks which will not be measured separately for payment. (Reinforcement would be supplied by the client free of cost, but subjected to reconciliation) | Cum. | 1.157 | 6300 | Approved
The Ramdulari | MARKETING | Civil |  | WO/RP/RP05/4 | NEW L. N. CONSTRUCTION | DEWATERING: | DEWATERING: All charges for Pumping out water from well/pond or tanks (payment if permitted will be made on the of basis of initial water level and final water level on consideration being made for any water that may have been added through percolation or other wise (log book to be maintained). | Hp-Hrs. | 4 | 20 | Approved
The Ramdulari | MARKETING | Civil |  | WO/RP/RP05/4 | NEW L. N. CONSTRUCTION | CGI SHEET FENCING: | CGI SHEET FENCING: All charges for Providing & Fixing of CGI sheet fencing with Bamboo support, including necessary arrangement, screw, tools & tackles etc. all complete as per direction of Engineer-In-Charge. (All Material & Labour would be supplied by contractor) | Sq.Mtr. | 17.744 | 450 | Approved
The Ramdulari | MARKETING | Civil |  | WO/RP/RP05/4 | NEW L. N. CONSTRUCTION | HD BOLT FIXING: | HD BOLT FIXING: All charges for Providing & Fixing of 20mm dia 400 mm long HD Bolt with necessary arrangement & template fixed with welding at foundation of proposed Hoarding at Site. (All Material & Labour would be supplied by contractor) | Nos | 24 | 250 | Approved
The Ramdulari | MARKETING | Civil |  | WO/RP/RP05/4 | NEW L. N. CONSTRUCTION | Sal Ballah | Hire and labour charges for Sal Ballah Piling (Dia 6" and length upto 16 feet) for Shoring work including driveway, lifting with necessary tools & tackles, machineries, Nut, Bolt, Washer, Nails , loading - unloading etc. all complete as per direction of the Engineer-In-Charge. (Sal Ballah & other material will be supplied by contractor) | Nos | 50 | 1450 | Approved
The Ramdulari | PRE-CONSTRUCTION PHASE | Site Office | Civil and Finishing Work of Site Office | WO/RP/RP01/5 | NEW L. N. CONSTRUCTION | Dismantling of RCC Heavy Foundation | All charges for doing dismantling of RCC Heavy Foundation by heavy duty machinery of all thickness and grade to incorporate changes & revisions of drawings/design or as directed of Engineer-in-Charge including barricading the area, providing caution board, cutting of reinforcement steel of the concrete, separating reinforcement steel & debris, all labour, materials, plant & machinery, tools & tackles etc. for all lead & lift, for all level including maintaining dump yard for debris & stacking reinforcement dia wise within the specified lines and levels to the entire satisfaction of Engineer-in-Charge and subsequently if being directed by Engineer-in-Charge. | Cum. | 27.756 | 3500 | Approved
Primarc Chambers | MARKETING | Marketing Office |  | WO/PCH/PC03/27 | Dipankar Sarkar | Barricade in between Marketing office and Site premises | Providing and Fixing of Barricade in between Marketing office & Site premises with MS Hollow Section 50 mm x 50 mm x 3.5 mm as a Vertical Member, MS Hollow Section 25 mm x 25 mm x 2.6 mm at Horizontal support with Red Oxide Primer, Tata Blue scope colour sheet with self secure, include Transportation, and fixing by proper welding & scews as applicable for all levels as per drawing and direction of Engineer-in-Charge. (Location: Barricading work in between Marketing office & Site premises) | Sq.Ft. | 360 | 135 | Approved
The Soul, Rajarhat | BLOCK | Wood Work |  | WO/HR01/BOK01/64 | RAJ KUMAR FURNITURE WORKS | Main Door (1100 X 2450) | Labour charges for lifting, carrying and fixing of flush Door Shutters at Main Door (1100 X 2450) locations of apartments including fixing of Wooden Handel with laminate pasting, Door lock, Magnetic buffer and catcher/ Door buffer, Magic eye, Stopper and other accessories as per drawing, fixing of door jointing lipping work, preparation of the shutter edges and door rabit surface with sand paper and supply, along with supply of screw, pvc gutkha, nails and gum as necessary for entire work, cleaning the work area, shifting all the debris/wastes to a designated place at ground floor level, at all level as per approved drawing and direction of Engineer in charge. (Wooden Flush door shutter, all hardwares as mentioned above including hinges, Laminate, lipping will be supplied by client free of cost and on reconciliation basis) |  | 0 | 0 | Amended & Approved
The Soul, Rajarhat | BLOCK | Wood Work |  | WO/HR01/BOK01/65 | B. S. Furniture | Main Door (1100 X 2450) | Labour charges for lifting, carrying and fixing of flush Door Shutters at Main Door (1100 X 2450) locations of apartments including fixing of Wooden Handel with laminate pasting, Door lock, Magnetic buffer and catcher/ Door buffer, Magic eye, Stopper and other accessories as per drawing, fixing of door jointing lipping work, preparation of the shutter edges and door rabit surface with sand paper and supply, along with supply of screw, pvc gutkha, nails and gum as necessary for entire work, cleaning the work area, shifting all the debris/wastes to a designated place at ground floor level, at all level as per approved drawing and direction of Engineer in charge. (Wooden Flush door shutter, all hardwares as mentioned above including hinges, Laminate, lipping will be supplied by client free of cost and on reconciliation basis) |  | 0 | 0 | Amended & Approved
The Soul, Rajarhat | BLOCK | Wood Work |  | WO/HR01/BOK01/66 | M.R. Furniture | Main Door (1100 X 2450) | Labour charges for lifting, carrying and fixing of flush Door Shutters at Main Door (1100 X 2450) locations of apartments including fixing of Wooden Handel with laminate pasting, Door lock, Magnetic buffer and catcher/ Door buffer, Magic eye, Stopper and other accessories as per drawing, fixing of door jointing lipping work, preparation of the shutter edges and door rabit surface with sand paper and supply, along with supply of screw, pvc gutkha, nails and gum as necessary for entire work, cleaning the work area, shifting all the debris/wastes to a designated place at ground floor level, at all level as per approved drawing and direction of Engineer in charge. (Wooden Flush door shutter, all hardwares as mentioned above including hinges, Laminate, lipping will be supplied by client free of cost and on reconciliation basis) |  | 0 | 0 | Amended & Approved
The Soul, Rajarhat | BLOCK | Wood Work |  | WO/HR01/BOK01/67 | I DESIGN | Main Door (1100 X 2450) | Labour charges for lifting, carrying and fixing of flush Door Shutters at Main Door (1100 X 2450) locations of apartments including fixing of Wooden Handel with laminate pasting, Door lock, Magnetic buffer and catcher/ Door buffer, Magic eye, Stopper and other accessories as per drawing, fixing of door jointing lipping work, preparation of the shutter edges and door rabit surface with sand paper and supply, along with supply of screw, pvc gutkha, nails and gum as necessary for entire work, cleaning the work area, shifting all the debris/wastes to a designated place at ground floor level, at all level as per approved drawing and direction of Engineer in charge. (Wooden Flush door shutter, all hardwares as mentioned above including hinges, Laminate, lipping will be supplied by client free of cost and on reconciliation basis) |  | 0 | 0 | Amended & Approved
The Soul, Rajarhat | BLOCK | Wood Work |  | WO/HR01/BOK01/147 | RAJ KUMAR FURNITURE WORKS | Main Door (1100 X 2450) | Labour charges for lifting, carrying and fixing of flush Door Shutters at Main Door (1100 X 2450) locations of apartments including fixing of Wooden Handel with laminate pasting, Door lock, Magnetic buffer and catcher/ Door buffer, Magic eye, Stopper and other accessories as per drawing, fixing of door jointing lipping work, preparation of the shutter edges and door rabit surface with sand paper and supply, along with supply of screw, pvc gutkha, nails and gum as necessary for entire work, cleaning the work area, shifting all the debris/wastes to a designated place at ground floor level, at all level as per approved drawing and direction of Engineer in charge. (Wooden Flush door shutter, all hardwares as mentioned above including hinges, Laminate, lipping will be supplied by client free of cost and on reconciliation basis) |  | 0 | 0 | Amended & Approved
The Soul, Rajarhat | BLOCK | Wood Work |  | WO/HR01/BOK01/64 | RAJ KUMAR FURNITURE WORKS | Door Shutter fixing | Door Shutter fixing | Nos | 192 | 390 | Approved
The Soul, Rajarhat | BLOCK | Wood Work |  | WO/HR01/BOK01/65 | B. S. Furniture | Door Shutter fixing | Door Shutter fixing | Nos | 152 | 390 | Approved
The Soul, Rajarhat | BLOCK | Wood Work |  | WO/HR01/BOK01/66 | M.R. Furniture | Door Shutter fixing | Door Shutter fixing | Nos | 168 | 390 | Approved
The Soul, Rajarhat | BLOCK | Wood Work |  | WO/HR01/BOK01/67 | I DESIGN | Door Shutter fixing | Door Shutter fixing | Nos | 64 | 390 | Approved
The Soul, Rajarhat | BLOCK | Wood Work |  | WO/HR01/BOK01/147 | RAJ KUMAR FURNITURE WORKS | Door Shutter fixing | Door Shutter fixing | Nos | 0 | 390 | Approved
The Soul, Rajarhat | BLOCK | Wood Work |  | WO/HR01/BOK01/64 | RAJ KUMAR FURNITURE WORKS | Misc. Charges | Charges for loading - unloading, transportation, hire charges for machinery as per direction of Engineer-in-Charge | Nos | 192 | 15 | Approved
The Soul, Rajarhat | BLOCK | Wood Work |  | WO/HR01/BOK01/65 | B. S. Furniture | Misc. Charges | Charges for loading - unloading, transportation, hire charges for machinery as per direction of Engineer-in-Charge | Nos | 152 | 15 | Approved
The Soul, Rajarhat | BLOCK | Wood Work |  | WO/HR01/BOK01/66 | M.R. Furniture | Misc. Charges | Charges for loading - unloading, transportation, hire charges for machinery as per direction of Engineer-in-Charge | Nos | 168 | 15 | Approved
The Soul, Rajarhat | BLOCK | Wood Work |  | WO/HR01/BOK01/147 | RAJ KUMAR FURNITURE WORKS | Misc. Charges | Charges for loading - unloading, transportation, hire charges for machinery as per direction of Engineer-in-Charge | Nos | 0 | 15 | Approved
The Soul, Rajarhat | BLOCK | Wood Work |  | WO/HR01/BOK01/64 | RAJ KUMAR FURNITURE WORKS | Wooden Handel Making Fixing | Wooden Handel Making Fixing | Nos | 192 | 440 | Approved
The Soul, Rajarhat | BLOCK | Wood Work |  | WO/HR01/BOK01/65 | B. S. Furniture | Wooden Handel Making Fixing | Wooden Handel Making Fixing | Nos | 128 | 425 | Approved
The Soul, Rajarhat | BLOCK | Wood Work |  | WO/HR01/BOK01/66 | M.R. Furniture | Wooden Handel Making Fixing | Wooden Handel Making Fixing | Nos | 192 | 430 | Approved
The Soul, Rajarhat | BLOCK | Wood Work |  | WO/HR01/BOK01/67 | I DESIGN | Wooden Handel Making Fixing | Wooden Handel Making Fixing | Nos | 64 | 400 | Approved
The Soul, Rajarhat | BLOCK | Wood Work |  | WO/HR01/BOK01/147 | RAJ KUMAR FURNITURE WORKS | Wooden Handel Making Fixing | Wooden Handel Making Fixing | Nos | 14 | 440 | Approved
The Soul, Rajarhat | BLOCK | Wood Work |  | WO/HR01/BOK01/64 | RAJ KUMAR FURNITURE WORKS | Misc. Charges | Charges for loading - unloading, transportation, hire charges for machinery as per direction of Engineer-in-Charge | Nos | 192 | 17 | Approved
The Soul, Rajarhat | BLOCK | Wood Work |  | WO/HR01/BOK01/65 | B. S. Furniture | Misc. Charges | Charges for loading - unloading, transportation, hire charges for machinery as per direction of Engineer-in-Charge | Nos | 128 | 17 | Approved
The Soul, Rajarhat | BLOCK | Wood Work |  | WO/HR01/BOK01/66 | M.R. Furniture | Misc. Charges | Charges for loading - unloading, transportation, hire charges for machinery as per direction of Engineer-in-Charge | Nos | 192 | 17 | Approved
The Soul, Rajarhat | BLOCK | Wood Work |  | WO/HR01/BOK01/147 | RAJ KUMAR FURNITURE WORKS | Misc. Charges | Charges for loading - unloading, transportation, hire charges for machinery as per direction of Engineer-in-Charge | Nos | 14 | 17 | Approved
The Soul, Rajarhat | BLOCK | Wood Work |  | WO/HR01/BOK01/64 | RAJ KUMAR FURNITURE WORKS | Hardwire Fixing | Hardwire Fixing | Nos | 192 | 250 | Approved
The Soul, Rajarhat | BLOCK | Wood Work |  | WO/HR01/BOK01/65 | B. S. Furniture | Hardwire Fixing | Hardwire Fixing | Nos | 152 | 250 | Approved
The Soul, Rajarhat | BLOCK | Wood Work |  | WO/HR01/BOK01/66 | M.R. Furniture | Hardwire Fixing | Hardwire Fixing | Nos | 168 | 250 | Approved
The Soul, Rajarhat | BLOCK | Wood Work |  | WO/HR01/BOK01/67 | I DESIGN | Hardwire Fixing | Hardwire Fixing | Nos | 64 | 250 | Approved
The Soul, Rajarhat | BLOCK | Wood Work |  | WO/HR01/BOK01/147 | RAJ KUMAR FURNITURE WORKS | Hardwire Fixing | Hardwire Fixing | Nos | 0 | 250 | Approved
The Soul, Rajarhat | BLOCK | Wood Work |  | WO/HR01/BOK01/65 | B. S. Furniture | Misc. Charges | Charges for loading - unloading, transportation, hire charges for machinery as per direction of Engineer-in-Charge | Nos | 152 | 10 | Approved
The Soul, Rajarhat | BLOCK | Wood Work |  | WO/HR01/BOK01/66 | M.R. Furniture | Misc. Charges | Charges for loading - unloading, transportation, hire charges for machinery as per direction of Engineer-in-Charge | Nos | 168 | 10 | Approved
The Soul, Rajarhat | BLOCK | Wood Work |  | WO/HR01/BOK01/147 | RAJ KUMAR FURNITURE WORKS | Misc. Charges | Charges for loading - unloading, transportation, hire charges for machinery as per direction of Engineer-in-Charge | Nos | 0 | 10 | Approved
The Soul, Rajarhat | BLOCK | Wood Work |  | WO/HR01/BOK01/64 | RAJ KUMAR FURNITURE WORKS | Misc. Charges | Charges for loading - unloading, transportation, hire charges for machinery as per direction of Engineer-in-Charge | Nos | 192 | 10 | Approved
The Soul, Rajarhat | BLOCK | Wood Work |  |  |  | Architrave (60 X 12 mm Thk.) | Labour charges for Main Door Architrave (60 X 12 mm Thk.) fixing with supply of screw, pvc gutkha, nails and gum including cleaning the work area, shifting all the debris/wastes to a designated place at ground floor level, all complete at all level as per approved drawing and direction of Engineer in charge | Rft |  |  | Approved
The Soul, Rajarhat | BLOCK | Wood Work |  | WO/HR01/BOK01/147 | RAJ KUMAR FURNITURE WORKS | Door Architrave (60 X 12 mm Thk.) | Door Architrave (60 X 12 mm Thk.) |  | 0 | 0 | Approved
The Soul, Rajarhat | BLOCK | Wood Work |  | WO/HR01/BOK01/64 | RAJ KUMAR FURNITURE WORKS | Door Architrave (60 X 12 mm Thk.) | Door Architrave (60 X 12 mm Thk.) |  | 0 | 0 | Approved
The Soul, Rajarhat | BLOCK | Wood Work |  | WO/HR01/BOK01/65 | B. S. Furniture | Door Architrave (60 X 12 mm Thk.) | Door Architrave (60 X 12 mm Thk.) |  | 0 | 0 | Approved
The Soul, Rajarhat | BLOCK | Wood Work |  | WO/HR01/BOK01/66 | M.R. Furniture | Door Architrave (60 X 12 mm Thk.) | Door Architrave (60 X 12 mm Thk.) |  | 0 | 0 | Approved
The Soul, Rajarhat | BLOCK | Wood Work |  | WO/HR01/BOK01/67 | I DESIGN | Door Architrave (60 X 12 mm Thk.) | Door Architrave (60 X 12 mm Thk.) |  | 0 | 0 | Approved
The Soul, Rajarhat | BLOCK | Wood Work |  | WO/HR01/BOK01/64 | RAJ KUMAR FURNITURE WORKS | Door Architrave (60 X 12 mm Thk.) | Labour charges for Main Door Architrave (60 X 12 mm Thk.) fixing with supply of screw,pvc gutkha,nails and gum including cleaning the work area, shifting all the debris/wastes to a designated place at ground floor level, all complete at all level as per approved drawing and direction of Engineer in charge | Rft | 3780 | 10 | Approved
The Soul, Rajarhat | BLOCK | Wood Work |  | WO/HR01/BOK01/65 | B. S. Furniture | Door Architrave (60 X 12 mm Thk.) | Labour charges for Main Door Architrave (60 X 12 mm Thk.) fixing with supply of screw,pvc gutkha,nails and gum including cleaning the work area, shifting all the debris/wastes to a designated place at ground floor level, all complete at all level as per approved drawing and direction of Engineer in charge | Rft | 2520 | 10 | Approved
The Soul, Rajarhat | BLOCK | Wood Work |  | WO/HR01/BOK01/66 | M.R. Furniture | Door Architrave (60 X 12 mm Thk.) | Labour charges for Main Door Architrave (60 X 12 mm Thk.) fixing with supply of screw,pvc gutkha,nails and gum including cleaning the work area, shifting all the debris/wastes to a designated place at ground floor level, all complete at all level as per approved drawing and direction of Engineer in charge | Rft | 3780 | 10 | Approved
The Soul, Rajarhat | BLOCK | Wood Work |  | WO/HR01/BOK01/67 | I DESIGN | Door Architrave (60 X 12 mm Thk.) | Labour charges for Main Door Architrave (60 X 12 mm Thk.) fixing with supply of screw,pvc gutkha,nails and gum including cleaning the work area, shifting all the debris/wastes to a designated place at ground floor level, all complete at all level as per approved drawing and direction of Engineer in charge | Rft | 1260 | 10 | Approved
The Soul, Rajarhat | BLOCK | Wood Work |  | WO/HR01/BOK01/147 | RAJ KUMAR FURNITURE WORKS | Door Architrave (60 X 12 mm Thk.) | Labour charges for Main Door Architrave (60 X 12 mm Thk.) fixing with supply of screw,pvc gutkha,nails and gum including cleaning the work area, shifting all the debris/wastes to a designated place at ground floor level, all complete at all level as per approved drawing and direction of Engineer in charge | Rft | 401 | 10 | Approved
The Soul, Rajarhat | BLOCK | Wood Work |  | WO/HR01/BOK01/64 | RAJ KUMAR FURNITURE WORKS | Misc. Charges | Charges for loading - unloading, transportation, hire charges for machinery as per direction of Engineer-in-Charge | Rft | 3780 | 0.4 | Approved
The Soul, Rajarhat | BLOCK | Wood Work |  | WO/HR01/BOK01/65 | B. S. Furniture | Misc. Charges | Charges for loading - unloading, transportation, hire charges for machinery as per direction of Engineer-in-Charge | Rft | 2520 | 0.4 | Approved
The Soul, Rajarhat | BLOCK | Wood Work |  | WO/HR01/BOK01/66 | M.R. Furniture | Misc. Charges | Charges for loading - unloading, transportation, hire charges for machinery as per direction of Engineer-in-Charge | Rft | 3780 | 0.4 | Approved
The Soul, Rajarhat | BLOCK | Wood Work |  | WO/HR01/BOK01/147 | RAJ KUMAR FURNITURE WORKS | Misc. Charges | Charges for loading - unloading, transportation, hire charges for machinery as per direction of Engineer-in-Charge | Rft | 401 | 0.4 | Approved
The Soul, Rajarhat | BLOCK | Wood Work |  | WO/HR01/BOK01/64 | RAJ KUMAR FURNITURE WORKS | Main Door Bidding (20X6 mm Thk.) | Main Door Bidding (20X6 mm Thk.) |  | 0 | 0 | Approved
The Soul, Rajarhat | BLOCK | Wood Work |  | WO/HR01/BOK01/65 | B. S. Furniture | Main Door Bidding (20X6 mm Thk.) | Main Door Bidding (20X6 mm Thk.) |  | 0 | 0 | Approved
The Soul, Rajarhat | BLOCK | Wood Work |  | WO/HR01/BOK01/66 | M.R. Furniture | Main Door Bidding (20X6 mm Thk.) | Main Door Bidding (20X6 mm Thk.) |  | 0 | 0 | Approved
The Soul, Rajarhat | BLOCK | Wood Work |  | WO/HR01/BOK01/67 | I DESIGN | Main Door Bidding (20X6 mm Thk.) | Main Door Bidding (20X6 mm Thk.) |  | 0 | 0 | Approved
The Soul, Rajarhat | BLOCK | Wood Work |  | WO/HR01/BOK01/147 | RAJ KUMAR FURNITURE WORKS | Main Door Bidding (20X6 mm Thk.) | Main Door Bidding (20X6 mm Thk.) |  | 0 | 0 | Approved
The Soul, Rajarhat | BLOCK | Wood Work |  | WO/HR01/BOK01/64 | RAJ KUMAR FURNITURE WORKS | Main Door Bidding (20X6 mm Thk.) | Labour charges for Main Door Bidding (20X6 mm Thk.) fixing Back Side of Frame with supply of screw, pvc gutkha, nails and gum including cleaning the work area, shifting all the debris/wastes to a designated place at ground floor level, all complete at all level as per approved drawing and direction of Engineer in charge | Rft | 3780 | 7 | Approved
The Soul, Rajarhat | BLOCK | Wood Work |  | WO/HR01/BOK01/65 | B. S. Furniture | Main Door Bidding (20X6 mm Thk.) | Labour charges for Main Door Bidding (20X6 mm Thk.) fixing Back Side of Frame with supply of screw, pvc gutkha, nails and gum including cleaning the work area, shifting all the debris/wastes to a designated place at ground floor level, all complete at all level as per approved drawing and direction of Engineer in charge | Rft | 2520 | 8 | Approved
The Soul, Rajarhat | BLOCK | Wood Work |  | WO/HR01/BOK01/66 | M.R. Furniture | Main Door Bidding (20X6 mm Thk.) | Labour charges for Main Door Bidding (20X6 mm Thk.) fixing Back Side of Frame with supply of screw, pvc gutkha, nails and gum including cleaning the work area, shifting all the debris/wastes to a designated place at ground floor level, all complete at all level as per approved drawing and direction of Engineer in charge | Rft | 3780 | 7 | Approved
The Soul, Rajarhat | BLOCK | Wood Work |  | WO/HR01/BOK01/67 | I DESIGN | Main Door Bidding (20X6 mm Thk.) | Labour charges for Main Door Bidding (20X6 mm Thk.) fixing Back Side of Frame with supply of screw, pvc gutkha, nails and gum including cleaning the work area, shifting all the debris/wastes to a designated place at ground floor level, all complete at all level as per approved drawing and direction of Engineer in charge | Rft | 1260 | 7 | Approved
The Soul, Rajarhat | BLOCK | Wood Work |  | WO/HR01/BOK01/147 | RAJ KUMAR FURNITURE WORKS | Main Door Bidding (20X6 mm Thk.) | Labour charges for Main Door Bidding (20X6 mm Thk.) fixing Back Side of Frame with supply of screw, pvc gutkha, nails and gum including cleaning the work area, shifting all the debris/wastes to a designated place at ground floor level, all complete at all level as per approved drawing and direction of Engineer in charge | Rft | 414 | 7 | Approved
The Soul, Rajarhat | BLOCK | Wood Work |  | WO/HR01/BOK01/64 | RAJ KUMAR FURNITURE WORKS | Misc. Charges | Charges for loading - unloading, transportation, hire charges for machinery as per direction of Engineer-in-Charge | Rft | 3780 | 0.25 | Approved
The Soul, Rajarhat | BLOCK | Wood Work |  | WO/HR01/BOK01/65 | B. S. Furniture | Misc. Charges | Charges for loading - unloading, transportation, hire charges for machinery as per direction of Engineer-in-Charge | Rft | 2520 | 0.3 | Approved
The Soul, Rajarhat | BLOCK | Wood Work |  | WO/HR01/BOK01/66 | M.R. Furniture | Misc. Charges | Charges for loading - unloading, transportation, hire charges for machinery as per direction of Engineer-in-Charge | Rft | 3780 | 0.25 | Approved
The Soul, Rajarhat | BLOCK | Wood Work |  | WO/HR01/BOK01/147 | RAJ KUMAR FURNITURE WORKS | Misc. Charges | Charges for loading - unloading, transportation, hire charges for machinery as per direction of Engineer-in-Charge | Rft | 414 | 0.25 | Approved
The Soul, Rajarhat | BLOCK | Wood Work |  | WO/HR01/BOK01/67 | I DESIGN | Mat Melamine polish | Mat Melamine polish |  | 0 | 0 | Approved
The Soul, Rajarhat | BLOCK | Wood Work |  | WO/HR01/BOK01/147 | RAJ KUMAR FURNITURE WORKS | Mat Melamine polish | Mat Melamine polish |  | 0 | 0 | Approved
The Soul, Rajarhat | BLOCK | Wood Work |  | WO/HR01/BOK01/64 | RAJ KUMAR FURNITURE WORKS | Mat Melamine polish | Mat Melamine polish |  | 0 | 0 | Approved
The Soul, Rajarhat | BLOCK | Wood Work |  | WO/HR01/BOK01/65 | B. S. Furniture | Mat Melamine polish | Mat Melamine polish |  | 0 | 0 | Approved
The Soul, Rajarhat | BLOCK | Wood Work |  | WO/HR01/BOK01/66 | M.R. Furniture | Mat Melamine polish | Mat Melamine polish |  | 0 | 0 | Approved
The Soul, Rajarhat | BLOCK | Wood Work |  | WO/HR01/BOK01/64 | RAJ KUMAR FURNITURE WORKS | Mat Melamine polish | Providing & applying of Mat Melamine polish including scraping, filling with wood putty, sand papering with all finishing work at Both side of Main door Frame with section 4"x3" and Door Shutter Edge as per direction of Engineer-in-charge. Material shall be applied after approval of Engineer-in-charge. | Nos | 192 | 2400 | Approved
The Soul, Rajarhat | BLOCK | Wood Work |  | WO/HR01/BOK01/65 | B. S. Furniture | Mat Melamine polish | Providing & applying of Mat Melamine polish including scraping, filling with wood putty, sand papering with all finishing work at Both side of Main door Frame with section 4"x3" and Door Shutter Edge as per direction of Engineer-in-charge. Material shall be applied after approval of Engineer-in-charge. | Nos | 128 | 2400 | Approved
The Soul, Rajarhat | BLOCK | Wood Work |  | WO/HR01/BOK01/66 | M.R. Furniture | Mat Melamine polish | Providing & applying of Mat Melamine polish including scraping, filling with wood putty, sand papering with all finishing work at Both side of Main door Frame with section 4"x3" and Door Shutter Edge as per direction of Engineer-in-charge. Material shall be applied after approval of Engineer-in-charge. | Nos | 192 | 2400 | Approved
The Soul, Rajarhat | BLOCK | Wood Work |  | WO/HR01/BOK01/67 | I DESIGN | Mat Melamine polish | Providing & applying of Mat Melamine polish including scraping, filling with wood putty, sand papering with all finishing work at Both side of Main door Frame with section 4"x3" and Door Shutter Edge as per direction of Engineer-in-charge. Material shall be applied after approval of Engineer-in-charge. | Nos | 64 | 2400 | Approved
The Soul, Rajarhat | BLOCK | Wood Work |  | WO/HR01/BOK01/147 | RAJ KUMAR FURNITURE WORKS | Mat Melamine polish | Providing & applying of Mat Melamine polish including scraping, filling with wood putty, sand papering with all finishing work at Both side of Main door Frame with section 4"x3" and Door Shutter Edge as per direction of Engineer-in-charge. Material shall be applied after approval of Engineer-in-charge. | Nos | 64 | 2400 | Approved
The Soul, Rajarhat | BLOCK | Wood Work |  | WO/HR01/BOK01/64 | RAJ KUMAR FURNITURE WORKS | Misc. Charges | Charges for loading - unloading, transportation, hire charges for machinery as per direction of Engineer-in-Charge | Nos | 192 | 96 | Approved
The Soul, Rajarhat | BLOCK | Wood Work |  | WO/HR01/BOK01/65 | B. S. Furniture | Misc. Charges | Charges for loading - unloading, transportation, hire charges for machinery as per direction of Engineer-in-Charge | Nos | 128 | 96 | Approved
The Soul, Rajarhat | BLOCK | Wood Work |  | WO/HR01/BOK01/66 | M.R. Furniture | Misc. Charges | Charges for loading - unloading, transportation, hire charges for machinery as per direction of Engineer-in-Charge | Nos | 192 | 96 | Approved
The Soul, Rajarhat | BLOCK | Wood Work |  | WO/HR01/BOK01/147 | RAJ KUMAR FURNITURE WORKS | Misc. Charges | Charges for loading - unloading, transportation, hire charges for machinery as per direction of Engineer-in-Charge | Nos | 64 | 96 | Approved
The Soul, Rajarhat | BLOCK | Wood Work |  | WO/HR01/BOK01/64 | RAJ KUMAR FURNITURE WORKS | Bedroom (900 X 2150) | Labour charges for lifting, carrying and fixing of flush Door Shutter at Bedroom (900 X 2150)locations including fixing of hardware fittings like Door buffer,Cylindrical lock (with or without key), door stopper etc, cleaning & preparation of the entire surface of the shutters including door frame surfaces with sand paper, along with supply of screw,pvc gutkha,nails and gum as necessary for entire work, cleaning the work area, shifting all the debris/wastes to a designated place at ground floor level, all complete at all level as per approved drawing and direction of Engineer in charge. (Wooden Flush door shutter, all hardwares & hinges as mentioned above will be supplied by client free of cost and on reconciliation basis)" |  | 0 | 0 | Approved
The Soul, Rajarhat | BLOCK | Wood Work |  | WO/HR01/BOK01/65 | B. S. Furniture | Bedroom (900 X 2150) | Labour charges for lifting, carrying and fixing of flush Door Shutter at Bedroom (900 X 2150)locations including fixing of hardware fittings like Door buffer,Cylindrical lock (with or without key), door stopper etc, cleaning & preparation of the entire surface of the shutters including door frame surfaces with sand paper, along with supply of screw,pvc gutkha,nails and gum as necessary for entire work, cleaning the work area, shifting all the debris/wastes to a designated place at ground floor level, all complete at all level as per approved drawing and direction of Engineer in charge. (Wooden Flush door shutter, all hardwares & hinges as mentioned above will be supplied by client free of cost and on reconciliation basis)" |  | 0 | 0 | Approved
The Soul, Rajarhat | BLOCK | Wood Work |  | WO/HR01/BOK01/66 | M.R. Furniture | Bedroom (900 X 2150) | Labour charges for lifting, carrying and fixing of flush Door Shutter at Bedroom (900 X 2150)locations including fixing of hardware fittings like Door buffer,Cylindrical lock (with or without key), door stopper etc, cleaning & preparation of the entire surface of the shutters including door frame surfaces with sand paper, along with supply of screw,pvc gutkha,nails and gum as necessary for entire work, cleaning the work area, shifting all the debris/wastes to a designated place at ground floor level, all complete at all level as per approved drawing and direction of Engineer in charge. (Wooden Flush door shutter, all hardwares & hinges as mentioned above will be supplied by client free of cost and on reconciliation basis)" |  | 0 | 0 | Approved
The Soul, Rajarhat | BLOCK | Wood Work |  | WO/HR01/BOK01/67 | I DESIGN | Bedroom (900 X 2150) | Labour charges for lifting, carrying and fixing of flush Door Shutter at Bedroom (900 X 2150)locations including fixing of hardware fittings like Door buffer,Cylindrical lock (with or without key), door stopper etc, cleaning & preparation of the entire surface of the shutters including door frame surfaces with sand paper, along with supply of screw,pvc gutkha,nails and gum as necessary for entire work, cleaning the work area, shifting all the debris/wastes to a designated place at ground floor level, all complete at all level as per approved drawing and direction of Engineer in charge. (Wooden Flush door shutter, all hardwares & hinges as mentioned above will be supplied by client free of cost and on reconciliation basis)" |  | 0 | 0 | Approved
The Soul, Rajarhat | BLOCK | Wood Work |  | WO/HR01/BOK01/147 | RAJ KUMAR FURNITURE WORKS | Bedroom (900 X 2150) | Labour charges for lifting, carrying and fixing of flush Door Shutter at Bedroom (900 X 2150)locations including fixing of hardware fittings like Door buffer,Cylindrical lock (with or without key), door stopper etc, cleaning & preparation of the entire surface of the shutters including door frame surfaces with sand paper, along with supply of screw,pvc gutkha,nails and gum as necessary for entire work, cleaning the work area, shifting all the debris/wastes to a designated place at ground floor level, all complete at all level as per approved drawing and direction of Engineer in charge. (Wooden Flush door shutter, all hardwares & hinges as mentioned above will be supplied by client free of cost and on reconciliation basis)" |  | 0 | 0 | Approved
The Soul, Rajarhat | BLOCK | Wood Work |  | WO/HR01/BOK01/147 | RAJ KUMAR FURNITURE WORKS | Door Shutter fixing | Door Shutter fixing | Nos | 1 | 350 | Approved
The Soul, Rajarhat | BLOCK | Wood Work |  | WO/HR01/BOK01/64 | RAJ KUMAR FURNITURE WORKS | Door Shutter fixing | Door Shutter fixing | Nos | 612 | 350 | Approved
The Soul, Rajarhat | BLOCK | Wood Work |  | WO/HR01/BOK01/65 | B. S. Furniture | Door Shutter fixing | Door Shutter fixing | Nos | 432 | 350 | Approved
The Soul, Rajarhat | BLOCK | Wood Work |  | WO/HR01/BOK01/66 | M.R. Furniture | Door Shutter fixing | Door Shutter fixing | Nos | 514 | 350 | Approved
The Soul, Rajarhat | BLOCK | Wood Work |  | WO/HR01/BOK01/67 | I DESIGN | Door Shutter fixing | Door Shutter fixing | Nos | 176 | 350 | Approved
The Soul, Rajarhat | BLOCK | Wood Work |  | WO/HR01/BOK01/64 | RAJ KUMAR FURNITURE WORKS | Misc. Charges | Charges for loading - unloading, transportation, hire charges for machinery as per direction of Engineer-in-Charge | Nos | 612 | 14 | Approved
The Soul, Rajarhat | BLOCK | Wood Work |  | WO/HR01/BOK01/65 | B. S. Furniture | Misc. Charges | Charges for loading - unloading, transportation, hire charges for machinery as per direction of Engineer-in-Charge | Nos | 432 | 14 | Approved
The Soul, Rajarhat | BLOCK | Wood Work |  | WO/HR01/BOK01/66 | M.R. Furniture | Misc. Charges | Charges for loading - unloading, transportation, hire charges for machinery as per direction of Engineer-in-Charge | Nos | 514 | 14 | Approved
The Soul, Rajarhat | BLOCK | Wood Work |  | WO/HR01/BOK01/147 | RAJ KUMAR FURNITURE WORKS | Misc. Charges | Charges for loading - unloading, transportation, hire charges for machinery as per direction of Engineer-in-Charge | Nos | 1 | 14 | Approved
The Soul, Rajarhat | BLOCK | Wood Work |  | WO/HR01/BOK01/64 | RAJ KUMAR FURNITURE WORKS | Hardwire Fixing | Hardwire Fixing | Nos | 612 | 160 | Approved
The Soul, Rajarhat | BLOCK | Wood Work |  | WO/HR01/BOK01/65 | B. S. Furniture | Hardwire Fixing | Hardwire Fixing | Nos | 432 | 160 | Approved
The Soul, Rajarhat | BLOCK | Wood Work |  | WO/HR01/BOK01/66 | M.R. Furniture | Hardwire Fixing | Hardwire Fixing | Nos | 514 | 160 | Approved
The Soul, Rajarhat | BLOCK | Wood Work |  | WO/HR01/BOK01/67 | I DESIGN | Hardwire Fixing | Hardwire Fixing | Nos | 176 | 150 | Approved
The Soul, Rajarhat | BLOCK | Wood Work |  | WO/HR01/BOK01/147 | RAJ KUMAR FURNITURE WORKS | Hardwire Fixing | Hardwire Fixing | Nos | 0 | 160 | Approved
The Soul, Rajarhat | BLOCK | Wood Work |  | WO/HR01/BOK01/64 | RAJ KUMAR FURNITURE WORKS | Misc. Charges | Charges for loading - unloading, transportation, hire charges for machinery as per direction of Engineer-in-Charge | Nos | 612 | 6 | Approved
The Soul, Rajarhat | BLOCK | Wood Work |  | WO/HR01/BOK01/65 | B. S. Furniture | Misc. Charges | Charges for loading - unloading, transportation, hire charges for machinery as per direction of Engineer-in-Charge | Nos | 432 | 6 | Approved
The Soul, Rajarhat | BLOCK | Wood Work |  | WO/HR01/BOK01/66 | M.R. Furniture | Misc. Charges | Charges for loading - unloading, transportation, hire charges for machinery as per direction of Engineer-in-Charge | Nos | 514 | 6 | Approved
The Soul, Rajarhat | BLOCK | Wood Work |  | WO/HR01/BOK01/147 | RAJ KUMAR FURNITURE WORKS | Misc. Charges | Charges for loading - unloading, transportation, hire charges for machinery as per direction of Engineer-in-Charge | Nos | 0 | 6 | Approved
The Soul, Rajarhat | BLOCK | Wood Work |  | WO/HR01/BOK01/64 | RAJ KUMAR FURNITURE WORKS | Bed Room Door Architrave (32X8 mm Thk.) | Bed Room Door Architrave (32X8 mm Thk.) |  | 0 | 0 | Approved
The Soul, Rajarhat | BLOCK | Wood Work |  | WO/HR01/BOK01/65 | B. S. Furniture | Bed Room Door Architrave (32X8 mm Thk.) | Bed Room Door Architrave (32X8 mm Thk.) |  | 0 | 0 | Approved
The Soul, Rajarhat | BLOCK | Wood Work |  | WO/HR01/BOK01/66 | M.R. Furniture | Bed Room Door Architrave (32X8 mm Thk.) | Bed Room Door Architrave (32X8 mm Thk.) |  | 0 | 0 | Approved
The Soul, Rajarhat | BLOCK | Wood Work |  | WO/HR01/BOK01/67 | I DESIGN | Bed Room Door Architrave (32X8 mm Thk.) | Bed Room Door Architrave (32X8 mm Thk.) |  | 0 | 0 | Approved
The Soul, Rajarhat | BLOCK | Wood Work |  | WO/HR01/BOK01/147 | RAJ KUMAR FURNITURE WORKS | Bed Room Door Architrave (32X8 mm Thk.) | Bed Room Door Architrave (32X8 mm Thk.) |  | 0 | 0 | Approved
The Soul, Rajarhat | BLOCK | Wood Work |  | WO/HR01/BOK01/64 | RAJ KUMAR FURNITURE WORKS | Bed Room Door Architrave (32X8 mm Thk.) | Labour charges for Bed Room Door Architrave (32X8 mm Thk.) fixing with supply of screw,pvc gutkha,nails and gum including cleaning the work area, shifting all the debris/wastes to a designated place at ground floor level, all complete at all level as per approved drawing and direction of Engineer in charge | Rft | 10436 | 8.5 | Approved
The Soul, Rajarhat | BLOCK | Wood Work |  | WO/HR01/BOK01/65 | B. S. Furniture | Bed Room Door Architrave (32X8 mm Thk.) | Labour charges for Bed Room Door Architrave (32X8 mm Thk.) fixing with supply of screw,pvc gutkha,nails and gum including cleaning the work area, shifting all the debris/wastes to a designated place at ground floor level, all complete at all level as per approved drawing and direction of Engineer in charge | Rft | 6040 | 8.5 | Approved
The Soul, Rajarhat | BLOCK | Wood Work |  | WO/HR01/BOK01/66 | M.R. Furniture | Bed Room Door Architrave (32X8 mm Thk.) | Labour charges for Bed Room Door Architrave (32X8 mm Thk.) fixing with supply of screw,pvc gutkha,nails and gum including cleaning the work area, shifting all the debris/wastes to a designated place at ground floor level, all complete at all level as per approved drawing and direction of Engineer in charge | Rft | 10101 | 8.5 | Approved
The Soul, Rajarhat | BLOCK | Wood Work |  | WO/HR01/BOK01/67 | I DESIGN | Bed Room Door Architrave (32X8 mm Thk.) | Labour charges for Bed Room Door Architrave (32X8 mm Thk.) fixing with supply of screw,pvc gutkha,nails and gum including cleaning the work area, shifting all the debris/wastes to a designated place at ground floor level, all complete at all level as per approved drawing and direction of Engineer in charge | Rft | 3001 | 8.5 | Approved
The Soul, Rajarhat | BLOCK | Wood Work |  | WO/HR01/BOK01/147 | RAJ KUMAR FURNITURE WORKS | Bed Room Door Architrave (32X8 mm Thk.) | Labour charges for Bed Room Door Architrave (32X8 mm Thk.) fixing with supply of screw,pvc gutkha,nails and gum including cleaning the work area, shifting all the debris/wastes to a designated place at ground floor level, all complete at all level as per approved drawing and direction of Engineer in charge | Rft | 757 | 8.5 | Approved
The Soul, Rajarhat | BLOCK | Wood Work |  | WO/HR01/BOK01/64 | RAJ KUMAR FURNITURE WORKS | Misc. Charges | Charges for loading - unloading, transportation, hire charges for machinery as per direction of Engineer-in-Charge | Rft | 10436 | 0.3 | Approved
The Soul, Rajarhat | BLOCK | Wood Work |  | WO/HR01/BOK01/65 | B. S. Furniture | Misc. Charges | Charges for loading - unloading, transportation, hire charges for machinery as per direction of Engineer-in-Charge | Rft | 6040 | 0.3 | Approved
The Soul, Rajarhat | BLOCK | Wood Work |  | WO/HR01/BOK01/66 | M.R. Furniture | Misc. Charges | Charges for loading - unloading, transportation, hire charges for machinery as per direction of Engineer-in-Charge | Rft | 10101 | 0.3 | Approved
The Soul, Rajarhat | BLOCK | Wood Work |  | WO/HR01/BOK01/147 | RAJ KUMAR FURNITURE WORKS | Misc. Charges | Charges for loading - unloading, transportation, hire charges for machinery as per direction of Engineer-in-Charge | Rft | 757 | 0.3 | Approved
The Soul, Rajarhat | BLOCK | Wood Work |  | WO/HR01/BOK01/64 | RAJ KUMAR FURNITURE WORKS | Bed Room Door Bidding (20X6 mm Thk.) | Bed Room Door Bidding (20X6 mm Thk.) |  | 0 | 0 | Approved
The Soul, Rajarhat | BLOCK | Wood Work |  | WO/HR01/BOK01/65 | B. S. Furniture | Bed Room Door Bidding (20X6 mm Thk.) | Bed Room Door Bidding (20X6 mm Thk.) |  | 0 | 0 | Approved
The Soul, Rajarhat | BLOCK | Wood Work |  | WO/HR01/BOK01/66 | M.R. Furniture | Bed Room Door Bidding (20X6 mm Thk.) | Bed Room Door Bidding (20X6 mm Thk.) |  | 0 | 0 | Approved
The Soul, Rajarhat | BLOCK | Wood Work |  | WO/HR01/BOK01/67 | I DESIGN | Bed Room Door Bidding (20X6 mm Thk.) | Bed Room Door Bidding (20X6 mm Thk.) |  | 0 | 0 | Approved
The Soul, Rajarhat | BLOCK | Wood Work |  | WO/HR01/BOK01/147 | RAJ KUMAR FURNITURE WORKS | Bed Room Door Bidding (20X6 mm Thk.) | Bed Room Door Bidding (20X6 mm Thk.) |  | 0 | 0 | Approved
The Soul, Rajarhat | BLOCK | Wood Work |  | WO/HR01/BOK01/67 | I DESIGN | Bed Room Door Bidding (20X6 mm Thk.) | Labour charges for Bed Room Door Bidding (20X6 mm Thk.) fixing Back Side of Frame with supply of screw,pvc gutkha,nails and gum including cleaning the work area, shifting all the debris/wastes to a designated place at ground floor level, all complete at all level as per approved drawing and direction of Engineer in charge | Rft | 3001 | 7 | Approved
The Soul, Rajarhat | BLOCK | Wood Work |  | WO/HR01/BOK01/147 | RAJ KUMAR FURNITURE WORKS | Bed Room Door Bidding (20X6 mm Thk.) | Labour charges for Bed Room Door Bidding (20X6 mm Thk.) fixing Back Side of Frame with supply of screw,pvc gutkha,nails and gum including cleaning the work area, shifting all the debris/wastes to a designated place at ground floor level, all complete at all level as per approved drawing and direction of Engineer in charge | Rft | 1105 | 7 | Approved
The Soul, Rajarhat | BLOCK | Wood Work |  | WO/HR01/BOK01/64 | RAJ KUMAR FURNITURE WORKS | Bed Room Door Bidding (20X6 mm Thk.) | Labour charges for Bed Room Door Bidding (20X6 mm Thk.) fixing Back Side of Frame with supply of screw,pvc gutkha,nails and gum including cleaning the work area, shifting all the debris/wastes to a designated place at ground floor level, all complete at all level as per approved drawing and direction of Engineer in charge | Rft | 10436 | 7 | Approved
The Soul, Rajarhat | BLOCK | Wood Work |  | WO/HR01/BOK01/65 | B. S. Furniture | Bed Room Door Bidding (20X6 mm Thk.) | Labour charges for Bed Room Door Bidding (20X6 mm Thk.) fixing Back Side of Frame with supply of screw,pvc gutkha,nails and gum including cleaning the work area, shifting all the debris/wastes to a designated place at ground floor level, all complete at all level as per approved drawing and direction of Engineer in charge | Rft | 6040 | 8 | Approved
The Soul, Rajarhat | BLOCK | Wood Work |  | WO/HR01/BOK01/66 | M.R. Furniture | Bed Room Door Bidding (20X6 mm Thk.) | Labour charges for Bed Room Door Bidding (20X6 mm Thk.) fixing Back Side of Frame with supply of screw,pvc gutkha,nails and gum including cleaning the work area, shifting all the debris/wastes to a designated place at ground floor level, all complete at all level as per approved drawing and direction of Engineer in charge | Rft | 10101 | 7 | Approved
The Soul, Rajarhat | BLOCK | Wood Work |  | WO/HR01/BOK01/64 | RAJ KUMAR FURNITURE WORKS | Misc. Charges | Charges for loading - unloading, transportation, hire charges for machinery as per direction of Engineer-in-Charge | Rft | 10436 | 0.25 | Approved
The Soul, Rajarhat | BLOCK | Wood Work |  | WO/HR01/BOK01/65 | B. S. Furniture | Misc. Charges | Charges for loading - unloading, transportation, hire charges for machinery as per direction of Engineer-in-Charge | Rft | 6040 | 0.3 | Approved
The Soul, Rajarhat | BLOCK | Wood Work |  | WO/HR01/BOK01/66 | M.R. Furniture | Misc. Charges | Charges for loading - unloading, transportation, hire charges for machinery as per direction of Engineer-in-Charge | Rft | 10101 | 0.25 | Approved
The Soul, Rajarhat | BLOCK | Wood Work |  | WO/HR01/BOK01/147 | RAJ KUMAR FURNITURE WORKS | Misc. Charges | Charges for loading - unloading, transportation, hire charges for machinery as per direction of Engineer-in-Charge | Rft | 1105 | 0.25 | Approved
The Soul, Rajarhat | BLOCK | Wood Work |  | WO/HR01/BOK01/64 | RAJ KUMAR FURNITURE WORKS | Toilet & Utility (750 X 2150/2450) | Labour charges for lifting, carrying and fixing of flush Door Shutter at Toilet & Utility (750 X 2150/2450)locations including fixing of hardware fittings like Door buffer,Cylindrical lock (with or without key) etc, cleaning & preparation of the entire surface of the shutters including door frame surfaces with sand paper, along with supply of screw,pvc gutkha,nails and gum as necessary for entire work, cleaning the work area, shifting all the debris/wastes to a designated place at ground floor level, all complete at all level as per approved drawing and direction of Engineer in charge. (Wooden Flush door shutter, all hardwares & hinges as mentioned above will be supplied by client free of cost and on reconciliation basis)" |  | 0 | 0 | Amended & Approved
The Soul, Rajarhat | BLOCK | Wood Work |  | WO/HR01/BOK01/65 | B. S. Furniture | Toilet & Utility (750 X 2150/2450) | Labour charges for lifting, carrying and fixing of flush Door Shutter at Toilet & Utility (750 X 2150/2450)locations including fixing of hardware fittings like Door buffer,Cylindrical lock (with or without key) etc, cleaning & preparation of the entire surface of the shutters including door frame surfaces with sand paper, along with supply of screw,pvc gutkha,nails and gum as necessary for entire work, cleaning the work area, shifting all the debris/wastes to a designated place at ground floor level, all complete at all level as per approved drawing and direction of Engineer in charge. (Wooden Flush door shutter, all hardwares & hinges as mentioned above will be supplied by client free of cost and on reconciliation basis)" |  | 0 | 0 | Amended & Approved
The Soul, Rajarhat | BLOCK | Wood Work |  | WO/HR01/BOK01/66 | M.R. Furniture | Toilet & Utility (750 X 2150/2450) | Labour charges for lifting, carrying and fixing of flush Door Shutter at Toilet & Utility (750 X 2150/2450)locations including fixing of hardware fittings like Door buffer,Cylindrical lock (with or without key) etc, cleaning & preparation of the entire surface of the shutters including door frame surfaces with sand paper, along with supply of screw,pvc gutkha,nails and gum as necessary for entire work, cleaning the work area, shifting all the debris/wastes to a designated place at ground floor level, all complete at all level as per approved drawing and direction of Engineer in charge. (Wooden Flush door shutter, all hardwares & hinges as mentioned above will be supplied by client free of cost and on reconciliation basis)" |  | 0 | 0 | Amended & Approved
The Soul, Rajarhat | BLOCK | Wood Work |  | WO/HR01/BOK01/67 | I DESIGN | Toilet & Utility (750 X 2150/2450) | Labour charges for lifting, carrying and fixing of flush Door Shutter at Toilet & Utility (750 X 2150/2450)locations including fixing of hardware fittings like Door buffer,Cylindrical lock (with or without key) etc, cleaning & preparation of the entire surface of the shutters including door frame surfaces with sand paper, along with supply of screw,pvc gutkha,nails and gum as necessary for entire work, cleaning the work area, shifting all the debris/wastes to a designated place at ground floor level, all complete at all level as per approved drawing and direction of Engineer in charge. (Wooden Flush door shutter, all hardwares & hinges as mentioned above will be supplied by client free of cost and on reconciliation basis)" |  | 0 | 0 | Amended & Approved
The Soul, Rajarhat | BLOCK | Wood Work |  | WO/HR01/BOK01/147 | RAJ KUMAR FURNITURE WORKS | Toilet & Utility (750 X 2150/2450) | Labour charges for lifting, carrying and fixing of flush Door Shutter at Toilet & Utility (750 X 2150/2450)locations including fixing of hardware fittings like Door buffer,Cylindrical lock (with or without key) etc, cleaning & preparation of the entire surface of the shutters including door frame surfaces with sand paper, along with supply of screw,pvc gutkha,nails and gum as necessary for entire work, cleaning the work area, shifting all the debris/wastes to a designated place at ground floor level, all complete at all level as per approved drawing and direction of Engineer in charge. (Wooden Flush door shutter, all hardwares & hinges as mentioned above will be supplied by client free of cost and on reconciliation basis)" |  | 0 | 0 | Amended & Approved
The Soul, Rajarhat | BLOCK | Wood Work |  | WO/HR01/BOK01/64 | RAJ KUMAR FURNITURE WORKS | Door Shutter fixing | Door Shutter fixing | Nos | 608 | 350 | Approved
The Soul, Rajarhat | BLOCK | Wood Work |  | WO/HR01/BOK01/65 | B. S. Furniture | Door Shutter fixing | Door Shutter fixing | Nos | 538 | 350 | Approved
The Soul, Rajarhat | BLOCK | Wood Work |  | WO/HR01/BOK01/66 | M.R. Furniture | Door Shutter fixing | Door Shutter fixing | Nos | 614 | 350 | Approved
The Soul, Rajarhat | BLOCK | Wood Work |  | WO/HR01/BOK01/67 | I DESIGN | Door Shutter fixing | Door Shutter fixing | Nos | 224 | 350 | Approved
The Soul, Rajarhat | BLOCK | Wood Work |  | WO/HR01/BOK01/147 | RAJ KUMAR FURNITURE WORKS | Door Shutter fixing | Door Shutter fixing | Nos | 3 | 350 | Approved
The Soul, Rajarhat | BLOCK | Wood Work |  | WO/HR01/BOK01/64 | RAJ KUMAR FURNITURE WORKS | Misc. Charges | Charges for loading - unloading, transportation, hire charges for machinery as per direction of Engineer-in-Charge | Nos | 608 | 14 | Approved
The Soul, Rajarhat | BLOCK | Wood Work |  | WO/HR01/BOK01/65 | B. S. Furniture | Misc. Charges | Charges for loading - unloading, transportation, hire charges for machinery as per direction of Engineer-in-Charge | Nos | 538 | 14 | Approved
The Soul, Rajarhat | BLOCK | Wood Work |  | WO/HR01/BOK01/66 | M.R. Furniture | Misc. Charges | Charges for loading - unloading, transportation, hire charges for machinery as per direction of Engineer-in-Charge | Nos | 614 | 14 | Approved
The Soul, Rajarhat | BLOCK | Wood Work |  | WO/HR01/BOK01/147 | RAJ KUMAR FURNITURE WORKS | Misc. Charges | Charges for loading - unloading, transportation, hire charges for machinery as per direction of Engineer-in-Charge | Nos | 3 | 14 | Approved
The Soul, Rajarhat | BLOCK | Wood Work |  | WO/HR01/BOK01/147 | RAJ KUMAR FURNITURE WORKS | Hardwire Fixing | Hardwire Fixing | Nos | 0 | 150 | Approved
The Soul, Rajarhat | BLOCK | Wood Work |  | WO/HR01/BOK01/64 | RAJ KUMAR FURNITURE WORKS | Hardwire Fixing | Hardwire Fixing | Nos | 608 | 150 | Approved
The Soul, Rajarhat | BLOCK | Wood Work |  | WO/HR01/BOK01/65 | B. S. Furniture | Hardwire Fixing | Hardwire Fixing | Nos | 538 | 150 | Approved
The Soul, Rajarhat | BLOCK | Wood Work |  | WO/HR01/BOK01/66 | M.R. Furniture | Hardwire Fixing | Hardwire Fixing | Nos | 614 | 150 | Approved
The Soul, Rajarhat | BLOCK | Wood Work |  | WO/HR01/BOK01/67 | I DESIGN | Hardwire Fixing | Hardwire Fixing | Nos | 224 | 150 | Approved
The Soul, Rajarhat | BLOCK | Wood Work |  | WO/HR01/BOK01/64 | RAJ KUMAR FURNITURE WORKS | Misc. Charges | Charges for loading - unloading, transportation, hire charges for machinery as per direction of Engineer-in-Charge | Nos | 608 | 6 | Approved
The Soul, Rajarhat | BLOCK | Wood Work |  | WO/HR01/BOK01/65 | B. S. Furniture | Misc. Charges | Charges for loading - unloading, transportation, hire charges for machinery as per direction of Engineer-in-Charge | Nos | 538 | 6 | Approved
The Soul, Rajarhat | BLOCK | Wood Work |  | WO/HR01/BOK01/66 | M.R. Furniture | Misc. Charges | Charges for loading - unloading, transportation, hire charges for machinery as per direction of Engineer-in-Charge | Nos | 614 | 6 | Approved
The Soul, Rajarhat | BLOCK | Wood Work |  | WO/HR01/BOK01/147 | RAJ KUMAR FURNITURE WORKS | Misc. Charges | Charges for loading - unloading, transportation, hire charges for machinery as per direction of Engineer-in-Charge | Nos | 0 | 6 | Approved
The Soul, Rajarhat | BLOCK | Wood Work |  | WO/HR01/BOK01/64 | RAJ KUMAR FURNITURE WORKS | Toilet Door and Utility Door Architrave (32 X 8 mm Thk.) | Labour charges for Toilet Door and Utility Door Architrave (32 X 8 mm Thk.) fixing with supply of screw,pvc gutkha,nails and gum including cleaning the work area, shifting all the debris/wastes to a designated place at ground floor level, all complete at all level as per approved drawing and direction of Engineer in charge |  | 0 | 0 | Amended & Approved
The Soul, Rajarhat | BLOCK | Wood Work |  | WO/HR01/BOK01/65 | B. S. Furniture | Toilet Door and Utility Door Architrave (32 X 8 mm Thk.) | Labour charges for Toilet Door and Utility Door Architrave (32 X 8 mm Thk.) fixing with supply of screw,pvc gutkha,nails and gum including cleaning the work area, shifting all the debris/wastes to a designated place at ground floor level, all complete at all level as per approved drawing and direction of Engineer in charge |  | 0 | 0 | Amended & Approved
The Soul, Rajarhat | BLOCK | Wood Work |  | WO/HR01/BOK01/66 | M.R. Furniture | Toilet Door and Utility Door Architrave (32 X 8 mm Thk.) | Labour charges for Toilet Door and Utility Door Architrave (32 X 8 mm Thk.) fixing with supply of screw,pvc gutkha,nails and gum including cleaning the work area, shifting all the debris/wastes to a designated place at ground floor level, all complete at all level as per approved drawing and direction of Engineer in charge |  | 0 | 0 | Amended & Approved
The Soul, Rajarhat | BLOCK | Wood Work |  | WO/HR01/BOK01/67 | I DESIGN | Toilet Door and Utility Door Architrave (32 X 8 mm Thk.) | Labour charges for Toilet Door and Utility Door Architrave (32 X 8 mm Thk.) fixing with supply of screw,pvc gutkha,nails and gum including cleaning the work area, shifting all the debris/wastes to a designated place at ground floor level, all complete at all level as per approved drawing and direction of Engineer in charge |  | 0 | 0 | Amended & Approved
The Soul, Rajarhat | BLOCK | Wood Work |  | WO/HR01/BOK01/147 | RAJ KUMAR FURNITURE WORKS | Toilet Door and Utility Door Architrave (32 X 8 mm Thk.) | Labour charges for Toilet Door and Utility Door Architrave (32 X 8 mm Thk.) fixing with supply of screw,pvc gutkha,nails and gum including cleaning the work area, shifting all the debris/wastes to a designated place at ground floor level, all complete at all level as per approved drawing and direction of Engineer in charge |  | 0 | 0 | Amended & Approved
The Soul, Rajarhat | BLOCK | Wood Work |  | WO/HR01/BOK01/64 | RAJ KUMAR FURNITURE WORKS | Toilet Door and Utility Door Architrave (32 X 8 mm Thk.) | Labour charges for Toilet Door and Utility Door Architrave (32 X 8 mm Thk.) fixing with supply of screw,pvc gutkha,nails and gum including cleaning the work area, shifting all the debris/wastes to a designated place at ground floor level, all complete at all level as per approved drawing and direction of Engineer in charge | Rft | 10444 | 8.5 | Approved
The Soul, Rajarhat | BLOCK | Wood Work |  | WO/HR01/BOK01/65 | B. S. Furniture | Toilet Door and Utility Door Architrave (32 X 8 mm Thk.) | Labour charges for Toilet Door and Utility Door Architrave (32 X 8 mm Thk.) fixing with supply of screw,pvc gutkha,nails and gum including cleaning the work area, shifting all the debris/wastes to a designated place at ground floor level, all complete at all level as per approved drawing and direction of Engineer in charge | Rft | 7675 | 8.5 | Approved
The Soul, Rajarhat | BLOCK | Wood Work |  | WO/HR01/BOK01/66 | M.R. Furniture | Toilet Door and Utility Door Architrave (32 X 8 mm Thk.) | Labour charges for Toilet Door and Utility Door Architrave (32 X 8 mm Thk.) fixing with supply of screw,pvc gutkha,nails and gum including cleaning the work area, shifting all the debris/wastes to a designated place at ground floor level, all complete at all level as per approved drawing and direction of Engineer in charge | Rft | 12043 | 8.5 | Approved
The Soul, Rajarhat | BLOCK | Wood Work |  | WO/HR01/BOK01/67 | I DESIGN | Toilet Door and Utility Door Architrave (32 X 8 mm Thk.) | Labour charges for Toilet Door and Utility Door Architrave (32 X 8 mm Thk.) fixing with supply of screw,pvc gutkha,nails and gum including cleaning the work area, shifting all the debris/wastes to a designated place at ground floor level, all complete at all level as per approved drawing and direction of Engineer in charge | Rft | 3838 | 8.5 | Approved
The Soul, Rajarhat | BLOCK | Wood Work |  | WO/HR01/BOK01/147 | RAJ KUMAR FURNITURE WORKS | Toilet Door and Utility Door Architrave (32 X 8 mm Thk.) | Labour charges for Toilet Door and Utility Door Architrave (32 X 8 mm Thk.) fixing with supply of screw,pvc gutkha,nails and gum including cleaning the work area, shifting all the debris/wastes to a designated place at ground floor level, all complete at all level as per approved drawing and direction of Engineer in charge | Rft | 967 | 8.5 | Approved
The Soul, Rajarhat | BLOCK | Wood Work |  | WO/HR01/BOK01/64 | RAJ KUMAR FURNITURE WORKS | Misc. Charges | Charges for loading - unloading, transportation, hire charges for machinery as per direction of Engineer-in-Charge | Rft | 10444 | 0.3 | Approved
The Soul, Rajarhat | BLOCK | Wood Work |  | WO/HR01/BOK01/65 | B. S. Furniture | Misc. Charges | Charges for loading - unloading, transportation, hire charges for machinery as per direction of Engineer-in-Charge | Rft | 7675 | 0.3 | Approved
The Soul, Rajarhat | BLOCK | Wood Work |  | WO/HR01/BOK01/66 | M.R. Furniture | Misc. Charges | Charges for loading - unloading, transportation, hire charges for machinery as per direction of Engineer-in-Charge | Rft | 12043 | 0.3 | Approved
The Soul, Rajarhat | BLOCK | Wood Work |  | WO/HR01/BOK01/147 | RAJ KUMAR FURNITURE WORKS | Misc. Charges | Charges for loading - unloading, transportation, hire charges for machinery as per direction of Engineer-in-Charge | Rft | 967 | 0.3 | Approved
The Soul, Rajarhat | BLOCK | Wood Work |  | WO/HR01/BOK01/64 | RAJ KUMAR FURNITURE WORKS | Utility Door Bidding (20X6 mm Thk.) | Utility Door Bidding (20X6 mm Thk.) |  | 0 | 0 | Approved
The Soul, Rajarhat | BLOCK | Wood Work |  | WO/HR01/BOK01/65 | B. S. Furniture | Utility Door Bidding (20X6 mm Thk.) | Utility Door Bidding (20X6 mm Thk.) |  | 0 | 0 | Approved
The Soul, Rajarhat | BLOCK | Wood Work |  | WO/HR01/BOK01/66 | M.R. Furniture | Utility Door Bidding (20X6 mm Thk.) | Utility Door Bidding (20X6 mm Thk.) |  | 0 | 0 | Approved
The Soul, Rajarhat | BLOCK | Wood Work |  | WO/HR01/BOK01/67 | I DESIGN | Utility Door Bidding (20X6 mm Thk.) | Utility Door Bidding (20X6 mm Thk.) |  | 0 | 0 | Approved
The Soul, Rajarhat | BLOCK | Wood Work |  | WO/HR01/BOK01/147 | RAJ KUMAR FURNITURE WORKS | Utility Door Bidding (20X6 mm Thk.) | Utility Door Bidding (20X6 mm Thk.) |  | 0 | 0 | Approved
The Soul, Rajarhat | BLOCK | Wood Work |  | WO/HR01/BOK01/64 | RAJ KUMAR FURNITURE WORKS | Utility Door Bidding (20X6 mm Thk.) | Labour charges for Utility Door Bidding (20X6 mm Thk.) fixing Back Side of Frame with supply of screw,pvc gutkha,nails and gum including cleaning the work area, shifting all the debris/wastes to a designated place at ground floor level, all complete at all level as per approved drawing and direction of Engineer in charge | Rft | 3556 | 7 | Approved
The Soul, Rajarhat | BLOCK | Wood Work |  | WO/HR01/BOK01/65 | B. S. Furniture | Utility Door Bidding (20X6 mm Thk.) | Labour charges for Utility Door Bidding (20X6 mm Thk.) fixing Back Side of Frame with supply of screw,pvc gutkha,nails and gum including cleaning the work area, shifting all the debris/wastes to a designated place at ground floor level, all complete at all level as per approved drawing and direction of Engineer in charge | Rft | 2373 | 8 | Approved
The Soul, Rajarhat | BLOCK | Wood Work |  | WO/HR01/BOK01/66 | M.R. Furniture | Utility Door Bidding (20X6 mm Thk.) | Labour charges for Utility Door Bidding (20X6 mm Thk.) fixing Back Side of Frame with supply of screw,pvc gutkha,nails and gum including cleaning the work area, shifting all the debris/wastes to a designated place at ground floor level, all complete at all level as per approved drawing and direction of Engineer in charge | Rft | 3558 | 7 | Approved
The Soul, Rajarhat | BLOCK | Wood Work |  | WO/HR01/BOK01/67 | I DESIGN | Utility Door Bidding (20X6 mm Thk.) | Labour charges for Utility Door Bidding (20X6 mm Thk.) fixing Back Side of Frame with supply of screw,pvc gutkha,nails and gum including cleaning the work area, shifting all the debris/wastes to a designated place at ground floor level, all complete at all level as per approved drawing and direction of Engineer in charge | Rft | 1188 | 7 | Approved
The Soul, Rajarhat | BLOCK | Wood Work |  | WO/HR01/BOK01/147 | RAJ KUMAR FURNITURE WORKS | Utility Door Bidding (20X6 mm Thk.) | Labour charges for Utility Door Bidding (20X6 mm Thk.) fixing Back Side of Frame with supply of screw,pvc gutkha,nails and gum including cleaning the work area, shifting all the debris/wastes to a designated place at ground floor level, all complete at all level as per approved drawing and direction of Engineer in charge | Rft | 446 | 7 | Approved
The Soul, Rajarhat | BLOCK | Wood Work |  | WO/HR01/BOK01/147 | RAJ KUMAR FURNITURE WORKS | Misc. Charges | Charges for loading - unloading, transportation, hire charges for machinery as per direction of Engineer-in-Charge | Rft | 446 | 0.25 | Approved
The Soul, Rajarhat | BLOCK | Wood Work |  | WO/HR01/BOK01/64 | RAJ KUMAR FURNITURE WORKS | Misc. Charges | Charges for loading - unloading, transportation, hire charges for machinery as per direction of Engineer-in-Charge | Rft | 3556 | 0.25 | Approved
The Soul, Rajarhat | BLOCK | Wood Work |  | WO/HR01/BOK01/65 | B. S. Furniture | Misc. Charges | Charges for loading - unloading, transportation, hire charges for machinery as per direction of Engineer-in-Charge | Rft | 2373 | 0.3 | Approved
The Soul, Rajarhat | BLOCK | Wood Work |  | WO/HR01/BOK01/66 | M.R. Furniture | Misc. Charges | Charges for loading - unloading, transportation, hire charges for machinery as per direction of Engineer-in-Charge | Rft | 3558 | 0.25 | Approved
The Soul, Rajarhat | BLOCK | Wood Work |  | WO/HR01/BOK01/64 | RAJ KUMAR FURNITURE WORKS | Lifting Charges of Door Shutter | Lifting Charges of Door Shutter |  | 0 | 0 | Approved
The Soul, Rajarhat | BLOCK | Wood Work |  | WO/HR01/BOK01/65 | B. S. Furniture | Lifting Charges of Door Shutter | Lifting Charges of Door Shutter |  | 0 | 0 | Approved
The Soul, Rajarhat | BLOCK | Wood Work |  | WO/HR01/BOK01/66 | M.R. Furniture | Lifting Charges of Door Shutter | Lifting Charges of Door Shutter |  | 0 | 0 | Approved
The Soul, Rajarhat | BLOCK | Wood Work |  | WO/HR01/BOK01/67 | I DESIGN | Lifting Charges of Door Shutter | Lifting Charges of Door Shutter |  | 0 | 0 | Approved
The Soul, Rajarhat | BLOCK | Wood Work |  | WO/HR01/BOK01/64 | RAJ KUMAR FURNITURE WORKS | Lifting Charges of Door Shutter | Lifting Charges of Door Shutter of all size at all level as per direction of EIC (In Case of Manual lifting) | Nos | 0 | 20 | Approved
The Soul, Rajarhat | BLOCK | Wood Work |  | WO/HR01/BOK01/65 | B. S. Furniture | Lifting Charges of Door Shutter | Lifting Charges of Door Shutter of all size at all level as per direction of EIC (In Case of Manual lifting) | Nos | 0 | 20 | Approved
The Soul, Rajarhat | BLOCK | Wood Work |  | WO/HR01/BOK01/66 | M.R. Furniture | Lifting Charges of Door Shutter | Lifting Charges of Door Shutter of all size at all level as per direction of EIC (In Case of Manual lifting) | Nos | 0 | 20 | Approved
The Soul, Rajarhat | BLOCK | Wood Work |  | WO/HR01/BOK01/67 | I DESIGN | Lifting Charges of Door Shutter | Lifting Charges of Door Shutter of all size at all level as per direction of EIC (In Case of Manual lifting) | Nos | 0 | 20 | Approved
The Soul, Rajarhat | BLOCK | Wood Work |  | WO/HR01/BOK01/64 | RAJ KUMAR FURNITURE WORKS | Misc. Charges | Charges for loading - unloading, transportation, hire charges for machinery as per direction of Engineer-in-Charge | Nos | 0 | 0.8 | Approved
The Soul, Rajarhat | BLOCK | Wood Work |  | WO/HR01/BOK01/65 | B. S. Furniture | Misc. Charges | Charges for loading - unloading, transportation, hire charges for machinery as per direction of Engineer-in-Charge | Nos | 0 | 0.8 | Approved
The Soul, Rajarhat | BLOCK | Wood Work |  | WO/HR01/BOK01/66 | M.R. Furniture | Misc. Charges | Charges for loading - unloading, transportation, hire charges for machinery as per direction of Engineer-in-Charge | Nos | 0 | 0.8 | Approved
Primarc Chambers | OVERHEAD | Overhead |  | WO/PCH/PC05/2 | Secura Infra Services Pvt. Ltd. | Mosquito Control treatment at Site Premises | Mosquito Control treatment at Site Premises: I. Larvae Control Treatment Spraying Chemical (Temiphos/Sumilarv) 2 times in Month. II. Adult Mosquito Control Treatment a. Spraying Chemical (CyphenothrinMalathion) 4 times in Month. b. Smoke Fogging (Cyphenothrin 5% EC/Deltamethrin 1.25% ULV) 4 times in Month at Project premises including Labour Hutment area and other necessary area at site where may be applicable as per direction of Engineer in Charge. | Months | 9.75 | 2800 | Approved
The Soul, Rajarhat | OVERHEADS | Security Expense |  | WO/HR01/OHES/39 | NIS MANAGEMENT LIMITED | Security Guards | Providing 4 (Four) Nos. Security Guards @12 hr X 7 days a week duty basis BOQ Calculation Total days in the contract period = 181 days Total Holidays = 3 days Total duty per head= 181+3 = 184 nos. total heads = 4 nos. Total BOQ = 4X184 = 736 Nos. Amendment: 2 nos. additional guard to site wef. March'21. Total duty = 2 x 123 = 246 duty Total amended duty = 736+246 = 982 duties | Duties | 982 | 645 | Approved
The Soul, Rajarhat | BLOCK | Electrical | External Electrical | WO/HR01/BOK01/68 | M ENGINEERING | Installation, Testing, & Commissioning of Lightning protection system at Block-A & B | Installation, Testing, & Commissioning of Lightning protection system at Block-A & B |  | 0 | 0 | Approved
The Soul, Rajarhat | BLOCK | Electrical | External Electrical | WO/HR01/BOK01/199 | M/s M Engineering | Installation, Testing, & Commissioning of Lightning protection system at Block-A & B | Installation, Testing, & Commissioning of Lightning protection system at Block-A & B |  | 0 | 0 | Approved
The Soul, Rajarhat | BLOCK | Electrical | External Electrical | WO/HR01/BOK01/68 | M ENGINEERING | Parallel Connectors for (500mm air terminal) | Parallel Connectors for (500mm air terminal) connecting two conductors in parallel manner. Material- StSt, with clamping range- Rd / Rd 7-10 mm & Complied as per Standard EN 62561-1. Part No-306029 | Nos | 20 | 132 | Approved
The Soul, Rajarhat | BLOCK | Electrical | External Electrical | WO/HR01/BOK01/199 | M/s M Engineering | Parallel Connectors for (500mm air terminal) | Parallel Connectors for (500mm air terminal) connecting two conductors in parallel manner. Material- StSt, with clamping range- Rd / Rd 7-10 mm & Complied as per Standard EN 62561-1. Part No-306029 | Nos | 20 | 132 | Approved
The Soul, Rajarhat | BLOCK | Electrical | External Electrical | WO/HR01/BOK01/68 | M ENGINEERING | Air-termination rod | Air-termination rod having length-2000 mm, of Material- AlMgSi, of Diameter Ø 16 mm & Complied as per Standard EN 62561-2. Part No-103200. | Nos | 36 | 200 | Approved
The Soul, Rajarhat | BLOCK | Electrical | External Electrical | WO/HR01/BOK01/199 | M/s M Engineering | Air-termination rod | Air-termination rod having length-2000 mm, of Material- AlMgSi, of Diameter Ø 16 mm & Complied as per Standard EN 62561-2. Part No-103200. | Nos | 36 | 200 | Approved
The Soul, Rajarhat | BLOCK | Electrical | External Electrical | WO/HR01/BOK01/68 | M ENGINEERING | Holding Clamp | Holding Clamp for air terminal on parapet , Clamping range - 16/10 mm. Part No-35004. | Nos | 72 | 70 | Approved
The Soul, Rajarhat | BLOCK | Electrical | External Electrical | WO/HR01/BOK01/199 | M/s M Engineering | Holding Clamp | Holding Clamp for air terminal on parapet , Clamping range - 16/10 mm. Part No-35004. | Nos | 72 | 70 | Approved
The Soul, Rajarhat | BLOCK | Electrical | External Electrical | WO/HR01/BOK01/68 | M ENGINEERING | Air-termination rod clamps | Air-termination rod clamps for connecting air-termination rods with one or two conductors. Material of clamp Al, with clamping range of air-termination rod 16 mm and Clamping range of conductor Rd 2x 8-10 mm, & Complied as per Standard EN 62561-1.Part No-380116. | Nos | 36 | 87 | Approved
The Soul, Rajarhat | BLOCK | Electrical | External Electrical | WO/HR01/BOK01/199 | M/s M Engineering | Air-termination rod clamps | Air-termination rod clamps for connecting air-termination rods with one or two conductors. Material of clamp Al, with clamping range of air-termination rod 16 mm and Clamping range of conductor Rd 2x 8-10 mm, & Complied as per Standard EN 62561-1.Part No-380116. | Nos | 36 | 87 | Approved
The Soul, Rajarhat | BLOCK | Electrical | External Electrical | WO/HR01/BOK01/68 | M ENGINEERING | Universal connector of Material- StSt | Universal connector of Material- StSt, with clamping range- 8-10mm, with truss head screw M10x35 mm & Complied as per Standard EN 62561-1. Part No-315119. | Nos | 100 | 87 | Approved
The Soul, Rajarhat | BLOCK | Electrical | External Electrical | WO/HR01/BOK01/199 | M/s M Engineering | Universal connector of Material- StSt | Universal connector of Material- StSt, with clamping range- 8-10mm, with truss head screw M10x35 mm & Complied as per Standard EN 62561-1. Part No-315119. | Nos | 100 | 87 | Approved
The Soul, Rajarhat | BLOCK | Electrical | External Electrical | WO/HR01/BOK01/199 | M/s M Engineering | Connection Clamps for Steel/metal column | Connection Clamps for Steel/metal column. Clamping range of the clamp- 3-18 mm, Material of the clamp- StSt, Clamping range of conductor Rd 6-10 mm, & Complied as per Standard EN 62561-1. Part No-372119. | Nos | 10 | 87 | Approved
The Soul, Rajarhat | BLOCK | Electrical | External Electrical | WO/HR01/BOK01/68 | M ENGINEERING | Connection Clamps for Steel/metal column | Connection Clamps for Steel/metal column. Clamping range of the clamp- 3-18 mm, Material of the clamp- StSt, Clamping range of conductor Rd 6-10 mm, & Complied as per Standard EN 62561-1. Part No-372119. | Nos | 10 | 87 | Approved
The Soul, Rajarhat | BLOCK | Electrical | External Electrical | WO/HR01/BOK01/68 | M ENGINEERING | Fixed earth-termination system | Fixed earth-termination system for protective equipotential bonding and functional equipotential bonding of the down. Connection thread M10 / M12, material of plate- StSt,material of axis- St/tZn, having connection plate Ø 80 mm & Complied as per Standard EN 62561-1. Part No-478011. | Nos | 48 | 300 | Approved
The Soul, Rajarhat | BLOCK | Electrical | External Electrical | WO/HR01/BOK01/199 | M/s M Engineering | Fixed earth-termination system | Fixed earth-termination system for protective equipotential bonding and functional equipotential bonding of the down. Connection thread M10 / M12, material of plate- StSt,material of axis- St/tZn, having connection plate Ø 80 mm & Complied as per Standard EN 62561-1. Part No-478011. | Nos | 48 | 300 | Approved
The Soul, Rajarhat | BLOCK | Electrical | External Electrical | WO/HR01/BOK01/68 | M ENGINEERING | Connecting clamps | Connecting clamps for reinforcements of material- St/bare, having clamping range- Rd / Rd- 20-32 / 6-10 mm & Complied as per Standard EN 62561-1. Part No-308036. | Nos | 48 | 65 | Approved
The Soul, Rajarhat | BLOCK | Electrical | External Electrical | WO/HR01/BOK01/199 | M/s M Engineering | Connecting clamps | Connecting clamps for reinforcements of material- St/bare, having clamping range- Rd / Rd- 20-32 / 6-10 mm & Complied as per Standard EN 62561-1. Part No-308036. | Nos | 48 | 65 | Approved
The Soul, Rajarhat | BLOCK | Electrical | External Electrical | WO/HR01/BOK01/199 | M/s M Engineering | Bridging braids for connecting metal claddings | Bridging braids for connecting metal claddings or as expansion compensation piece for round wires. Material- Al, Length- 300 mm, having Cross-section- 50 mm2 & Complied as per Standard EN 62561-1. Part No-377115. | Nos | 58 | 217 | Approved
The Soul, Rajarhat | BLOCK | Electrical | External Electrical | WO/HR01/BOK01/68 | M ENGINEERING | Bridging braids for connecting metal claddings | Bridging braids for connecting metal claddings or as expansion compensation piece for round wires. Material- Al, Length- 300 mm, having Cross-section- 50 mm2 & Complied as per Standard EN 62561-1. Part No-377115. | Nos | 58 | 217 | Approved
The Soul, Rajarhat | BLOCK | Electrical | External Electrical | WO/HR01/BOK01/68 | M ENGINEERING | KS Connectors of Material- StSt, | KS Connectors of Material- StSt, having clamping range- Rd 6-10 mm, Connection (single-wire / multi-wire) 25-70 mm2, & Complied as per Standard EN 62561-1. Part No-301019. | Nos | 58 | 100 | Approved
The Soul, Rajarhat | BLOCK | Electrical | External Electrical | WO/HR01/BOK01/199 | M/s M Engineering | KS Connectors of Material- StSt, | KS Connectors of Material- StSt, having clamping range- Rd 6-10 mm, Connection (single-wire / multi-wire) 25-70 mm2, & Complied as per Standard EN 62561-1. Part No-301019. | Nos | 58 | 100 | Approved
The Soul, Rajarhat | BLOCK | Electrical | External Electrical | WO/HR01/BOK01/68 | M ENGINEERING | Roof Conductor of Diameter Ø- 8 mm, | Roof Conductor of Diameter Ø- 8 mm, Cross-section- 50 mm2, of Material- AlMgSi & Complied as per Standard EN 62561-2. Part No-840008. | Mtrs. | 1760 | 55 | Approved
The Soul, Rajarhat | BLOCK | Electrical | External Electrical | WO/HR01/BOK01/199 | M/s M Engineering | Roof Conductor of Diameter Ø- 8 mm, | Roof Conductor of Diameter Ø- 8 mm, Cross-section- 50 mm2, of Material- AlMgSi & Complied as per Standard EN 62561-2. Part No-840008. | Mtrs. | 1760 | 55 | Approved
The Soul, Rajarhat | BLOCK | Electrical | External Electrical | WO/HR01/BOK01/68 | M ENGINEERING | Conductor holder | Conductor holder for Parapet wall/Side wall of Material - Plastic, for Rd 8 mm, Height - 16 mm & with accessories Screw and Gitty, Material SS (M5 x 50mm). Part No-204002+036006. | Nos | 1960 | 26 | Approved
The Soul, Rajarhat | BLOCK | Electrical | External Electrical | WO/HR01/BOK01/199 | M/s M Engineering | Conductor holder | Conductor holder for Parapet wall/Side wall of Material - Plastic, for Rd 8 mm, Height - 16 mm & with accessories Screw and Gitty, Material SS (M5 x 50mm). Part No-204002+036006. | Nos | 1960 | 26 | Approved
The Soul, Rajarhat | BLOCK | Electrical | External Electrical | WO/HR01/BOK01/68 | M ENGINEERING | GI flat (25x6mm) Strip. | GI flat (25x6mm) Strip. Having width- 25mm, Thickness- 6mm, Material- Hot dipped Galvanized Iron, Cross Section- 150 mm2 Coating thickness- Avg. 70 microns. & Complied as per IEC 62561-2. Part No- 21004. | Mtrs. | 522 | 74 | Approved
The Soul, Rajarhat | BLOCK | Electrical | External Electrical | WO/HR01/BOK01/199 | M/s M Engineering | GI flat (25x6mm) Strip. | GI flat (25x6mm) Strip. Having width- 25mm, Thickness- 6mm, Material- Hot dipped Galvanized Iron, Cross Section- 150 mm2 Coating thickness- Avg. 70 microns. & Complied as per IEC 62561-2. Part No- 21004. | Mtrs. | 522 | 74 | Approved
The Soul, Rajarhat | BLOCK | Electrical | External Electrical | WO/HR01/BOK01/68 | M ENGINEERING | Copper bonded rod | Copper bonded rod with Low carbon steel, high tensile strength copper bonded rod with min 254 microns of copper plating, UL listed with company name marked on rod. Diameter- 17.2 mm, Length- 3 meters, Material- Copper Bonded, Coating thickness- 250 microns, min, Approvals- Tested acc. IEC / EN 62561-2, UL 467. Part No-62173. | Nos | 58 | 873 | Approved
The Soul, Rajarhat | BLOCK | Electrical | External Electrical | WO/HR01/BOK01/199 | M/s M Engineering | Copper bonded rod | Copper bonded rod with Low carbon steel, high tensile strength copper bonded rod with min 254 microns of copper plating, UL listed with company name marked on rod. Diameter- 17.2 mm, Length- 3 meters, Material- Copper Bonded, Coating thickness- 250 microns, min, Approvals- Tested acc. IEC / EN 62561-2, UL 467. Part No-62173. | Nos | 58 | 873 | Approved
The Soul, Rajarhat | BLOCK | Electrical | External Electrical | WO/HR01/BOK01/68 | M ENGINEERING | Environment friendly, RoHS certified | Environment friendly, RoHS certified, low resistivity Ground Enhancement material in 22.6 Kg pack to fill the bore area around the rod. Part No-78002. | Nos | 58 | 600 | Approved
The Soul, Rajarhat | BLOCK | Electrical | External Electrical | WO/HR01/BOK01/199 | M/s M Engineering | Environment friendly, RoHS certified | Environment friendly, RoHS certified, low resistivity Ground Enhancement material in 22.6 Kg pack to fill the bore area around the rod. Part No-78002. | Nos | 58 | 600 | Approved
The Soul, Rajarhat | BLOCK | Electrical | External Electrical | WO/HR01/BOK01/68 | M ENGINEERING | StSt 316 grade clamp | StSt 316 grade clamp to terminate the load on earth electrode. Dimension- 160x35x3 mm. Part No-35001. | Nos | 58 | 200 | Approved
The Soul, Rajarhat | BLOCK | Electrical | External Electrical | WO/HR01/BOK01/199 | M/s M Engineering | StSt 316 grade clamp | StSt 316 grade clamp to terminate the load on earth electrode. Dimension- 160x35x3 mm. Part No-35001. | Nos | 58 | 200 | Approved
The Soul, Rajarhat | BLOCK | Electrical | External Electrical | WO/HR01/BOK01/68 | M ENGINEERING | GI flat (25x6mm) Strip | GI flat (25x6mm) Strip. Having width- 25mm, Thickness- 6mm, Material- Hot dipped Galvanized Iron, Cross Section- 150 mm2 Coating thickness- Avg. 70 microns. & Complied as per IEC 62561-2. (for Interconnecting Earth Pits). Part No- 21004. | Mtrs. | 1180 | 74 | Approved
The Soul, Rajarhat | BLOCK | Electrical | External Electrical | WO/HR01/BOK01/199 | M/s M Engineering | GI flat (25x6mm) Strip | GI flat (25x6mm) Strip. Having width- 25mm, Thickness- 6mm, Material- Hot dipped Galvanized Iron, Cross Section- 150 mm2 Coating thickness- Avg. 70 microns. & Complied as per IEC 62561-2. (for Interconnecting Earth Pits). Part No- 21004. | Mtrs. | 1180 | 74 | Approved
The Soul, Rajarhat | OVERHEADS | Housekeeping |  | WO/HR01/OHES/40 | Integrated Security Service | Office Peon | Providing 01 no. Office peon @8.5 hr duty basis BOQ Calculations: Total days in the contract period = 181 days; total holidays = 3 days; total days of duty = 181+3 = 184 duties | Duties | 184 | 599 | Approved
The Soul, Rajarhat | OVERHEADS | Housekeeping |  | WO/HR01/OHES/41 | Integrated Intelligent Security Service | Office Peon at Night Shift | Providing Office Boy at Night Shift @8 hr duty basis Appx. 4 Nos. night shifts considered per month (May increase or decrease) Total night shift for 1 no. office boy = 4x18 = 72 Nos | Duties | 72 | 385 | Approved
The Soul, Rajarhat | PRE-CONSTRUCTION PHASE | Site Office | Civil and Finishing Work of Site Office | WO/HR01/PCE01/36 | ZED SECURITY SERVICES | Extra Low Voltage (ELV) System | Supply, Installation, Testing & Commissioning of ELV System for temporary site office |  | 0 | 0 | Approved
The Soul, Rajarhat | PRE-CONSTRUCTION PHASE | Site Office | Civil and Finishing Work of Site Office | WO/HR01/PCE01/36 | ZED SECURITY SERVICES | Telephone cable | Supply and laying of 2 Pair Telephone cable Qty at actual - Finolex | Mtrs. | 200 | 20 | Approved
The Soul, Rajarhat | PRE-CONSTRUCTION PHASE | Site Office | Civil and Finishing Work of Site Office | WO/HR01/PCE01/36 | ZED SECURITY SERVICES | 10 pair armored Telephone cable | Supply and laying of 10 pair armored Telephone cable-Qty at actual- Finolex | Mtrs. | 100 | 120 | Approved
The Soul, Rajarhat | PRE-CONSTRUCTION PHASE | Site Office | Civil and Finishing Work of Site Office | WO/HR01/PCE01/36 | ZED SECURITY SERVICES | KRONE MDF box | Supply and Installation of 10 pair KRONE MDF box | Nos | 1 | 400 | Approved
The Soul, Rajarhat | PRE-CONSTRUCTION PHASE | Site Office | Civil and Finishing Work of Site Office | WO/HR01/PCE01/36 | ZED SECURITY SERVICES | OFC splicing | Supply and installation, testing & commissioning including OFC splicing with accessories (Pigtel, Patch cord, RJ 45 jack, etc) with pc software and configuration with 16 CH DVR reinstallation | Lot | 1 | 4000 | Approved
Primarc Chambers | OVERHEAD | Security Expense |  | WO/PCH/PC05/3 | Secura Infra Services Pvt. Ltd. | Security Officer | Providing 01 No. Security Officer @8 hr duty basis at day shift upto 31st March,2021 Final BOQ amended as per actual duty upto 31st March,2021 | Duties | 81 | 545 | Approved
Primarc Chambers | OVERHEAD | Security Expense |  | WO/PCH/PC05/3 | Secura Infra Services Pvt. Ltd. | Security Guard | Providing 01 No. Security Guard @12 hr duty basis at day shift as an when required or in reliever duty of Security Officer BOQ Calculation: Total days = 24 days (Considering four days per month which may increase or decrease) | Duties | 69 | 518 | Approved
Primarc Chambers | OVERHEAD | Security Expense |  | WO/PCH/PC05/4 | Martinet Facility Management Services Pvt. Ltd. | Security Guard | Providing 01 No. Security Guard @12 hr duty basis at night shift BOQ Calculation: Total days = 181 days Total Holidays = 3 days Total Days of duty = 181+3 = 184 days Total Manpower= 01 no. Total BOQ Qty. = 184x1 = 184 duties | Duties | 185 | 523 | Approved
Primarc Chambers | MARKETING | Housekeeping |  | WO/PCH/PC03/28 | Integrated Security Service | Housekeeping cum pantry boy | Providing 01 (one) no. Housekeeping cum pantry boy at Marketing Office BOQ Qty. Total days of contract = 181 days Holidays = 3 days Total days of duty = 181+3 = 184 Days | Duties | 184 | 456 | Approved
The Soul, Rajarhat | MARKETING | Housekeeping |  | WO/HR01/MKT01/124 | Secura Infra Services Pvt. Ltd. | Housekeeping boy 10 hr duty | Providing 02 nos. Housekeeping boy @10 hrs. duty basis at marketing office BOQ Qty. Total days of contract = 156 days; Total Holidays = 3 nos.; Total days of duty= 156+3 = 159 days; No. of Manpower = 02 nos.; Total BOQ Qty. = 159x2 = 318 duties | Duties | 335 | 545 | Approved
The Soul, Rajarhat | MARKETING | Housekeeping |  | WO/HR01/MKT01/124 | Secura Infra Services Pvt. Ltd. | Housekeeping 8.5 hr duty | Providing 01 no. Housekeeping boy @8.5 hrs. duty basis at for sample flat cleaning BOQ Qty. Total days of contract = 156 days; Total Holidays = 3 nos.; Total days of duty= 156+3 = 159 days; No. of Manpower = 01 no.; Total BOQ Qty. = 159x1 = 159 duties | Duties | 159 | 452 | Approved
The Ramdulari | OVERHEAD | Security Expenditure |  |  |  | security guard | Providing 01 no. security guard at night shift @12 hr duty basis from 18th January'2021 & another 01 no. security Guard at day shift @12 hr duty basis from 1st February' 2021 to 30th Jun' 2021 The rate is for full month @12 hr x 7 days working basis. Holidays as per approved holiday list shall be payable extra. BOQ Qty. is appx. 11 months for 2 heads. | Months |  |  | Approved
The Ramdulari | OVERHEAD | Security Expenditure |  | WO/RP/RP04/2 | Martinet Facility Management Services Pvt. Ltd. | security guard | Providing 01 no. security guard at night shift @12 hr duty basis from 18th January'2021 & another 01 no. security Guard at day shift @12 hr duty basis from 1st February' 2021 to 30th Jun' 2021 The rate is for full month @12 hr x 7 days working basis. Holidays as per approved holiday list shall be payable extra. BOQ Qty. is appx. 11 months for 2 heads. | Months | 11.5 | 15904 | Approved
The Soul, Rajarhat | BLOCK | Water Proofing |  | WO/HR01/BOK01/69 | Waterproof | Expansion Joint Treatment | Expansion Joint treatment at Horizontal & Vertical Surface (170mm) 1.Repairing of the Edges of the Expansion Joints: (Optional): If required, necessary repairs of the expansion joints edges has to be made with the help of structural grade polymer modified mortar Renderoc SP40 2. Surface Preparation: The surface where the epoxy adhesive Nitobond PC 40 has to be applied prior to placing of Expoband One, has to be free from dust, loose laitance and fungus or algae growth. The surface should be cleaned properly with wire brush to make sure of that. 3. Stage 1 - Membrane Preparation: Measure and cut the length of flexible expansion joint membrane Expoband One (2mm thick, 250 mm wide tape) to suit the joint onto which it is to be applied. Lay the Expoband One (2mm thick, 250 mm wide tape) red face upwards, on a clean surface and lightly buff the red face using an abrasive flap wheel, fitted to a standard electric drill. The membrane is ready when a matt finish is achieved. Clean the surface of the membrane with a brush followed by wiping with Fosroc Solvent 102. 4. Stage 2- Mixing and Adhesive Application: Transfer the entire contents of Part B of Nitobond PC40 adhesive into the Part A container and mix thoroughly using a slow speed drill and Fosroc paddle stirrer for 4 minutes, stopping to scrape down the sides of the container. When mixed, the adhesive should be a uniform grey color. Use masking tape at extremities and along center line of joint. Apply mixed Nitobond PC40 using a serrated spreader. Remove central masking tape immediately and position Expoband One membrane into the Nitobond PC40 adhesive. Roll firmly to displace trapped air and to ensure extrusion of Nitobond PC40 through the edge perforations. Apply a second layer of Nitobond PC40 to the full width of the top surface of membrane. Remove central release film from membrane. Finally remove outer edge masking tapes and feather edge the Nitobond PC40. 5. Placing of Back up Material along the Expansion Joint: Supply and Application of Back up Rod throughout expansion joint *Note: Chemical and Membrane properties as per TDS Work procedure attached in Annexure-I | RMT | 274 | 1640 | Approved
The Soul, Rajarhat | BLOCK | Water Proofing |  | WO/HR01/BOK01/69 | Waterproof | Protection Cover | Protection Cover: Supply and application of Shera board of size 300 mm wide (8mm thick) as protection over the laid Expoband one as protection where required with necessary drilling and screwing as per drawing and direction of EIC | RMT | 220 | 145 | Approved
The Soul, Rajarhat | BASEMENT WITH PODIUM | Water Proofing |  | WO/HR01/BP01/13 | Waterproof | Weep hole treatment at Basement (Dia. 110mm Depth 600mm) | Weep hole treatment at Basement (Dia. 110mm Depth 600mm) 1.Cleaning the bore properly. 2.Laying a shuttering material at base of bore. 3.Applying 1 bonding coat of Fosroc SBR latex. 4.Filling the hole with Fosroc Cencextra STD, free flow grouting compound upto 100mm down from top of bore. 5.Allow it to dry for 48 hrs. 6.Cleaning the raft area 300mm X 300mm (100mm Depth)/ as per attached drawing around bore by means of chipping, scrubbing etc. 7.Filling the balance 100mm with Fosroc Nitocote VF epoxy putty and spread it on raft as 300mm X 300mm panel around the bore as per attached drawing Work will be carried out as per direction of EIC DWG | Nos | 5 | 950 | Approved
Primarc Chambers | PRE-CONSTRUCTION PHASE | Test Pile |  | WO/PCH/PC02/9 | Drillers & Engineers, Kolkata (Calcutta) | Test Pile work | Test Pile work |  | 0 | 0 | Approved
Primarc Chambers | PRE-CONSTRUCTION PHASE | Test Pile |  | WO/PCH/PC02/9 | Drillers & Engineers, Kolkata (Calcutta) | 1 no. 600mm dia & 1 no 750mm dia bored cast in situ piles | All charges for Mobilisation & demobilisation of Rig, men and machinery to & fro site including other incidental expenses and boring, concreting and muck removal complete for 1 no. 600mm dia & 1 no 750mm dia bored cast in situ piles ( each of 40.0 mtr depth from EGL, for 600mm dia Pile capacity-140 MT, and for 750mm dia pile capcity- 200 MT) below GL RCC bored Test Pile by DMC method including the cost of RMC using M30 grade cement concrete with minium cement contents of 400 Kgs/cum in all conditions to carry safe working load not less than specified as per drawing and instruction of EIC. This scope of work include all charges for cutting, bending, binding and placing of reinforcement steel cages into the bore holes all complete but excluding cost of steel as per drawing and instruction of the EIC. | Lump Sum | 1 | 330000 | Approved
Primarc Chambers | PRE-CONSTRUCTION PHASE | Test Pile |  | WO/PCH/PC02/9 | Drillers & Engineers, Kolkata (Calcutta) | harges for Static Load Test on Cast-in-situ Pile | Charges for Static Load Test on Cast-in-situ Piles (For 600mm dia pile design Load -140 MT, Pile test load-350MT, Kentiledge load-437.50MT & for 750mm dia Pile Design Load-200MT, Pile Test load-500 MT, Kentiledge load-625 MT) will be done by concrete blocks including Mobilisation & De-mobilisation charges and preparation of Pile head taking necessary readings and submitting two copies of reports etc. as perdirection of Engineer in charge. | Lump Sum | 1 | 715000 | Approved
Primarc Chambers | MARKETING | Sample Office |  | WO/PCH/PC03/29 | Aesthetik Engineers Pvt. Ltd. | Balcony Railing | Balcony Railing |  | 0 | 0 | Approved
Primarc Chambers | MARKETING | Sample Office |  | WO/PCH/PC03/29 | Aesthetik Engineers Pvt. Ltd. | Glass railing with Laminated Glass | All Charges for Supply, Fabrication and Installation of Glass railing with Laminated Glass including supply & installation of inverted U-channel as per selection/ approved of following specifications: a) Glass-17.52 mm PVB Laminated with Clear glass b) Glass height- 1100 mm from FFL (Net height is 600 mm) including mobilization, transportation, machineries, tools & tackles all complete as per drawing/direction of EIC. | RMT | 3.26 | 8522 | Approved
Primarc Chambers | MARKETING | Sample Office |  | WO/PCH/PC03/29 | Aesthetik Engineers Pvt. Ltd. | Balcony railing Glass | All Charges for Supply and Installation of Balcony railing Glass change with following specifications: a) Glass-17.52 mm PVB Laminated with Clear glass b) Glass height- 1100 mm from FFL (Net height is 600 mm) including mobilization, transportation, machineries, tools & tackles all complete as per drawing/direction of EIC. | RMT | 8.17 | 3943.5 | Approved
Primarc Chambers | BLOCK | Civil | Sub & Super Structure Work | WO/PCH/PC01/5 | RAJ TRIMURTI INFRAPROJECT PVT. LTD. | Sub & Super Structure Work | Sub & Super Structure Work |  | 0 | 0 | Approved
Primarc Chambers | BLOCK | Civil | Sub & Super Structure Work | WO/PCH/PC01/5 | RAJ TRIMURTI INFRAPROJECT PVT. LTD. | shoring/sheet piling work (SQM) | All charges for doing shoring/sheet piling work for the protection of excavation to basement. The contractor shall furnish the detail design and drawing and the scheme for the excavation for approval and shall be responsible for the stability and the safety of the adjacent structures/roads etc. Payment shall be made on the contact area only and not for the Sheet driven into the soil. | Sq.Mtr. | 0 | 12460 | Approved
Primarc Chambers | BLOCK | Civil | Sub & Super Structure Work | WO/PCH/PC01/5 | RAJ TRIMURTI INFRAPROJECT PVT. LTD. | shoring/sheet piling work (TON) | All charges for doing shoring/sheet piling work for the protection of excavation to basement. The contractor shall furnish the detail design and drawing and the scheme for the excavation for approval and shall be responsible for the stability and the safety of the adjacent structures/roads etc. Payment shall be made on the actual weight of Sheet driven into the soil. | Ton | 0 | 26700 | Approved
Primarc Chambers | BLOCK | Civil | Sub & Super Structure Work | WO/PCH/PC01/5 | RAJ TRIMURTI INFRAPROJECT PVT. LTD. | All charges for Ballah shoring work | All charges for Providing & fixing Ballah shoring work with close plank or runner of specified size, framing ballah piling in double layer (6" dia upto 20 ft. long) ,strutting etc. include necessary Nut, Bolt, washer, or necessary all fittings, tools & tackle, machinery, for protection of excavation, also include lifting & removing of ballah driven, dressing the area, taking off ballah from site after removal all complete as per direction of Engineer-in-charge. | Nos | 1197 | 1379.5 | Approved
Primarc Chambers | BLOCK | Civil | Sub & Super Structure Work | WO/PCH/PC01/5 | RAJ TRIMURTI INFRAPROJECT PVT. LTD. | Bitumen Drum Sheet on Sal Ballah shoring work | Providing and fixing of Bitumen Drum Sheet on Sal Ballah shoring work with a minimum lap of 150 mm (both horizontal and vertical) including nails/ties as required to resist the ingress of sand in to the excavated area as per drawing and direction of Engineer-in-Charge. Payment shall be made on the contact area only. | Sq.Mtr. | 0 | 356 | Approved
Primarc Chambers | BLOCK | Civil | Sub & Super Structure Work | WO/PCH/PC01/5 | RAJ TRIMURTI INFRAPROJECT PVT. LTD. | Depth up to 1.5m | All charges for doing excavation in required profile in all type of soils in dry and wet condition for pile cap, raft or any other foundation of the proposed structure as per drawings or direction of PMC/Owner including dismantling of foundation (if any) made with brick, PCC, RCC, dressing of side, bottom, ramming of bottom, dewatering, shoring, strutting, diverting underground sewer line, water line, electrical line (if any) barricading the area providing caution board maintaining required slopes including all labour, materials, machinery, tools & tackles for all lead & lift as per drawing and direction of Engineer-in-Charge. Payment shall be made on as per concrete surface area of bottom (i.e bottom of PCC area). a) Depth up to 1.5m | Cum. | 1378.98 | 178 | Approved
Primarc Chambers | BLOCK | Civil | Sub & Super Structure Work | WO/PCH/PC01/5 | RAJ TRIMURTI INFRAPROJECT PVT. LTD. | Depth 1.5m to 3.0m | All charges for doing excavation in required profile in all type of soils in dry and wet condition for pile cap, raft or any other foundation of the proposed structure as per drawings or direction of PMC/Owner including dismantling of foundation (if any) made with brick, PCC, RCC, dressing of side, bottom, ramming of bottom, dewatering, shoring, strutting, diverting underground sewer line, water line, electrical line (if any) barricading the area providing caution board maintaining required slopes including all labour, materials, machinery, tools & tackles for all lead & lift as per drawing and direction of Engineer-in-Charge. Payment shall be made on as per concrete surface area of bottom (i.e bottom of PCC area). b) Depth 1.5m to 3.0m | Cum. | 947.63 | 200.25 | Approved
Primarc Chambers | BLOCK | Civil | Sub & Super Structure Work | WO/PCH/PC01/5 | RAJ TRIMURTI INFRAPROJECT PVT. LTD. | Depth 3.0 m to 4.5 m | All charges for doing excavation in required profile in all type of soils in dry and wet condition for pile cap, raft or any other foundation of the proposed structure as per drawings or direction of PMC/Owner including dismantling of foundation (if any) made with brick, PCC, RCC, dressing of side, bottom, ramming of bottom, dewatering, shoring, strutting, diverting underground sewer line, water line, electrical line (if any) barricading the area providing caution board maintaining required slopes including all labour, materials, machinery, tools & tackles for all lead & lift as per drawing and direction of Engineer-in-Charge. Payment shall be made on as per concrete surface area of bottom (i.e bottom of PCC area). c) Depth 3.0 m to 4.5 m | Cum. | 559.67 | 222.5 | Approved
Primarc Chambers | BLOCK | Civil | Sub & Super Structure Work | WO/PCH/PC01/5 | RAJ TRIMURTI INFRAPROJECT PVT. LTD. | Depth 4.5 m to 6.0 m | All charges for doing excavation in required profile in all type of soils in dry and wet condition for pile cap, raft or any other foundation of the proposed structure as per drawings or direction of PMC/Owner including dismantling of foundation (if any) made with brick, PCC, RCC, dressing of side, bottom, ramming of bottom, dewatering, shoring, strutting, diverting underground sewer line, water line, electrical line (if any) barricading the area providing caution board maintaining required slopes including all labour, materials, machinery, tools & tackles for all lead & lift as per drawing and direction of Engineer-in-Charge. Payment shall be made on as per concrete surface area of bottom (i.e bottom of PCC area). d) Depth 4.5 m to 6.0 m | Cum. | 141.11 | 244.75 | Approved
Primarc Chambers | BLOCK | Civil | Sub & Super Structure Work | WO/PCH/PC01/5 | RAJ TRIMURTI INFRAPROJECT PVT. LTD. | Depth 6.0 m to 7.5 m | All charges for doing excavation in required profile in all type of soils in dry and wet condition for pile cap, raft or any other foundation of the proposed structure as per drawings or direction of PMC/Owner including dismantling of foundation (if any) made with brick, PCC, RCC, dressing of side, bottom, ramming of bottom, dewatering, shoring, strutting, diverting underground sewer line, water line, electrical line (if any) barricading the area providing caution board maintaining required slopes including all labour, materials, machinery, tools & tackles for all lead & lift as per drawing and direction of Engineer-in-Charge. Payment shall be made on as per concrete surface area of bottom (i.e bottom of PCC area). e) Depth 6.0 m to 7.5 m | Cum. | 0 | 289.25 | Approved
Primarc Chambers | BLOCK | Civil | Sub & Super Structure Work | WO/PCH/PC01/5 | RAJ TRIMURTI INFRAPROJECT PVT. LTD. | All charges disposal of excavated earth | All charges disposal of excavated earth outside of the site premises as specified by statutory authorities under contractor’s own arrangement including all statutory sanction and royalties if any shall be paid by the contractor. | Cum. | 1274.04 | 89 | Approved
Primarc Chambers | BLOCK | Civil | Sub & Super Structure Work | WO/PCH/PC01/5 | RAJ TRIMURTI INFRAPROJECT PVT. LTD. | dismantling concrete in pile head projecting | All charges for dismantling concrete in pile head projecting above cut-off level & exposing the reinforcement bars, cleaning & straighting the same as per pile cap drawing and removing of the debris at designated dump yard out side of the site premises as specified by statutory authorities under contractor's own arrangement including all statutory sanction and royalties if any shall be paid by the contractor. If the dismantled material is not being advised Engineer-in-Charge to dispose it off, it shall be the property of the owner. a) for 600 mm dia pile | Cum. | 139.98 | 3382 | Approved
Primarc Chambers | BLOCK | Civil | Sub & Super Structure Work | WO/PCH/PC01/5 | RAJ TRIMURTI INFRAPROJECT PVT. LTD. | backfilling of excavated pit, trench etc. with inside/excavated earth | All charges for doing backfilling of excavated pit, trench etc. with inside/excavated earth in layer not exceeding 150mm in depth including watering, ramming, compacting, consolidating in deposited layer to achieve 95% Proctor Density and transportation of soil, all labour, materials, machinery, tools & tackles etc. for all lead & lift as per drawing and direction of Engineer-in-Charge. | Cum. | 636.75 | 133.5 | Approved
Primarc Chambers | BLOCK | Civil | Sub & Super Structure Work | WO/PCH/PC01/5 | RAJ TRIMURTI INFRAPROJECT PVT. LTD. | 250mm thick brick masonry with 2nd. class bricks | All charges for providing & constructing 250mm thick brick masonry with 2nd. class bricks in cement mortar 1:6 adequately soaked in water before use etc., for side shuttering of pile cap, foundation beam and raft slab including the cost of all material, labour, tools, tackles, scaffolding, curing etc. complete as per direction of Engineer-in-Charge and technical specification. (Cement would be supplied by the client free of cost, but subjected to reconciliation). | Cum. | 334.2 | 5518 | Approved
Primarc Chambers | BLOCK | Civil | Sub & Super Structure Work | WO/PCH/PC01/5 | RAJ TRIMURTI INFRAPROJECT PVT. LTD. | 125mm thick brick masonry with 2nd. class bricks | All charges for providing & constructing 125mm thick brick masonry with 2nd. class bricks in cement mortar 1:4 adequately soaked in water before use etc., for side shuttering of foundation beam and raft slab including the cost of all material, labour, tools, tackles, scaffolding, curing etc. complete as per direction of Engineer-in-Charge and technical specification. (Cement would be supplied by the client free of cost, but subjected to reconciliation). | Sq.Mtr. | 10.06 | 801 | Approved
Primarc Chambers | BLOCK | Civil | Sub & Super Structure Work | WO/PCH/PC01/5 | RAJ TRIMURTI INFRAPROJECT PVT. LTD. | All charges for laying 1:3:6 plain cement concrete (PCC) | All charges for laying 1:3:6 plain cement concrete (PCC) of required thickness below footings, rafts or any other location as specified in the drawing till Plinth level using 20 mm nominal size well-graded approved quality aggregate including vibrating / compacting, scaffolding as required establishing dewatering system by pumping / bailing out water, cleaning, preparing surfaces, junctions etc. including shuttering, curing complete as per direction of Engineer-in-Charge and technical specification. Source of concrete will be RMC. (RMC would be supplied by the client free of cost, but subjected to reconciliation). | Cum. | 111.05 | 1068 | Approved
Primarc Chambers | BLOCK | Civil | Sub & Super Structure Work | WO/PCH/PC01/5 | RAJ TRIMURTI INFRAPROJECT PVT. LTD. | single brick flat soling | All charges for providing and laying single brick flat soling of picked, jhama bricks below foundation floor, pile cap, tie beam etc.or any other location till Plinth level including ramming dressing and bringing to proper level and filling joints with sand including all materials, labour, tools and plants etc. complete as per specification, drawing and as per direction of Engineer-in-Charge. Below foundation | Sq.Mtr. | 1915.53 | 378.25 | Approved
Primarc Chambers | BLOCK | Civil | Sub & Super Structure Work | WO/PCH/PC01/5 | RAJ TRIMURTI INFRAPROJECT PVT. LTD. | centering and shuttering | All charges for providing, fabricating, erecting and fixing in position plained timber, plywood centering and shuttering true to line and level, including steel propping, staging, shuttering removal, applying shuttering oil, including required bracing, chamfering corners (of exposed edges) of beams, columns, walls etc. completeas per drawing and direction of Engineer-in-Charge. Rate shall also include removal and dismantling the aforesaid assembly after specified period complete at all depths and leads for all items, all profile and till Plinth level. | Sq.Mtr. | 2545.615 | 445 | Approved
Primarc Chambers | BLOCK | Civil | Sub & Super Structure Work | WO/PCH/PC01/5 | RAJ TRIMURTI INFRAPROJECT PVT. LTD. | M40/M30/M25/M20 grade reinforced cement concrete | All charges for laying M40/M30/M25/M20 grade reinforced cement concrete (excluding cost of shuttering & reinforcement) for all leads and for all items e.g. columns, beams, slabs, lintels, staircase, retaining wall, machine foundation, pockets etc. of all profile coming till Plinth level using 20 mm nominal size & down graded good quality aggregate as per design mix approved by PMC/Consultant including vibrating/compacting, curing, scaffolding as required establishing dewatering system by pumping / bailing out water, cleaning, preparing surfaces, junctions etc. including curing complete as per drawing and direction of Engineer-in-Charge. Cement concrete should have an ultimate crushing strength of not less than 400/300/250/200 Kg/sq.cm for Grade M40/M30/M25/M20 on 15cm X 15cm X 15cm cube at 28 days and source of concrete will be RMC. Special conditions:- Rates are quoted for all levels & heights. For material/cube testing, the contractor shall maintain QC lab, cube testing machine, sieves, slump cones, graduated cylinder, weight scales etc. in good working condition cost of which shall be included in the rate. (RMC would be supplied by the client free of cost, but subjected to reconciliation).The rates shall include the cost of plasticiser / super plasticiser of an approved brand to get the required workability/strength. The column beam junctions shall be with the grade of concrete as in column up to a distance of depth of beam in all directions & rate shall be inclusive of this. a) up to Plinth Level. | Cum. | 1741.24 | 1112.5 | Approved
Primarc Chambers | BLOCK | Civil | Sub & Super Structure Work | WO/PCH/PC01/5 | RAJ TRIMURTI INFRAPROJECT PVT. LTD. | steel reinforcement | All charges for fixing steel reinforcement (Tor Steel as per IS-1786, Fe 500) for RCC work including transporting, decoiling, straightening, removing loose rust, cutting, bending and placing for all profile and for all lead & lift till Plinth level and binding with 18 gauge annealed wire as per drawing and direction of Engineer-in-Charge. Payment of steel shall be made as per drawing and approved bar bending schedule with permissible laps and paid on the basis of the sectional weights of bar as per relevant I.S. Code. The rate shall include cost of binding wire, chairs, spacers, pins, cover blocks which will not be measured separately for payment. (Reinforcement would be supplied by the client free of cost, but subjected to reconciliation). a) up to Plinth Level. | MT | 175.55 | 6675 | Approved
Primarc Chambers | BLOCK | Civil | Sub & Super Structure Work | WO/PCH/PC01/5 | RAJ TRIMURTI INFRAPROJECT PVT. LTD. | miscellaneous structural works, | All charges for doing miscellaneous structural works, including supplying, preparation of fabrication drawings based on Consultants drawings, obtaining approval, fabrication, erections as per IS 800 etc complete for miscellaneous structural steel stairs, ladders, platforms, monorails, gratings, chequered plates, hand rails etc. coming upto Plinth level including surface preparation, cleaning, welding and applying one coat of zinc chromate primer as per drawing and direction of Engineer-in-Charge. | MT | 0 | 80100 | Approved
Primarc Chambers | BLOCK | Civil | Sub & Super Structure Work | WO/PCH/PC01/5 | RAJ TRIMURTI INFRAPROJECT PVT. LTD. | structural inserts | All charges for making structural inserts as per I.S. code, including supplying, fabricating, and installing in concrete coming till Plinth level with anchors in the form of rods or flats including necessary welding and applying one coat of zinc chromate primer as per drawing and direction of Engineer-in-Charge. | MT | 0 | 80100 | Approved
Primarc Chambers | BLOCK | Civil | Sub & Super Structure Work | WO/PCH/PC01/5 | RAJ TRIMURTI INFRAPROJECT PVT. LTD. | backfilling of excavated pit, trench etc. by good quality of filling sand free | All charges for doing backfilling of excavated pit, trench etc. by good quality of filling sand free (from silt, clay, mica, soil) in layer not exceeding 150mm in depth including watering, ramming, compaction and transportation of sand, all labour, materials, machinery, tools & tackles etc. for all lead & lift as per drawing and direction of Engineer-in-Charge. | Cum. | 366.22 | 1246 | Approved
Primarc Chambers | BLOCK | Civil | Sub & Super Structure Work | WO/PCH/PC01/5 | RAJ TRIMURTI INFRAPROJECT PVT. LTD. | making pockets | All charges for making pockets of various size and depth for machine foundations and other purpose for all level and location till Plinth level. | Nos | 0 | 267 | Approved
Primarc Chambers | BLOCK | Civil | Sub & Super Structure Work | WO/PCH/PC01/5 | RAJ TRIMURTI INFRAPROJECT PVT. LTD. | supplying, fabricating, fixing of MS bolt | All charges for supplying, fabricating, fixing of MS bolt of specified size along with nuts, washers & its other accessories for any purpose as per drawing and direction of Engineer-in-Charge. The rate shall include necessary welding work, making of templates and all other works required for perfect positioning of bolt. The rate quoted shall be in Kg and shall be applicable for all level. | MT | 0 | 80100 | Approved
Primarc Chambers | BLOCK | Civil | Sub & Super Structure Work | WO/PCH/PC01/5 | RAJ TRIMURTI INFRAPROJECT PVT. LTD. | a) 10mm | All charges for providing and fixing anchor fasteners of "HILTI" or "BOSCH" or similar approved make as per the manufacturers Specification of following dia for miscellaneous work till Plinth level including labour, material, scaffolding, gangway etc. involved for fixing anchor fasteners as per drawing and direction of Engineer-in-Charge. a) 10mm | Nos | 0 | 124.6 | Approved
Primarc Chambers | BLOCK | Civil | Sub & Super Structure Work | WO/PCH/PC01/5 | RAJ TRIMURTI INFRAPROJECT PVT. LTD. | b) 12mm | All charges for providing and fixing anchor fasteners of "HILTI" or "BOSCH" or similar approved make as per the manufacturers Specification of following dia for miscellaneous work till Plinth level including labour, material, scaffolding, gangway etc. involved for fixing anchor fasteners as per drawing and direction of Engineer-in-Charge. b) 12mm | Nos | 0 | 133.5 | Approved
Primarc Chambers | BLOCK | Civil | Sub & Super Structure Work | WO/PCH/PC01/5 | RAJ TRIMURTI INFRAPROJECT PVT. LTD. | c) 16mm | All charges for providing and fixing anchor fasteners of "HILTI" or "BOSCH" or similar approved make as per the manufacturers Specification of following dia for miscellaneous work till Plinth level including labour, material, scaffolding, gangway etc. involved for fixing anchor fasteners as per drawing and direction of Engineer-in-Charge. c) 16mm | Nos | 0 | 155.75 | Approved
Primarc Chambers | BLOCK | Civil | Sub & Super Structure Work | WO/PCH/PC01/5 | RAJ TRIMURTI INFRAPROJECT PVT. LTD. | d) 20mm | All charges for providing and fixing anchor fasteners of "HILTI" or "BOSCH" or similar approved make as per the manufacturers Specification of following dia for miscellaneous work till Plinth level including labour, material, scaffolding, gangway etc. involved for fixing anchor fasteners as per drawing and direction of Engineer-in-Charge. d) 20mm | Nos | 0 | 240.3 | Approved
Primarc Chambers | BLOCK | Civil | Sub & Super Structure Work | WO/PCH/PC01/5 | RAJ TRIMURTI INFRAPROJECT PVT. LTD. | a) 100mm dia M.S. pipe medium duty | Labour Charges for making holes and fixing M.S. sleeves of various dia in RCC surface for services or any other purpose aas per drawing and direction of Engineer-in-Charge till Plinth level and complete in all respect as per drawing and direction of Engineer-in-Charge. a) 100mm dia M.S. pipe medium duty | Nos | 0 | 311.5 | Approved
Primarc Chambers | BLOCK | Civil | Sub & Super Structure Work | WO/PCH/PC01/5 | RAJ TRIMURTI INFRAPROJECT PVT. LTD. | b) 150mm dia M.S. pipe medium duty | Labour Charges for making holes and fixing M.S. sleeves of various dia in RCC surface for services or any other purpose aas per drawing and direction of Engineer-in-Charge till Plinth level and complete in all respect as per drawing and direction of Engineer-in-Charge. b) 150mm dia M.S. pipe medium duty | Nos | 0 | 311.5 | Approved
Primarc Chambers | BLOCK | Civil | Sub & Super Structure Work | WO/PCH/PC01/5 | RAJ TRIMURTI INFRAPROJECT PVT. LTD. | c) 200mm dia M.S. pipe medium duty | Labour Charges for making holes and fixing M.S. sleeves of various dia in RCC surface for services or any other purpose aas per drawing and direction of Engineer-in-Charge till Plinth level and complete in all respect as per drawing and direction of Engineer-in-Charge. c) 200mm dia M.S. pipe medium duty | Nos | 0 | 400.5 | Approved
Primarc Chambers | BLOCK | Civil | Sub & Super Structure Work | WO/PCH/PC01/5 | RAJ TRIMURTI INFRAPROJECT PVT. LTD. | d) 300mm dia M.S. pipe medium duty | Labour Charges for making holes and fixing M.S. sleeves of various dia in RCC surface for services or any other purpose aas per drawing and direction of Engineer-in-Charge till Plinth level and complete in all respect as per drawing and direction of Engineer-in-Charge. d) 300mm dia M.S. pipe medium duty | Nos | 0 | 578.5 | Approved
Primarc Chambers | BLOCK | Civil | Sub & Super Structure Work | WO/PCH/PC01/5 | RAJ TRIMURTI INFRAPROJECT PVT. LTD. | a) 8mm dia | All charges for fixing reinforcement bars including drilling & chemical injection in the concrete surface till Plinth level as per the manufacturer's specification either Fischer or Hilti product. At least 10% of the reinforcement shall be tested by Pull Out test as per the instruction of Structural Consultant. The rate shall be inclusive of all labour, material, scaffolding, gangway etc. involved for rebar grouting however cost of reinforcement steel will be paid as per item a) 8mm dia | Nos | 0 | 71.2 | Approved
Primarc Chambers | BLOCK | Civil | Sub & Super Structure Work | WO/PCH/PC01/5 | RAJ TRIMURTI INFRAPROJECT PVT. LTD. | b) 10mm dia | All charges for fixing reinforcement bars including drilling & chemical injection in the concrete surface till Plinth level as per the manufacturer's specification either Fischer or Hilti product. At least 10% of the reinforcement shall be tested by Pull Out test as per the instruction of Structural Consultant. The rate shall be inclusive of all labour, material, scaffolding, gangway etc. involved for rebar grouting however cost of reinforcement steel will be paid as per item. b) 10mm dia | Nos | 0 | 106.8 | Approved
Primarc Chambers | BLOCK | Civil | Sub & Super Structure Work | WO/PCH/PC01/5 | RAJ TRIMURTI INFRAPROJECT PVT. LTD. | c) 12mm dia | All charges for fixing reinforcement bars including drilling & chemical injection in the concrete surface till Plinth level as per the manufacturer's specification either Fischer or Hilti product. At least 10% of the reinforcement shall be tested by Pull Out test as per the instruction of Structural Consultant. The rate shall be inclusive of all labour, material, scaffolding, gangway etc. involved for rebar grouting however cost of reinforcement steel will be paid as per item. c) 12mm dia | Nos | 0 | 133.5 | Approved
Primarc Chambers | BLOCK | Civil | Sub & Super Structure Work | WO/PCH/PC01/5 | RAJ TRIMURTI INFRAPROJECT PVT. LTD. | d) 16mm dia | All charges for fixing reinforcement bars including drilling & chemical injection in the concrete surface till Plinth level as per the manufacturer's specification either Fischer or Hilti product. At least 10% of the reinforcement shall be tested by Pull Out test as per the instruction of Structural Consultant. The rate shall be inclusive of all labour, material, scaffolding, gangway etc. involved for rebar grouting however cost of reinforcement steel will be paid as per item. d) 16mm dia | Nos | 0 | 267 | Approved
Primarc Chambers | BLOCK | Civil | Sub & Super Structure Work | WO/PCH/PC01/5 | RAJ TRIMURTI INFRAPROJECT PVT. LTD. | e) 20mm dia | All charges for fixing reinforcement bars including drilling & chemical injection in the concrete surface till Plinth level as per the manufacturer's specification either Fischer or Hilti product. At least 10% of the reinforcement shall be tested by Pull Out test as per the instruction of Structural Consultant. The rate shall be inclusive of all labour, material, scaffolding, gangway etc. involved for rebar grouting however cost of reinforcement steel will be paid as per item. e) 20mm dia | Nos | 0 | 445 | Approved
Primarc Chambers | BLOCK | Civil | Sub & Super Structure Work | WO/PCH/PC01/5 | RAJ TRIMURTI INFRAPROJECT PVT. LTD. | f) 25mm dia | All charges for fixing reinforcement bars including drilling & chemical injection in the concrete surface till Plinth level as per the manufacturer's specification either Fischer or Hilti product. At least 10% of the reinforcement shall be tested by Pull Out test as per the instruction of Structural Consultant. The rate shall be inclusive of all labour, material, scaffolding, gangway etc. involved for rebar grouting however cost of reinforcement steel will be paid as per item. f) 25mm dia | Nos | 0 | 534 | Approved
Primarc Chambers | BLOCK | Civil | Sub & Super Structure Work | WO/PCH/PC01/5 | RAJ TRIMURTI INFRAPROJECT PVT. LTD. | g) 28mm dia | All charges for fixing reinforcement bars including drilling & chemical injection in the concrete surface till Plinth level as per the manufacturer's specification either Fischer or Hilti product. At least 10% of the reinforcement shall be tested by Pull Out test as per the instruction of Structural Consultant. The rate shall be inclusive of all labour, material, scaffolding, gangway etc. involved for rebar grouting however cost of reinforcement steel will be paid as per item. g) 28mm dia | Nos | 0 | 712 | Approved
Primarc Chambers | BLOCK | Civil | Sub & Super Structure Work | WO/PCH/PC01/5 | RAJ TRIMURTI INFRAPROJECT PVT. LTD. | h) 32mm dia | All charges for fixing reinforcement bars including drilling & chemical injection in the concrete surface till Plinth level as per the manufacturer's specification either Fischer or Hilti product. At least 10% of the reinforcement shall be tested by Pull Out test as per the instruction of Structural Consultant. The rate shall be inclusive of all labour, material, scaffolding, gangway etc. involved for rebar grouting however cost of reinforcement steel will be paid as per item. h) 32mm dia | Nos | 0 | 890 | Approved
Primarc Chambers | BLOCK | Civil | Sub & Super Structure Work | WO/PCH/PC01/5 | RAJ TRIMURTI INFRAPROJECT PVT. LTD. | If the joint is 3 days old latex based bonding agent to be applied | All charges for doing treatment of construction joint till Plinth level before the fresh concreting is done by properly cleaning the joint, cutting it vertical and applying bonding agent as per manufacturers specifications and detail given below (provision of construction joint shall be as per drawing and direction of Engineer-in-Charge):a) If the joint is 3 days old latex based bonding agent to be applied | RMT | 0 | 89 | Approved
Primarc Chambers | BLOCK | Civil | Sub & Super Structure Work | WO/PCH/PC01/5 | RAJ TRIMURTI INFRAPROJECT PVT. LTD. | If the joint is more then 3 days old polymer based bonding agent to be applied | All charges for doing treatment of construction joint till Plinth level before the fresh concreting is done by properly cleaning the joint, cutting it vertical and applying bonding agent as per manufacturers specifications and detail given below (provision of construction joint shall be as per drawing and direction of Engineer-in-Charge):b)If the joint is more then 3 days old polymer based bonding agent to be applied | RMT | 0 | 178 | Approved
Primarc Chambers | BLOCK | Civil | Sub & Super Structure Work | WO/PCH/PC01/5 | RAJ TRIMURTI INFRAPROJECT PVT. LTD. | If the joint is more than the 15 days old Epoxy based bonding agent to be applied | All charges for doing treatment of construction joint till Plinth level before the fresh concreting is done by properly cleaning the joint, cutting it vertical and applying bonding agent as per manufacturers specifications and detail given below (provision of construction joint shall be as per drawing and direction of Engineer-in-Charge): c)If the joint is more than the 15 days old Epoxy based bonding agent to be applied | RMT | 35 | 267 | Approved
Primarc Chambers | BLOCK | Civil | Sub & Super Structure Work | WO/PCH/PC01/5 | RAJ TRIMURTI INFRAPROJECT PVT. LTD. | grouting of pockets, foundations etc | All charges for doing grouting of pockets, foundations etc. with approved grouting compound at all levels coming up to Plinth level including cleaning, vibrating, compacting, curing, scaffolding, tools & tackles, plant machinery as per drawing and direction of Engineer-in-Charge. | Cum. | 0 | 7120 | Approved
Primarc Chambers | BLOCK | Civil | Sub & Super Structure Work | WO/PCH/PC01/5 | RAJ TRIMURTI INFRAPROJECT PVT. LTD. | dismantling of brick work | All charges for doing dismantling of brick work of all thickness & of all mortar ratio along with its plaster & other finishes to incorporate changes & revisions of drawings/design or as per drawing and direction of Engineer-in-Charge including barricading the area, providing caution board, separating useable material, non useable material & debris, all labour, materials, plant & machinery, tools & tackles etc. for all lead & lift, for all level including maintaining dump yard for all dismantled material within the specified lines and levels as per drawing and direction of Engineer-in-Charge and subsequently if being directed by Engineer-in-Charge, disposing full or part of the dismantled material & its debris at designated dump yard outside of the site premises as specified by statutory authorities under contractor’s own arrangement including all statutory sanction and royalties if any shall be paid by the contractor. If the dismantled material is not being advised by Engineer-in-Charge to dispose it off, it shall be the property of the Owner. | Cum. | 0 | 1335 | Approved
Primarc Chambers | BLOCK | Civil | Sub & Super Structure Work | WO/PCH/PC01/5 | RAJ TRIMURTI INFRAPROJECT PVT. LTD. | dismantling of cement concrete | All charges for doing dismantling of cement concrete of all thickness and grade to incorporate changes & revisions of drawings/design or as per drawing and direction of Engineer-in-Charge including barricading the area, providing caution board, all labour, materials, plant & machinery, tools & tackles etc. for all lead & lift, for all level including maintaining dump yard for debris within the specified lines and levels as per drawing and direction of Engineer-in-Charge and subsequently if being directed by Engineer-in-Charge, disposing full or part of the dismantled material & its debris at designated dump yard outside of the site premises as specified by statutory authorities under contractor’s own arrangement including all statutory sanction and royalties if any shall be paid by the contractor. If the dismantled material is not being advised by Engineer-in-Charge to dispose it off, it shall be the property of the Owner. | Cum. | 0 | 1780 | Approved
Primarc Chambers | BLOCK | Civil | Sub & Super Structure Work | WO/PCH/PC01/5 | RAJ TRIMURTI INFRAPROJECT PVT. LTD. | dismantling of reinforced cement concrete | All charges for doing dismantling of reinforced cement concrete of all thickness and grade to incorporate changes & revisions of drawings/design or as per drawing and direction of Engineer-in-Charge including barricading the area, providing caution board, cutting of reinforcement steel of the concrete, separating reinforcement steel & debris, all labour, materials, plant & machinery, tools & tackles etc. for all lead & lift, for all level including maintaining dump yard for debris & stacking reinforcement dia wise within the specified lines and levels to the entire satisfaction of Engineer-in-Charge and subsequently if being directed by Engineer-in-Charge, disposing debris at designated dump yard outside of the site premises as specified by statutory authorities under contractor’s own arrangement including all statutory sanction and royalties if any shall be paid by the contractor. If the dismantled material is not being advised by Engineer-in-Charge to dispose it off, it shall be the property of the Owner however reinforcement steel of dismantled concrete shall be always the property of the Owner. | Cum. | 0 | 2670 | Approved
The Soul, Rajarhat | PRE-CONSTRUCTION PHASE | Site Office | Civil and Finishing Work of Site Office | WO/HR01/PCE01/37 | SMART COOLING | AC Shifting (Porta Cabin to T-01 Site office) | AC Shifting (Porta Cabin to T-01 Site office) |  | 0 | 0 | Approved
The Soul, Rajarhat | PRE-CONSTRUCTION PHASE | Site Office | Civil and Finishing Work of Site Office | WO/HR01/PCE01/37 | SMART COOLING | Split AC Dismantling | Charges for Split AC Dismantling | Nos | 3 | 500 | Approved
The Soul, Rajarhat | PRE-CONSTRUCTION PHASE | Site Office | Civil and Finishing Work of Site Office | WO/HR01/PCE01/37 | SMART COOLING | Tower AC Dismantling | Charges for Tower AC Dismantling | Nos | 1 | 600 | Approved
The Soul, Rajarhat | PRE-CONSTRUCTION PHASE | Site Office | Civil and Finishing Work of Site Office | WO/HR01/PCE01/37 | SMART COOLING | Split AC Installation | Charges for Split AC Installation | Nos | 4 | 900 | Approved
The Soul, Rajarhat | PRE-CONSTRUCTION PHASE | Site Office | Civil and Finishing Work of Site Office | WO/HR01/PCE01/37 | SMART COOLING | Tower AC Installation | Charges for Tower AC Installation | Nos | 1 | 1780 | Approved
The Soul, Rajarhat | PRE-CONSTRUCTION PHASE | Site Office | Civil and Finishing Work of Site Office | WO/HR01/PCE01/37 | SMART COOLING | Copper line with Isolation Cover | Charges for Copper line with Isolation Cover and electric cable with lapping as per direction of EIC | Rft | 85 | 182 | Approved
The Soul, Rajarhat | PRE-CONSTRUCTION PHASE | Site Office | Civil and Finishing Work of Site Office | WO/HR01/PCE01/37 | SMART COOLING | Gas Refilling | Charges for Gas refilling (R32/R22) | Nos | 5 | 1000 | Approved
SOUTHWINDS PROJECT LLP (PHASE - III & IV) | COMMON INFRASTRUCTURE - PHASE III & IV | Boundary Wall |  | WO/SP34/CI34/23 | Dipankar Sarkar | GI double twisted barbed wire fencing | Charges for supplying & fixing of GI double twisted barbed wire fencing at boundary wall for Phase- 3 & 4 as pre B.O.Q & direction of EIC. |  | 0 | 0 | Approved
SOUTHWINDS PROJECT LLP (PHASE - III & IV) | COMMON INFRASTRUCTURE - PHASE III & IV | Boundary Wall |  | WO/SP34/CI34/23 | Dipankar Sarkar | Block-11&12 | "Charges of Fencing work for Block-11&12 with ""I"" shaped angle iron post (50 x 50 x 6 mm - Length-750 mm / nos-Total no approx.- 122 nos ) placed at required distance ( 3 mtr to 3.5 mtr interval or as directed by the EIC as per site condition) embedded in RCC columns of existing boundary wall, last but one end post and corner post shall be strutted on both sides and end post on one side only, using GI Double twisted type barbed wire ( 12 SWG ) , between the two posts fitted and fixed with at least 5 nos horizontal GI Double twisted type barbed wire ( 12 SWG ), G.I Staples, turn buckles etc. all complete.The rate is inclusive of all materials, red oxide primer applying on angel , labour, scaffolding, if required while fixing the wire or embedding the post , dismantling of top of boundary wall where angle to be embedded etc. all except Cement for embedding of angles. Cement would be supplied by the Employer free of cost but subjected to reconciliation. " | RMT | 368.76 | 182 | Approved
SOUTHWINDS PROJECT LLP (PHASE - III & IV) | COMMON INFRASTRUCTURE - PHASE III & IV | Boundary Wall |  | WO/SP34/CI34/23 | Dipankar Sarkar | Block-14/15/16 & MLCP | "Charges of Fencing work for Block-14/15/16 & MLCP with ""I"" shaped angle iron post (50 x 50 x 6 mm - Length-750 mm / nos-Total no approx.- 280 nos ) placed at required distance ( 3 mtr to 3.5 mtr interval or as directed by the EIC as per site condition) embedded in RCC columns of existing boundary wall, last but one end post and corner post shall be strutted on both sides and end post on one side only, using GI Double twisted type barbed wire ( 12 SWG ) , between the two posts fitted and fixed with at least 5 nos horizontal GI Double twisted type barbed wire ( 12 SWG ), G.I Staples, turn buckles etc. all complete. The rate is inclusive of all materials, red oxide primer applying on angel ,labour, scaffolding if required while fixing the wire or embedding the post , dismantling of top of boundary wall where angle to be embedded etc. all except Cement for embedding of angles. Cement would be supplied by the Employer free of cost but subjected to reconciliation. " | RMT | 728.45 | 182 | Approved
Primarc Chambers | COMMON INFRASTRUCTURE | Consultancy Charges | GREEN BUILDING CONSULTANT | WO/PCH/PC04/7 | Kamal Cogent Energy Pvt. Ltd. | Consultancy charges for IGBC Green NB Facilitation | Consultancy charges for IGBC Green NB Facilitation, Energy Modeling, Daylight Modeling, Building Equipement and systems Commissioning for our Project premises at Primarc Chambers project (Near Ruby,Kolkata) for Gold Rating. | Lump Sum | 1 | 300000 | Approved
The Ramdulari | PRE-CONSTRUCTION PHASE | Site Office | Civil and Finishing Work of Site Office | WO/RP/RP01/13 | PROTECH ENGINEERS | Modification & Fixing of existing Main Gate | Modification & Fixing of existing Two nos. Main Gate with one coat of Red oxide primer, include of material, labour , machineries, tools & tackles, loading-unloading, all complete as per direction of Engineer-In-Charge. | Lump Sum | 1 | 14000 | Approved
The Soul, Rajarhat | BLOCK | Signages and Art Work |  | WO/HR01/BOK01/70 | INFOSIGN SYSTEMS PVT. LTD. | Signage work at Block-A, Tower-05, 1st Floor | Signage work at Block-A, Tower-05, 1st Floor Location: Lift lobby |  | 0 | 0 | Approved
The Soul, Rajarhat | BLOCK | Signages and Art Work |  | WO/HR01/BOK01/70 | INFOSIGN SYSTEMS PVT. LTD. | In case of Fire, Don't use lift | Signage Type: In case of Fire, Don't use lift Exact location: In middle of two lifts Width (mm): 304.8 Height (mm): 304.8 Specification: Latex print on Auto-glow vinyl pasted on ACP Sheet | Nos | 1 | 450 | Approved
The Soul, Rajarhat | BLOCK | Signages and Art Work |  | WO/HR01/BOK01/70 | INFOSIGN SYSTEMS PVT. LTD. | Floor Number | Signage Type:Floor Number Exact location: GF 1st Floor Width (mm): 203.2 Height (mm): 203.2 Specification: Vinyl cut graphics | Nos | 2 | 1500 | Approved
The Soul, Rajarhat | BLOCK | Signages and Art Work |  | WO/HR01/BOK01/70 | INFOSIGN SYSTEMS PVT. LTD. | Electrical Shaft | Signage Type:Electrical Shaft Exact location: 1 st Floor Width (mm): 304.8 Height (mm): 101.6 Specification: Latex print on Auto-glow vinyl pasted on ACP Sheet | Nos | 1 | 225 | Approved
The Soul, Rajarhat | BLOCK | Signages and Art Work |  | WO/HR01/BOK01/70 | INFOSIGN SYSTEMS PVT. LTD. | ELV & Fire-FDA Shaft | Signage Type: ELV & Fire-FDA Shaft Exact location: 1 st Floor Width (mm): 304.8 Height (mm): 101.6 Specification: Latex print on Auto-glow vinyl pasted on ACP Sheet | Nos | 1 | 225 | Approved
The Soul, Rajarhat | BLOCK | Signages and Art Work |  | WO/HR01/BOK01/70 | INFOSIGN SYSTEMS PVT. LTD. | Spare Shaft | Signage Type: Spare Shaft Exact location: 1 st Floor Width (mm): 304.8 Height (mm): 101.6 Specification: Latex print on Auto-glow vinyl pasted on ACP Sheet | Nos | 1 | 225 | Approved
The Soul, Rajarhat | BLOCK | Signages and Art Work |  | WO/HR01/BOK01/70 | INFOSIGN SYSTEMS PVT. LTD. | PHE Shaft | Signage Type: PHE Shaft Exact location: 1 st Floor Width (mm): 304.8 Height (mm): 101.6 Specification: Latex print on Auto-glow vinyl pasted on ACP Sheet | Nos | 1 | 225 | Approved
The Soul, Rajarhat | BLOCK | Signages and Art Work |  | WO/HR01/BOK01/70 | INFOSIGN SYSTEMS PVT. LTD. | Unit Number | Signage Type: Unit Number Exact location: 1 st Floor lobby unit no 1 to 6 Width (mm): 152.4 Height (mm): 101.6 Specification: Vinyl cut graphics duly pasted on 0.8 mm stainless steel plate | Nos | 6 | 575 | Approved
The Soul, Rajarhat | BLOCK | Signages and Art Work |  | WO/HR01/BOK01/70 | INFOSIGN SYSTEMS PVT. LTD. | Fire Exit | Signage Type: Fire Exit Exact location: 1 st Floor Width (mm): 304.8 Height (mm): 152.4 Specification: Latex print on Auto-glow vinyl pasted on ACP Sheet | Nos | 2 | 225 | Approved
The Soul, Rajarhat | PRE-CONSTRUCTION PHASE | Borewell Installation |  | WO/HR01/PCE01/38 | D.S.P Pumps | 6 H.P Pump with drawing; Pump repair and installation | 6 H.P Pump with drawing; Pump repair and installation A. Motor repairing: 1. Winding Coil 1 set 2. Bush 4 Nos 3. Shaft Machining 1 No 4. Thirst Plate 1 No 5. Oil Seal 2 Nos. B. Pump 1. Impeller 6 Nos 2. Diffuser 6 Nos 3. Top Bush 1 No 4. Top Sleeve Bush 1 No 5. Labour charges for motor winding pump repair charges C. Extra material: 1. 2"X12" GI Short piece (H) 2. 2" GI Socket (H) 3. Up & Down transportation (Client Pump) D. Labour charges 1. Withdrawing of Client submersible pump motor set 2. Installation of Hiring Submersible pump motor set 3. Withdrawing of Hiring Submersible pump motor set 4. Installation of Client submersible pump motor set 5. Hiring charges of standby pump 6. Transportation charges All material under contractor Scope | Lump Sum | 1 | 21000 | Approved
Primarc Chambers | PRE-CONSTRUCTION PHASE | Site Office |  | WO/PCH/PC02/10 | GAZI CONSTRUCTION | Dismantling of Misc. structure at site | All charges for dismantling of existing structure at site premises for Brickwork, PCC work & RCC work including Labour, Breaking equipment, Machineries, Tools & Tackles all complete as per direction of Engineer-In-Charge. [Note: Debris to shifted in backside of Project] | Lump Sum | 1 | 30000 | Approved
The Ramdulari | MARKETING | Civil |  | WO/RP/RP05/4 | NEW L. N. CONSTRUCTION | 250MM THICK BRICK WORK (1:6): | 250MM THICK BRICK WORK (1:6): All Charges for providing and erecting of 250mm thk brick work with 1st class bricks for walls of specified thickness in Sand cement mortar (6:1) including the cost of all material, labour, tools, tackles, necessary chipping, hacking, applying cement slurry scaffolding, curing etc. complete as per direction of Engineer-in-Charge. (Only Cement will be supplied by Client) | Cum. | 1.401 | 6912 | Approved
The Ramdulari | MARKETING | Civil |  | WO/RP/RP05/4 | NEW L. N. CONSTRUCTION | 20MM THICK CEMENT PLASTER | 20MM THICK CEMENT PLASTER: All charges for Providing and applying external plaster of 20 mm. thick in two layers with sand and cement mortar (6:1) including making grooves, rounding off or chamfering corners as directed and raking out joints or roughening of concrete surface & threading nosing and drip course where necessary including scaffolding, curing, complete as per direction of Engineer-in-charge. (Only Cement will be supplied by Client) | Sq.Mtr. | 21.29 | 226 | Approved
The Ramdulari | MARKETING | Civil |  | WO/RP/RP05/4 | NEW L. N. CONSTRUCTION | DISPOSAL OF DISMANTLED DEBRIS: | DISPOSAL OF DISMANTLED DEBRIS: All charges disposal of dismantal debris outside of the site premises as specified by statutory authorities under contractor’s own arrangement including all statutory sanction and royalties if any shall be paid by the contractor. | Cum. | 35.682 | 250 | Approved
The Ramdulari | MARKETING | Civil |  | WO/RP/RP05/4 | NEW L. N. CONSTRUCTION | Hire JCB | Hire Charges for JCB at site as per direction of Engineer-In-Charge. | hrs. | 10.5 | 900 | Approved
Primarc Chambers | BLOCK | Civil | Sub & Super Structure Work | WO/PCH/PC01/5 | RAJ TRIMURTI INFRAPROJECT PVT. LTD. | centering and shuttering -above plinth | All charges for providing, fabricating, erecting and fixing in position plained timber, plywood centering and shuttering true to line and level, including making provision for cut out (plan area of cut out shall be paid as per provision of relevant IS code) steel propping, staging of required height, shuttering removal, applying shuttering oil, including required bracing, chamfering corners (of exposed edges) of beams, columns, walls, mullion post (if any) etc. complete as per drawing and direction of Engineer-in-Charge. Rate shall include removal and dismantling the aforesaid assembly after specified period complete at all levels and leads for all items e.g. columns, beams, slabs, lintels, staircase, wall etc. of all profile coming above Plinth level. | Sq.Mtr. | 36972 | 489.5 | Approved
Primarc Chambers | BLOCK | Civil | Sub & Super Structure Work | WO/PCH/PC01/5 | RAJ TRIMURTI INFRAPROJECT PVT. LTD. | 1:3:6 plain cement concrete (PCC) | All charges for providing & laying 1:3:6 plain cement concrete (PCC) of required thickness at all levels and leads coming above Plinth level using 20 mm nominal size well-graded approved quality aggregate including vibrating / compacting, scaffolding as required establishing dewatering system by pumping / bailing out water, cleaning, preparing surfaces, junctions etc. including shuttering, curing complete as per drawing and direction of Engineer-in-Charge. Source of concrete will be RMC. (RMC would be supplied by the client free of cost, but subjected to reconciliation). | Cum. | 0 | 1068 | Approved
Primarc Chambers | BLOCK | Civil | Sub & Super Structure Work | WO/PCH/PC01/5 | RAJ TRIMURTI INFRAPROJECT PVT. LTD. | M40/M30/M25/M20 grade Reinforced cement concrete-above plinth | All charges for laying M40/M30/M25/M20 grade cement concrete/reinforced cement concrete (excluding cost of shuttering & reinforcement) at all levels and leads for all items e.g. columns, beams, slabs, lintels, staircase, wall, pockets etc. of all profile coming above Plinth level using 20 mm nominal size & down graded good quality aggregate as per design mix approved by PMC/Consultant including vibrating / compacting, curing, scaffolding as required, dewatering (if any), cleaning, preparing surfaces, junctions etc. including curing complete as per drawing and direction of Engineer-in-Charge. Cement concrete should have an ultimate crushing strength of not less than 400/300/250/200 Kg/sq.cm for Grade M40/M30/M25/M20 on 15cm X 15cm X 15cm cube at 28 days and source of concrete will be RMC. Special conditions:- Rates are quoted for all levels & heights. For material/cube testing, the contractor shall maintain QC lab, cube testing machine, sieves, slump cones, graduated cylinder, weight scales etc. in good working condition cost of which shall be included in the rate. (RMC would be supplied by the client free of cost, but subjected to reconciliation). The rate shall include the cost of plasticiser / super plasticiser of an approved brand to get the required workability / strength. The column beam junctions shall be with the grade of concrete as in column up to a distance of depth of beam in all directions & rate shall be inclusive of this. | Cum. | 6835 | 1157 | Approved
Primarc Chambers | BLOCK | Civil | Sub & Super Structure Work | WO/PCH/PC01/5 | RAJ TRIMURTI INFRAPROJECT PVT. LTD. | steel reinforcement-above plinth | All charges for fixing steel reinforcement (Tor Steel as per IS-1786, Fe 500) for RCC work including transporting, decoiling, straightening, removing loose rust, cutting, bending and placing for all profile and for all lead & lift above Plinth level and binding with 18 gauge annealed wire as per drawing and direction of Engineer-in-Charge. Payment of steel shall be made as per drawing and approved bar bending schedule with permissible laps and paid on the basis of the sectional weights of bar as per relevant I.S. Code. The rate shall include cost of binding wire, chairs, spacers, pins, cover blocks which will not be measured separately for payment.(Steel would be supplied by the client free of cost, but subjected to reconciliation). | MT | 1200.67 | 8010 | Approved
Primarc Chambers | BLOCK | Civil | Sub & Super Structure Work | WO/PCH/PC01/5 | RAJ TRIMURTI INFRAPROJECT PVT. LTD. | Insert Plate | Providing and Fixing of Insert Plate (150 X 100 X 10 mm) at Balcony Projection for fixing of Outdoor Door Unit of A.C as per direction of Engineer-in-Charge. | Nos | 0 | 267 | Approved
Primarc Chambers | BLOCK | Civil | Sub & Super Structure Work | WO/PCH/PC01/5 | RAJ TRIMURTI INFRAPROJECT PVT. LTD. | AC Sleeves and Fire Sleeves | Fixing of AC Sleeves and Fire Sleeves as per drawing and as per direction of Engineer-in-Charge. AC Sleeves and Fire Sleeves would be supplied by the client free of cost, but subjected to reconciliation. | Nos | 0 | 178 | Approved
Primarc Chambers | BLOCK | Civil | Sub & Super Structure Work | WO/PCH/PC01/5 | RAJ TRIMURTI INFRAPROJECT PVT. LTD. | 1:2:4 Screed Concrete | Providing and laying 1:2:4 Screed Concrete at Roof lvl over the water proofing coating, of average thickness 65mm, including all lead and lift of the material at terrace level including curing in all respect as per drawing , specification, under supervision of Water Proofing agency and direction of Engineer-in-Charge. The quoted rate also include the cost of levelling of top surface as per ridge line and lvl as mentioned in drawing. Cement would be supplied by the client free of cost, but subjected to reconciliation. | Sq.Mtr. | 0 | 311.5 | Approved
Primarc Chambers | BLOCK | Civil | Sub & Super Structure Work | WO/PCH/PC01/5 | RAJ TRIMURTI INFRAPROJECT PVT. LTD. | IPS (Indian patent stone) | Charges for IPS (Indian patent stone) flooring work including skirting, of average 40 mm thickness, using cement concrete 1:2:4 (1 cement:2 coarse sand: 4 graded stone aggregates of 10 mm) , finished with a floating coat of neat cement, on treads, riser and landing of staircase in Block I ( (Stair 1 and 2) including skirting of average 100 mm height , at any floor and level ( except Ground and 1st Floor). The base concrete surface shall be thoroughly chipped to remove laitance, loose sand, dirt etc. cleaned with wire brush before laying the concrete. The rate is inclusive of labour, tools and tackles, all lead and lift , curing, necessary formwork if required etc. all complete. Cement would be supplied by the client free of cost, but subjected to reconciliation. | Sq.Mtr. | 0 | 315.95 | Approved
Primarc Chambers | BLOCK | Civil | Sub & Super Structure Work | WO/PCH/PC01/5 | RAJ TRIMURTI INFRAPROJECT PVT. LTD. | M.S Angle | Charges for Providing and Fixing M.S Angle 25x25x3 mm to act as Nosing at the edges of the steps of Staircase in Block I, including drilling holes ( minimum 3 nos) on the steps where angle needs to be fixed and then fixing the same by inserting 10mm dia rod into the holes and welding with the angle, applying a priming cost of approved primer on exposed surface, at any floor and level . The rate is inclusive of all materials, tools and tackles, all lead and lift etc. all complete. | Kg | 0 | 106.8 | Approved
Primarc Chambers | BLOCK | Civil | Sub & Super Structure Work | WO/PCH/PC01/5 | RAJ TRIMURTI INFRAPROJECT PVT. LTD. | Pile Built-up | Charges of Concreting work for Pile Built-up as per drawing and direction of Engineer-in-Charge (Cement would be supplied by client, but subjected to reconciliation) | Cum. | 0 | 5073 | Approved
Primarc Chambers | BLOCK | Civil | Sub & Super Structure Work | WO/PCH/PC01/5 | RAJ TRIMURTI INFRAPROJECT PVT. LTD. | Neat cement finish | Providing and laying of Neat cement finish over plastered surface (cement not more than 2.75 kg/sqm.) as per drawing and direction of Engineer-in-Charge. (Cement would be supplied by the client free of cost, but subjected to reconciliation.) | Sq.Mtr. | 0 | 89 | Approved
Primarc Chambers | BLOCK | Civil | Sub & Super Structure Work | WO/PCH/PC01/5 | RAJ TRIMURTI INFRAPROJECT PVT. LTD. | Door frame fixing | Labour charges for Door frame fixing including supply & fixing by Ms hold fast /Anchor fastener adjacent to Brick surface including concrete grouting with at any Level as per drawing and direction of Engineer-in-charge. (Door frame would be supplied by client, but subjected to reconciliation.) | Nos | 170 | 445 | Approved
Primarc Chambers | BLOCK | Civil | Sub & Super Structure Work | WO/PCH/PC01/5 | RAJ TRIMURTI INFRAPROJECT PVT. LTD. | Making V Groove line | Making V Groove line ( above 12 mm wide and 12 mm deep) in plaster surface at any floor and level as per drawing and direction of Engineer-in-Charge. | RMT | 0 | 71.2 | Approved
Primarc Chambers | BLOCK | Civil | Sub & Super Structure Work | WO/PCH/PC01/5 | RAJ TRIMURTI INFRAPROJECT PVT. LTD. | H.B netting | Providing and fixing of approved H.B netting in every 3rd layers in 125 mm thick brick work at any floor and level as per drawing and direction of Engineer-in-Charge. | Sq.Mtr. | 3627.5 | 7.1 | Approved
Primarc Chambers | BLOCK | Civil | Sub & Super Structure Work | WO/PCH/PC01/5 | RAJ TRIMURTI INFRAPROJECT PVT. LTD. | Fibre Chicken Wire Mesh | Charges for providing and fixing of Fibre Chicken Wire Mesh at concrete and brickwork joint before applying inside plaster and as per the direction of EIC, at any floor and level as per drawing and direction of Engineer-in-Charge. | RMT | 30970 | 35.6 | Approved
Primarc Chambers | BLOCK | Civil | Sub & Super Structure Work | WO/PCH/PC01/5 | RAJ TRIMURTI INFRAPROJECT PVT. LTD. | Fibre Chicken Wire Mesh | Charges for providing and fixing of Fibre Chicken Wire Mesh at concrete and brickwork joint before applying outside plaster and as per drawing and direction of EIC, at any floor and level. | RMT | 6926.1 | 40.05 | Approved
Primarc Chambers | BLOCK | Civil | Sub & Super Structure Work | WO/PCH/PC01/5 | RAJ TRIMURTI INFRAPROJECT PVT. LTD. | 200 mm and 125 mm for Brick work by AAC block | Providing & fixing of RCC band for 200 mm and 125 mm for Brick work by AAC block at any level. (Cement & Reinforcement shall be provided by client, but subject to reconciliation) | RMT | 0 | 249.2 | Approved
Primarc Chambers | BLOCK | Civil | Sub & Super Structure Work | WO/PCH/PC01/5 | RAJ TRIMURTI INFRAPROJECT PVT. LTD. | P.C.C (1:4:8) by site mix concrete | Charges for providing & laying of P.C.C (1:4:8) by site mix concrete 25 mm and down sized , screened and washed well graded stone chips excluding shuttering, consolidation complete in all respect as per drawing, specification and direction of EIC. (Cement would be supplied by the client, but subjected to reconciliation.) | Cum. | 0 | 4895 | Approved
Primarc Chambers | BLOCK | Civil | Sub & Super Structure Work | WO/PCH/PC01/5 | RAJ TRIMURTI INFRAPROJECT PVT. LTD. | R.C.C (1:2:4) by site mix concrete | Charges for providing & laying of R.C.C (1:2:4) by site mix concrete 25 mm and down sized , screened and washed well graded stone chips excluding shuttering, consolidation complete in all respect as per drawing, specification and direction of EIC. (Cement & Steel would be supplied by the client, but subjected to reconciliation.) | Cum. | 49.8 | 5073 | Approved
Primarc Chambers | BLOCK | Civil | Sub & Super Structure Work | WO/PCH/PC01/5 | RAJ TRIMURTI INFRAPROJECT PVT. LTD. | Rung ladder | Labour charges for fixing of Rung ladder in proper line at any level with supply of all tool tackles & machineries as per drawing & direction of EIC | Nos | 48 | 222.5 | Approved
Primarc Chambers | BLOCK | Civil | Sub & Super Structure Work | WO/PCH/PC01/5 | RAJ TRIMURTI INFRAPROJECT PVT. LTD. | Puddle flange | Labour charges for fixing of Puddle flange in proper line at any level with supply of all tool tackles & machineries as per drawing & direction of EIC | Nos | 22 | 445 | Approved
Primarc Chambers | BLOCK | Civil | Sub & Super Structure Work | WO/PCH/PC01/5 | RAJ TRIMURTI INFRAPROJECT PVT. LTD. | fixing of manhole | Labour charges for fixing of manhole with proper line level as per direction of EIC. | Nos | 6 | 890 | Approved
Primarc Chambers | BLOCK | Civil | Sub & Super Structure Work | WO/PCH/PC01/5 | RAJ TRIMURTI INFRAPROJECT PVT. LTD. | Plaster Band | Providing and Labour charges of Plaster Band 100 mm X 10 mm at 1st floor level along external face of the building including MS pipe, scaffolding, curing etc. etc. all complete. , at any floor and level as per drawing and direction of Engineer-in-Charge. (Cement would be supplied by the client, but subjected to reconciliation.) | RMT | 0 | 89 | Approved
Primarc Chambers | BLOCK | Civil | Sub & Super Structure Work | WO/PCH/PC01/5 | RAJ TRIMURTI INFRAPROJECT PVT. LTD. | Charges for Carpenter and Fitter | Charges for Carpenter and Fitter for misc. work as per direction of Engineer-in-Charge | Nos | 0 | 489.5 | Approved
Primarc Chambers | BLOCK | Civil | Sub & Super Structure Work | WO/PCH/PC01/5 | RAJ TRIMURTI INFRAPROJECT PVT. LTD. | Charges for Mason | Charges for Mason for misc. work as per direction of Engineer-in-Charge. | Nos | 179.5 | 489.5 | Approved
Primarc Chambers | BLOCK | Civil | Sub & Super Structure Work | WO/PCH/PC01/5 | RAJ TRIMURTI INFRAPROJECT PVT. LTD. | Charges for Chipper | Charges for Chipper for misc. work as per direction of Engineer-in-Charge. | Nos | 137 | 489.5 | Approved
Primarc Chambers | BLOCK | Civil | Sub & Super Structure Work | WO/PCH/PC01/5 | RAJ TRIMURTI INFRAPROJECT PVT. LTD. | Charges for Unslilled Labour | Charges for Unslilled Labour for misc. work as per direction of Engineer-in-Charge. | Nos | 575 | 356 | Approved
Primarc Chambers | BLOCK | Civil | Sub & Super Structure Work | WO/PCH/PC01/5 | RAJ TRIMURTI INFRAPROJECT PVT. LTD. | AAC block work (200 mm thick) | Providing and erecting AAC block work (200 mm thick) with approved AAC blocks for walls of specified thickness with fixo block chemical including the cost of all materials , labour, tools and tackles, scaffolding, curing etc. complete as per direction of Engineer-in-Charge and technical specification. | Cum. | 502.7 | 6363.5 | Approved
Primarc Chambers | BLOCK | Civil | Sub & Super Structure Work | WO/PCH/PC01/5 | RAJ TRIMURTI INFRAPROJECT PVT. LTD. | AAC block work (125 mm thick) | Providing and erecting AAC block work (125 mm thick) with approved AAC blocks for walls of specified thickness with fixo block chemical including the cost of all materials , labour, tools and tackles, scaffolding, curing etc. complete as per direction of Engineer-in-Charge and technical specification. | Sq.Mtr. | 3500 | 873.31 | Approved
Primarc Chambers | BLOCK | Civil | Sub & Super Structure Work | WO/PCH/PC01/5 | RAJ TRIMURTI INFRAPROJECT PVT. LTD. | 250 mm thick brick work | Providing and erecting 250 mm thick brick work with 1st class Coneventional bricks for walls at Ledge Wall, Duct Wall, Gr. Floor and Above Roof of specified thickness in sand cement mortar (4 :1) including the cost of all material, labour, tools, tackles, scaffolding, curing etc. complete as per direction of Engineer-in-Charge and technical specification. (Cement would be supplied by the client, but subjected to reconciliation.) | Cum. | 37.68 | 6141 | Approved
Primarc Chambers | BLOCK | Civil | Sub & Super Structure Work | WO/PCH/PC01/5 | RAJ TRIMURTI INFRAPROJECT PVT. LTD. | 125 mm thick brick work | Providing and erecting 125 mm thick brick work with 1st class Coneventional bricks for walls at Ledge Wall, Duct Wall, Gr. Floor and Above Roof of specified thickness in sand cement mortar (4 :1) including the cost of all material, labour, tools, tackles, scaffolding, curing etc. complete as per direction of Engineer-in-Charge and technical specification. (Cement would be supplied by the client free of cost, but subjected to reconciliation). | Sq.Mtr. | 3630 | 845.5 | Approved
Primarc Chambers | BLOCK | Civil | Sub & Super Structure Work | WO/PCH/PC01/5 | RAJ TRIMURTI INFRAPROJECT PVT. LTD. | plaster ( to internal walls) | Providing and applying plaster ( to internal walls) with sand and cement mortar including round off or chamfering of concrete surface , curing etc, complete as per direction of EIC - 12 mm thick sand cement mortar ( 6 parts sand : 1 part cement), at any floor and level . (Cement would be supplied by the client free of cost, but subjected to reconciliation) | Sq.Mtr. | 24794 | 186.9 | Approved
Primarc Chambers | BLOCK | Civil | Sub & Super Structure Work | WO/PCH/PC01/5 | RAJ TRIMURTI INFRAPROJECT PVT. LTD. | plaster ( to ceiling walls) | Providing and applying plaster ( to ceiling walls) with sand and cement mortar including round off or chamfering of concrete surface , curing etc, complete as per direction of EIC - 6 - 10 mm thick sand cement mortar ( 6 parts sand : 1 part cement), at any floor and level . (Cement would be supplied by the client free of cost, but subjected to reconciliation) | Sq.Mtr. | 0 | 200.25 | Approved
Primarc Chambers | BLOCK | Civil | Sub & Super Structure Work | WO/PCH/PC01/5 | RAJ TRIMURTI INFRAPROJECT PVT. LTD. | plaster ( to External Walls) | Providing and applying plaster ( to External Walls)of 20 mm thick , with sand and cement mortar ( 6:1) including rounding off or chamfering of corners as directed and raking out joints or roughening of concrete surface, including threading nosing and drip course where necessary including MS pipe scaffolding, curing etc. all complete. , at any floor and level . (Cement would be supplied by the client free of cost, but subjected to reconciliation) | Sq.Mtr. | 10203 | 311.5 | Approved
Primarc Chambers | BLOCK | Civil | Sub & Super Structure Work | WO/PCH/PC01/5 | RAJ TRIMURTI INFRAPROJECT PVT. LTD. | charges for scaffolding | Hire and labour charges for scaffolding work beyond 4.0 mtr height as per drawing and direction of Engineer-in-Charge | Cum. | 6242 | 106.8 | Approved
Primarc Chambers | BLOCK | Civil | Sub & Super Structure Work | WO/PCH/PC01/5 | RAJ TRIMURTI INFRAPROJECT PVT. LTD. | Vacuum Dewater Flooring | Providing and labour charges of avg. 65mm thk. Vacuum Dewater Flooring including following scope of work and loading-unloading, transportation and lifting charges as per drawing and direction of Engineer-in-Charge. • Spreading, curing, chipping and cleaning of laid Concrete • Channel Fixing(concrete mix to be supplied at channel) • Levelling • Screed Vibration(above 50 mm concrete) • Vacuum Dewatering. • Power Trowel • Power Floater • Joint cutting Panel 4Mt X 4 Mt Size 10 mm X 5mm filling it with Sika poly sulphide sealant using backer rod. Mixed with Sika Chapdur (minimum content of Chapdur is 4.5Kg/SqM). RMC will be supplied by us, but subjected to reconciliation. | Sq.Mtr. | 0 | 320.4 | Approved
Primarc Chambers | MARKETING | Site Branding |  | WO/PCH/PC03/30 | INFOSIGN SYSTEMS PVT. LTD. | Wall Signage | Charges for Providing & Fixing of Wall Signage work of following items:- CNC cut 0.8 mm 202 grade steel letter (Matte finish) with 18 mm raising and to be fixed directly on wall. Display area: 154" x 12" (Letter height : 8 inch). Detail work description as per attached your quotation.. | Lump Sum | 1 | 30000 | Approved
Primarc Chambers | MARKETING | Marketing Office |  | WO/PCH/PC03/31 | Plumbing Enterprise | Internal & External Plumbing work for Marketing Office | Internal & External Plumbing work for Marketing Office |  | 0 | 0 | Approved
Primarc Chambers | MARKETING | Marketing Office |  | WO/PCH/PC03/31 | Plumbing Enterprise | Sanitary Plumbing Works in Marketing Office Toilets | Scope of Work is including but not limited to Internal Sanitary Plumbing Works in Marketing Office Toilets for activities Groove Cutting, and mending good the damages, CPVC Pipe concealed inside of the Toilet with Hot & Cold Line (as applicable) including their necessary fittings as Elbows, Tees, Sockets, Valves etc., installation and connection to Overhead reservoir, External drainage system, PVC Tank connection, Soil and Waste and Rain Water Line up to Sewerage Pit, Brick Hole Cutting, RCC Hole Cutting & Repairing by Cement, Sand, Stone Chips and Pipe laying and Jointing, Clamping with their necessary fittings as Tees, Elbows, Bend, P/S Trap, Socket etc. with Solvent Cement etc. & Basin Waste Line UPVC Pipe Laying and fixing & Testing with fully complete plus Bath Room Sanitary CP Fittings as Wall Hanging Commode with concealed cistern/flush valve, Connection from Pump, Basin, Angular Stop Cock, Bib Cock, Bottle Trap, Wall Mixture, Wall Flange, Health Faucet, Shower Rose with Arm, drainage line of A.C and all UPVC pipe line for flushing purpose etc. (as per drawing) will be full complete in all respect. And hydraulic/smoke test for above. [Necessary Dia. of Pipes & their Fittings and Cement, Sand, Stone Chips, and all CP Fitting Materials will be supplied by client and Other Loose Materials as Screws, Nail, MS Hooks, Solvent Cement, Jute, White Zinc, White Cement, MS Angle / Bracket, MS Saddle Clamp will be supplied by Contractor] as per Design, Drawing & instruction of EIC. | Nos | 2 | 5500 | Approved
Primarc Chambers | MARKETING | Marketing Office |  | WO/PCH/PC03/31 | Plumbing Enterprise | Sanitary Plumbing Works in Marketing Office Pantry | Scope of Work is including but not limited to Internal Sanitary Plumbing Works in Marketing Office Pantry Area for activities Groove Cutting, and mending good the damages, CPVC Pipe concealed inside of the Pantry with Hot & Cold Line (as applicable) including their necessary fittings as Elbows, Tees, Sockets, Valves etc., installation and connection to Overhead reservoir, External drainage system, PVC Tank connection, Waste and Rain Water Line up to Sewerage Pit, Brick Hole Cutting, RCC Hole Cutting & Repairing by Cement, Sand, Stone Chips and Pipe laying and Jointing, Clamping with their necessary fittings as Tees, Elbows, Bend, P/S Trap, Socket etc. with Solvent Cement etc. & Basin Waste Line UPVC Pipe Laying and fixing & Testing with fully complete plus Sanitary CP Fittings, Connection from Pump, sink, basin fitting, all UPVC pipe line for flushing purpose etc. (as per drawing), installation of Water Purifier, Coffee Vending m/c will be full complete in all respect. And hydraulic/smoke test for above. [Necessary Dia. of Pipes & their Fittings and Cement, Sand, Stone Chips, and all CP Fitting Materials will be supplied by client and Other Loose Materials as Screws, Nail, MS Hooks, Solvent Cement, Jute, White Zinc, White Cement, MS Angle / Bracket, MS Saddle Clamp will be supplied by Contractor] as per Design, Drawing & instruction of EIC. | Nos | 1 | 3000 | Approved
The Soul, Rajarhat | PRE-CONSTRUCTION PHASE | Site Office | Civil and Finishing Work of Site Office | WO/HR01/PCE01/33 | VISWAKARMA FABRICATION | Lift Material Storeroom | Providing fabrication and erection charges for Steel fabrication with CGI Sheet fixing work as per drawing and direction of EIC. Contractor Supply: 1.SHS 38X38X2 MM 2. CGI Sheet 10FTX3 FT of 0.25mm thick (Jindal Steel or Genuine) 3. Other Sundry material. Client Supply: NA Area of Measurement: CGI Sheet Cover Area Purpose: Lift Material Storeroom Location: Block-A (T-05,06,07 & 08) | Sq.Ft. | 1176 | 50 | Approved
Primarc Chambers | BLOCK | Civil | Sub & Super Structure Work | WO/PCH/PC01/4 | BBR (INDIA) PRIVATE LIMITED | Consultancy & Construction of PT Beam | Charges for following scope of work - Design of PT portion for gravity loads and as per the layout issued by consultants. (IS 1343, Type 3(0.2)). Supply, assembly, installation and profiling of prestressing tendons including all PT hardware viz. HT Strands, Anchorages, 0.3mm GI ducts, wedges, barrels, consumables etc. Stressing of tendons with equipment and manpower including Grouting of tendons with equipment and manpower as per drawing & direction of Engineer. | MT | 42 | 139380 | Approved
Primarc Chambers | PRE-CONSTRUCTION PHASE | Electrical | Infrastructure - Electrical & construction power |  |  | Consultancy for Electrical construction power | Consultation and execution of Electrical connection for Construction power. | Job |  |  | Approved
Primarc Chambers | MARKETING | Marketing Office |  | WO/PCH/PC03/32 | MMK INTERIOR | False ceiling work at Marketing office | False ceiling work at Marketing office |  | 0 | 0 | Approved
Primarc Chambers | MARKETING | Marketing Office |  | WO/PCH/PC03/32 | MMK INTERIOR | gypsum board 12 mm thk. | Providing and fixing gypsum board 12 mm thk. flat framework comprising of rolled galvanized metal sections consisting of the main channels to run in one direction at 1000mm c/c and secondary ceiling section at 525-650mm c/c in other direction connected to main channel with GI connecting clips of 10 SWG of approved quality. The grids shall be suspended from structural slab by GI strap hangers 15mm x 15mm size @ 1000mm C/C both ways from structural support. Gypsum board 12mm thick is then screwed & fixed to ceiling section, finished with jointing compound, paper tape including necessary scaffolding & tool tackles all complete as per direction of drawing and direction of Engineer-In- Charge. Location: Maketing office. | Sq.Ft. | 800 | 60 | Approved
Primarc Chambers | MARKETING | Marketing Office |  | WO/PCH/PC03/32 | MMK INTERIOR | gypsum board 12 mm thk. | providing and fixing gypsum board 12 mm thk. flat framework comprising of rolled galvanized metal sections consisting of the main channels to run in one direction at 1000mm c/c and secondary ceiling section at 525-650mm c/c in other direction connected to main channel with GI connecting clips of 10 SWG of approved quality. The grids shall be suspended from structural slab by GI strap hangers 15mm x 15mm size @ 1000mm C/C both ways from structural support. Gypsum board 12mm thick (India Gypsum) is then screwed & fixed to ceiling section, finished with jointing compound, paper tape including necessary scaffolding & tool tackles all complete as per direction of drawing and direction of Engineer-In- Charge. Location: Maketing office. | Rft | 150 | 50 | Approved
Primarc Chambers | MARKETING | Marketing Office |  | WO/PCH/PC03/32 | MMK INTERIOR | maintaining of Groove (10x10mm) | Labour charges for maintaining of Groove (10x10mm) at False Ceiling as per drawing & direction of Engineer in charge. Location: Maketing office. | Rft | 150 | 30 | Approved
Primarc Chambers | MARKETING | Marketing Office |  | WO/PCH/PC03/32 | MMK INTERIOR | Thermocol 50 mm thk. | Charges for Providing and Fixing of Thermocol 50 mm thk. as a under sheet treatment purpose below Tata Bluescope sheet Roofing, including Labour, necessary scaffolding, tool & tackles, fittings & fixtures (if any) all complete as per direction of drawing and direction of Engineer-In- Charge. Location: Maketing office. | Sq.Ft. | 775 | 20 | Approved
Primarc Chambers | MARKETING | Marketing Office |  | WO/PCH/PC03/34 | A.M. Enterprise | Putty work at Marketing office | Charges for providing & applying of (6 patti) putty with 3-3.5 mm thickness to get extra finish to the wall & ceiling (JK WALL PUTTY) including scaffolding, proper surface preparation (scraping, sand papering etc.), proper finishing & cleaning, all complete as per approved drawing & direction of Engineer-in-charge. Brand of Putty: J.K wall putty. Location: Wall & Ceiling. (Rate including all required materials, labours, tools & tackles and necessary arrangements for the work. Shifting & lifting of all materials & machineries are in contractor's scope.) | Sq.Ft. | 2845 | 6 | Approved
Primarc Chambers | MARKETING | Sample Office |  | WO/PCH/PC03/35 | Aesthetik Engineers Pvt. Ltd. | Alwin make high performance window system | Alwin make high performance window system |  | 0 | 0 | Approved
Primarc Chambers | MARKETING | Sample Office |  | WO/PCH/PC03/35 | Aesthetik Engineers Pvt. Ltd. | WINDOW TYPE: W1 | Providing, Fabrication, Installation of Alwin make high performance window system with Italian series extrusion, microwave cured EPDM gaskets imported hardware’s, Super durable powder coating from Akzonobel. The system is designed to provide high quality insulation against air infiltration, water ingress, sound and air pollution. 22MM DGU Glass has been considered for pricing, all complete as per drawing and direction of Engineer-in-charge. WINDOW TYPE: W1 SIZE: 1600X1750 SERIES: ALWIN 4500C | Nos | 1 | 52000 | Approved
Primarc Chambers | MARKETING | Sample Office |  | WO/PCH/PC03/35 | Aesthetik Engineers Pvt. Ltd. | WINDOW TYPE: W2 | Providing, Fabrication, Installation of Alwin make high performance window system with Italian series extrusion, microwave cured EPDM gaskets imported hardware’s, Super durable powder coating from Akzonobel. The system is designed to provide high quality insulation against air infiltration, water ingress, sound and air pollution. 22MM DGU Glass has been considered for pricing, all complete as per drawing and direction of Engineer-in-charge. WINDOW TYPE: W2 SIZE: 2215X1750 SERIES: ALWIN 4500C | Nos | 1 | 67000 | Approved
Primarc Chambers | MARKETING | Sample Office |  | WO/PCH/PC03/35 | Aesthetik Engineers Pvt. Ltd. | WINDOW TYPE: W3 | Providing, Fabrication, Installation of Alwin make high performance window system with Italian series extrusion, microwave cured EPDM gaskets imported hardware’s, Super durable powder coating from Akzonobel. The system is designed to provide high quality insulation against air infiltration, water ingress, sound and air pollution. 22MM DGU Glass has been considered for pricing, all complete as per drawing and direction of Engineer-in-charge. WINDOW TYPE: W3 SIZE: 1740X1750 SERIES: ALWIN 4500C | Nos | 1 | 57000 | Approved
Primarc Chambers | MARKETING | Sample Office |  | WO/PCH/PC03/35 | Aesthetik Engineers Pvt. Ltd. | WINDOW TYPE: W4 | Providing, Fabrication, Installation of Alwin make high performance window system with Italian series extrusion, microwave cured EPDM gaskets imported hardware’s, Super durable powder coating from Akzonobel. The system is designed to provide high quality insulation against air infiltration, water ingress, sound and air pollution. 22MM DGU Glass has been considered for pricing, all complete as per drawing and direction of Engineer-in-charge. WINDOW TYPE: W4 SIZE: 750X1750 SERIES: ALWIN 4500C | Nos | 1 | 27000 | Approved
Primarc Chambers | MARKETING | Sample Office |  | WO/PCH/PC03/35 | Aesthetik Engineers Pvt. Ltd. | WINDOW TYPE: DW1 | Providing, Fabrication, Installation of Alwin make high performance window system with Italian series extrusion, microwave cured EPDM gaskets imported hardware’s, Super durable powder coating from Akzonobel. The system is designed to provide high quality insulation against air infiltration, water ingress, sound and air pollution. 22MM DGU Glass has been considered for pricing, all complete as per drawing and direction of Engineer-in-charge. WINDOW TYPE: DW1 SIZE: 4700x2240 SERIES: ALWIN 4500C | Nos | 1 | 166000 | Approved
Primarc Chambers | MARKETING | Sample Office |  | WO/PCH/PC03/35 | Aesthetik Engineers Pvt. Ltd. | WINDOW TYPE: DW2 | Providing, Fabrication, Installation of Alwin make high performance window system with Italian series extrusion, microwave cured EPDM gaskets imported hardware’s, Super durable powder coating from Akzonobel. The system is designed to provide high quality insulation against air infiltration, water ingress, sound and air pollution. 22MM DGU Glass has been considered for pricing, all complete as per drawing and direction of Engineer-in-charge. WINDOW TYPE: DW2 SIZE: 3180x2250 SERIES: ALWIN 4500C | Nos | 1 | 111000 | Approved
Primarc Chambers | COMMON INFRASTRUCTURE | Soil Testing |  | WO/PCH/PC04/8 | SKM GEOSURVEY | Soil Investing work | Soil Investing work |  | 0 | 0 | Approved
Primarc Chambers | COMMON INFRASTRUCTURE | Soil Testing |  | WO/PCH/PC04/8 | SKM GEOSURVEY | Mobilization of plant | Mobilization of plant & personnel to the project site including shifting & erecting the same from one location to the other and demobilization after completion of field work | Job | 1 | 10000 | Approved
Primarc Chambers | COMMON INFRASTRUCTURE | Soil Testing |  | WO/PCH/PC04/8 | SKM GEOSURVEY | a) From G.L to 30.0m depth | Sinking a total of 3 (three) nos. 150mm dia boreholes (2x 50.0m and 1 x 25m each) through all kinds of soil below the existing ground level, complete with collection of disturbed & undisturbed soil samples and conducting standard penetration tests at regular interals. (3 nos x 30m each) - a) From G.L to 30.0m depth | RMT | 85 | 400 | Approved
Primarc Chambers | COMMON INFRASTRUCTURE | Soil Testing |  | WO/PCH/PC04/8 | SKM GEOSURVEY | b) From 30.0m to 50.0m depth | Sinking a total of 3 (three) nos. 150mm dia boreholes (2x 50.0m and 1 x 25m each) through all kinds of soil below the existing ground level, complete with collection of disturbed & undisturbed soil samples and conducting standard penetration tests at regular interals. (3 nos x 30m each) - b) From 30.0m to 50.0m depth | RMT | 40 | 450 | Approved
Primarc Chambers | COMMON INFRASTRUCTURE | Soil Testing |  | WO/PCH/PC04/8 | SKM GEOSURVEY | routine laboratory tests | Carrying out routine laboratory tests on selected soil and water samples, comprising: a) Natural moisture content b) Liquid & plastic limit c) Grain size analysis d) Unconfined compression test e) Triaxial shear tests f) Bulk and dry densities g) Specific gravity h) Consolidation i) chemical analysis on soil & water to find out PH, Chloride and Sulphate content | Nos | 3 | 2000 | Approved
Primarc Chambers | COMMON INFRASTRUCTURE | Soil Testing |  | WO/PCH/PC04/8 | SKM GEOSURVEY | Compilation of test data | Compilation of test data and submission of investigation report along with recommendation on type of foundations, bearing / pile capacity, settlement etc in triplicate | Job | 1 | 5000 | Approved
Primarc Chambers | COMMON INFRASTRUCTURE | Soil Testing |  | WO/PCH/PC04/8 | SKM GEOSURVEY | soil investigation report | Charges towards signature on various drawings and soil investigation report by our Geotechnical Expert, empaneled with the concerned authority. | Job | 1 | 15000 | Approved
Primarc Chambers | COMMON INFRASTRUCTURE | Soil Testing |  | WO/PCH/PC04/9 | S. K. MITRA & ASSOCIATES | Geo-technical consultancy services for execution of foundation | Geo-technical consultancy services for execution of foundation |  | 0 | 0 | Approved
Primarc Chambers | COMMON INFRASTRUCTURE | Soil Testing |  | WO/PCH/PC04/9 | S. K. MITRA & ASSOCIATES | Geo-Technical Consultancy | Geo-Technical Consultancy charges for Design of Piles and optimization of the same | Lump Sum | 1 | 81000 | Approved
Primarc Chambers | COMMON INFRASTRUCTURE | Soil Testing |  | WO/PCH/PC04/9 | S. K. MITRA & ASSOCIATES | Charges for attending meeting | Charges for attending meeting at Kolkata or site on call from us as per requirement | Nos | 4 | 15000 | Approved
Primarc Chambers | COMMON INFRASTRUCTURE | Land Development |  | WO/PCH/PC04/10 | NEW L. N. CONSTRUCTION | Dismantling work | Dismantling work |  | 0 | 0 | Approved
Primarc Chambers | COMMON INFRASTRUCTURE | Land Development |  | WO/PCH/PC04/10 | NEW L. N. CONSTRUCTION | dismantling of brick work | All charges for doing dismantling of brick work of all thickness & of all mortar ratio along with its plaster & other finishes to incorporate changes & revisions of drawings/design or as per drawing and direction of Engineer-in-Charge including barricading the area, providing caution board, separating useable material, non useable material & debris, all labour, materials, plant & machinery, tools & tackles etc. for all lead & lift, for all level including maintaining dump yard for all dismantled material within the specified lines and levels as per drawing and direction of Engineer-in-Charge and subsequently if being directed by Engineer-in-charge, disposing full or part of the dismantled material & its debris at designated dump yard outside of the site premises as specified by statutory authorities under contactor's own arrangement including all statutory sanction and royalties if any shall be paid by the contractor. If the dismantled material is not being advised by Engineer-in-charge to dispose it off, it shall be the property of the owner. This scope of work include dispose and staging the debris at pre located site premises as per direction of client representative. | Sq.Mtr. | 179 | 210 | Approved
Primarc Chambers | COMMON INFRASTRUCTURE | Land Development |  | WO/PCH/PC04/10 | NEW L. N. CONSTRUCTION | dismantling of reinforced cement concrete | All charges for doing dismantling of reinforced cement concrete of all thickness and grade to incorporate changes & revisions of drawings/design or as per drawing and direction of Engineer-in-Charge including barricading the area, providing caution board, cutting of reinforcement steel of the concrete, separating reinforcement steel & debris, all labour, materials, plant & machinery, tools & tackles etc. for all lead & lift, for all level including maintaining dump yard for debris & stacking reinforcement dia wise within the specified lines and levels to the entire satisfaction of Engineer-in-Charge, disposing debris at designated dump yard outside of the site premises as specified by statutory authorities under contractor's own arrangement including all statutory sanction and royalties af any shall be paid by the contractor. If the dismantled material is not being advised by the Engineer-in-Charge to dispose it off, it shall be be property of the owner however reinforcement steel of dismantled concrete shall be always the property of the owner. This scope include dispose and staging the debris at pre located site premises as per direction of client representative. | Cum. | 3 | 2250 | Approved
Primarc Chambers | COMMON INFRASTRUCTURE | Land Development |  | WO/PCH/PC04/11 | TANNU ENTERPRISE | Demolition work at office area | Demolition work at office area |  | 0 | 0 | Approved
Primarc Chambers | COMMON INFRASTRUCTURE | Land Development |  | WO/PCH/PC04/11 | TANNU ENTERPRISE | dismantling of Brick work | All charges for doing dismantling of Brick work, Cement Concrete, RCC of all thickness, grade & of all morter ratio along with plaster & other finishes as directed by Engineer-In-Charge including barricading the area, providing caution board, all labour, materials, plant & machinery, tools & tackles etc. for all lead & lift for all level. All demolished material shall be taken by contractor except all door frames, windows frames and 4 nos asbestos sheets | Lump Sum | 1 | 10000 | Approved
Primarc Chambers | COMMON INFRASTRUCTURE | Land Development |  | WO/PCH/PC04/11 | TANNU ENTERPRISE | Charges for Loading- Unloading , | Charges for Loading- Unloading , transportation, hire charges for above mentioned work as per direction of Engineer-in-charge. | Lump Sum | 1 | 1912 | Approved
Primarc Chambers | MARKETING | Sample Office |  | WO/PCH/PC03/33 | NOBLE GLASS IMPEX | Supply & Installation of SS Slide table frame | Charges for Supply & Installation of SS Side Table Frame as per direction of Engineer-In-Charge. | Nos | 2 | 3500 | Approved
The Soul, Rajarhat | BLOCK | Grill / Steel Work |  | WO/HR01/BOK01/71 | ADA-METCON | Bedroom Balcony Railing, Living Dining Balcony railing, Utility railing | "Bedroom Balcony Railing, Living Dining Balcony railing, Utility railing Providing and fixing of balcony railing made with approved section (As per GFC Drawing) including one coat of red oxide primer, transportation, lifting and fixing for all levels as per drawing and direction of EIC" | Kg | 23349 | 86 | Approved
The Soul, Rajarhat | BLOCK | Grill / Steel Work |  | WO/HR01/BOK01/73 | PROTECH ENGINEERS | Bedroom Balcony Railing, Living Dining Balcony railing, Utility railing | "Bedroom Balcony Railing, Living Dining Balcony railing, Utility railing Providing and fixing of balcony railing made with approved section (As per GFC Drawing) including one coat of red oxide primer, transportation, lifting and fixing for all levels as per drawing and direction of EIC" | Kg | 9254 | 86 | Approved
The Soul, Rajarhat | BLOCK | Grill / Steel Work |  | WO/HR01/BOK01/75 | GULAB ENTERPRISES | Bedroom Balcony Railing, Living Dining Balcony railing, Utility railing | "Bedroom Balcony Railing, Living Dining Balcony railing, Utility railing Providing and fixing of balcony railing made with approved section (As per GFC Drawing) including one coat of red oxide primer, transportation, lifting and fixing for all levels as per drawing and direction of EIC" | Kg | 8943 | 82 | Approved
The Soul, Rajarhat | BLOCK | Grill / Steel Work |  | WO/HR01/BOK01/71 | ADA-METCON | Stair Railing: | Stair Railing: Providing and fixing of Stair railing made with approved section (As per GFC Drawing) including one coat of red oxide primer, transportation, lifting and fixing for all levels as per drawing and direction of EIC" | Kg | 7715 | 86 | Approved
The Soul, Rajarhat | BLOCK | Grill / Steel Work |  | WO/HR01/BOK01/73 | PROTECH ENGINEERS | Stair Railing: | Stair Railing: Providing and fixing of Stair railing made with approved section (As per GFC Drawing) including one coat of red oxide primer, transportation, lifting and fixing for all levels as per drawing and direction of EIC" | Kg | 4158 | 86 | Approved
The Soul, Rajarhat | BLOCK | Grill / Steel Work |  | WO/HR01/BOK01/75 | GULAB ENTERPRISES | Stair Railing: | Stair Railing: Providing and fixing of Stair railing made with approved section (As per GFC Drawing) including one coat of red oxide primer, transportation, lifting and fixing for all levels as per drawing and direction of EIC" | Kg | 4162 | 85 | Approved
The Soul, Rajarhat | BLOCK | AC Ledge Works |  | WO/HR01/BOK01/72 | ADA-METCON | ODU Balcony (Typical)/ AC Ledge | "ODU Balcony (Typical)/ AC Ledge Providing and fixing of ODU Balcony (Typical)/ AC Ledge railing made with approved section (As per GFC Drawing) including one coat of red oxide primer, transportation, lifting and fixing for all levels as per drawing and direction of EIC" | Kg | 15511 | 86 | Approved
The Soul, Rajarhat | BLOCK | AC Ledge Works |  | WO/HR01/BOK01/74 | PROTECH ENGINEERS | ODU Balcony (Typical)/ AC Ledge | "ODU Balcony (Typical)/ AC Ledge Providing and fixing of ODU Balcony (Typical)/ AC Ledge railing made with approved section (As per GFC Drawing) including one coat of red oxide primer, transportation, lifting and fixing for all levels as per drawing and direction of EIC" | Kg | 5685 | 86 | Approved
The Soul, Rajarhat | BLOCK | AC Ledge Works |  | WO/HR01/BOK01/76 | GULAB ENTERPRISES | ODU Balcony (Typical)/ AC Ledge | "ODU Balcony (Typical)/ AC Ledge Providing and fixing of ODU Balcony (Typical)/ AC Ledge railing made with approved section (As per GFC Drawing) including one coat of red oxide primer, transportation, lifting and fixing for all levels as per drawing and direction of EIC" | Kg | 5627 | 85 | Approved
The Soul, Rajarhat | BLOCK | Painting | Internal Painting | WO/HR01/BOK01/77 | K3 Hygienic Service | Internal Painting Work | Internal Painting Work |  | 0 | 0 | Approved
The Soul, Rajarhat | BLOCK | Painting | Internal Painting | WO/HR01/BOK01/78 | JAHANGIR ALAM ENTERPRISE | Internal Painting Work | Internal Painting Work |  | 0 | 0 | Approved
The Soul, Rajarhat | BLOCK | Painting | Internal Painting | WO/HR01/BOK01/77 | K3 Hygienic Service | Lobby Wall & Ceiling Painting (Acrylic Emulsion Paint) | "Lobby Wall & Ceiling Painting (Acrylic Emulsion Paint) Providing and applying of one coat of approved Primer followed by two coats of Acrylic emulsion Paint with complete finish as per approved shade, up to the required height including all surfaces properly cleaned by water jetting and scrapping with hard coir brush prior to application of paint, rub down, clean, fill cracks and holes with approved filler with tool tackles & necessary scaffolding if required as per direction of Engineer in charge. Location: Lobby wall & Ceiling. Colour Code: As per Drawing Brand: Asian Paints/ICI/Berger/AkzoNable" | Sq.Ft. | 53764 | 7.75 | Approved
The Soul, Rajarhat | BLOCK | Painting | Internal Painting | WO/HR01/BOK01/78 | JAHANGIR ALAM ENTERPRISE | Lobby Wall & Ceiling Painting (Acrylic Emulsion Paint) | "Lobby Wall & Ceiling Painting (Acrylic Emulsion Paint) Providing and applying of one coat of approved Primer followed by two coats of Acrylic emulsion Paint with complete finish as per approved shade, up to the required height including all surfaces properly cleaned by water jetting and scrapping with hard coir brush prior to application of paint, rub down, clean, fill cracks and holes with approved filler with tool tackles & necessary scaffolding if required as per direction of Engineer in charge. Location: Lobby wall & Ceiling. Colour Code: As per Drawing Brand: Asian Paints/ICI/Berger/AkzoNable" | Sq.Ft. | 36804 | 7.75 | Approved
The Soul, Rajarhat | BLOCK | Painting | Internal Painting | WO/HR01/BOK01/77 | K3 Hygienic Service | Stair Railing (Synthetic Enamel Paint) Ground Floor | "Stair Railing (Synthetic Enamel Paint) Ground Floor Providing and applying of one coat red oxide primer with two coats of Synthetic enamel paint including scraping, sand papering with all finishing work (MAT finish) as per drawing & direction of Engineer-in-Charge. Note: Material shall be applied after approval of Engineer-in-Charge. Location: Stair railing Colour Code: As per Drawing Brand: Asian Paints/ICI/Berger/AkzoNable" | Sq.Ft. | 307 | 8.5 | Approved
The Soul, Rajarhat | BLOCK | Painting | Internal Painting | WO/HR01/BOK01/78 | JAHANGIR ALAM ENTERPRISE | Stair Railing (Synthetic Enamel Paint) Ground Floor | "Stair Railing (Synthetic Enamel Paint) Ground Floor Providing and applying of one coat red oxide primer with two coats of Synthetic enamel paint including scraping, sand papering with all finishing work (MAT finish) as per drawing & direction of Engineer-in-Charge. Note: Material shall be applied after approval of Engineer-in-Charge. Location: Stair railing Colour Code: As per Drawing Brand: Asian Paints/ICI/Berger/AkzoNable" | Sq.Ft. | 0 | 8.5 | Approved
The Soul, Rajarhat | BLOCK | Painting | Internal Painting | WO/HR01/BOK01/77 | K3 Hygienic Service | Stair Railing (Synthetic Enamel Paint) Typical Floor | "Stair Railing (Synthetic Enamel Paint) Typical Floor Providing and applying of one coat red oxide primer with two coats of Synthetic enamel paint including scraping, sand papering with all finishing work (MAT finish) as per drawing & direction of Engineer-in-Charge. Note: Material shall be applied after approval of Engineer-in-Charge. Location: Stair railing Colour Code: As per Drawing Brand: Asian Paints/ICI/Berger/AkzoNable" | Sq.Ft. | 6378 | 8.5 | Approved
The Soul, Rajarhat | BLOCK | Painting | Internal Painting | WO/HR01/BOK01/78 | JAHANGIR ALAM ENTERPRISE | Stair Railing (Synthetic Enamel Paint) Typical Floor | "Stair Railing (Synthetic Enamel Paint) Typical Floor Providing and applying of one coat red oxide primer with two coats of Synthetic enamel paint including scraping, sand papering with all finishing work (MAT finish) as per drawing & direction of Engineer-in-Charge. Note: Material shall be applied after approval of Engineer-in-Charge. Location: Stair railing Colour Code: As per Drawing Brand: Asian Paints/ICI/Berger/AkzoNable" | Sq.Ft. | 5036 | 8.5 | Approved
The Soul, Rajarhat | BLOCK | Painting | Internal Painting | WO/HR01/BOK01/77 | K3 Hygienic Service | Balcony, Utility Railing (Synthetic Enamel Paint) | "Balcony, Utility Railing (Synthetic Enamel Paint) Providing and applying of one coat red oxide primer with two coats of Synthetic enamel paint including scraping, sand papering with all finishing work (MAT finish) as per drawing & direction of Engineer-in-Charge. Note: Material shall be applied after approval of Engineer-in-Charge. Location: Balcony Railing & Utility Railing " | Sq.Ft. | 13640 | 8.5 | Approved
The Soul, Rajarhat | BLOCK | Painting | Internal Painting | WO/HR01/BOK01/78 | JAHANGIR ALAM ENTERPRISE | Balcony, Utility Railing (Synthetic Enamel Paint) | "Balcony, Utility Railing (Synthetic Enamel Paint) Providing and applying of one coat red oxide primer with two coats of Synthetic enamel paint including scraping, sand papering with all finishing work (MAT finish) as per drawing & direction of Engineer-in-Charge. Note: Material shall be applied after approval of Engineer-in-Charge. Location: Balcony Railing & Utility Railing " | Sq.Ft. | 9886 | 8.5 | Approved
The Soul, Rajarhat | BLOCK | Painting | Internal Painting | WO/HR01/BOK01/77 | K3 Hygienic Service | ODU Railing (Synthetic Enamel Paint) | "ODU Railing (Synthetic Enamel Paint) Providing and applying of one coat red oxide primer with two coats of Synthetic enamel paint including scraping, sand papering with all finishing work (MAT finish) as per drawing & direction of Engineer-in-Charge. Note: Material shall be applied after approval of Engineer-in-Charge. Location: ODU Platform Colour Code: As per Drawing Brand: Asian Paints/ICI/Berger/AkzoNable" | Sq.Ft. | 9754 | 8.5 | Approved
The Soul, Rajarhat | BLOCK | Painting | Internal Painting | WO/HR01/BOK01/78 | JAHANGIR ALAM ENTERPRISE | ODU Railing (Synthetic Enamel Paint) | "ODU Railing (Synthetic Enamel Paint) Providing and applying of one coat red oxide primer with two coats of Synthetic enamel paint including scraping, sand papering with all finishing work (MAT finish) as per drawing & direction of Engineer-in-Charge. Note: Material shall be applied after approval of Engineer-in-Charge. Location: ODU Platform Colour Code: As per Drawing Brand: Asian Paints/ICI/Berger/AkzoNable" | Sq.Ft. | 7125 | 8.5 | Approved
The Soul, Rajarhat | BLOCK | Painting | Internal Painting | WO/HR01/BOK01/77 | K3 Hygienic Service | Louvers Railing (Synthetic Enamel Paint) | "Louvers Railing (Synthetic Enamel Paint) Providing and applying of one coat red oxide primer with two coats of Synthetic enamel paint including scraping, sand papering with all finishing work (MAT finish) as per drawing & direction of Engineer-in-Charge. Note: Material shall be applied after approval of Engineer-in-Charge. Location: Louvers Colour Code: As per Drawing Brand: Asian Paints/ICI/Berger/AkzoNable" | Sq.Ft. | 1779 | 8.5 | Approved
The Soul, Rajarhat | BLOCK | Painting | Internal Painting | WO/HR01/BOK01/78 | JAHANGIR ALAM ENTERPRISE | Louvers Railing (Synthetic Enamel Paint) | "Louvers Railing (Synthetic Enamel Paint) Providing and applying of one coat red oxide primer with two coats of Synthetic enamel paint including scraping, sand papering with all finishing work (MAT finish) as per drawing & direction of Engineer-in-Charge. Note: Material shall be applied after approval of Engineer-in-Charge. Location: Louvers Colour Code: As per Drawing Brand: Asian Paints/ICI/Berger/AkzoNable" | Sq.Ft. | 0 | 8.5 | Approved
The Soul, Rajarhat | BLOCK | Painting | Internal Painting | WO/HR01/BOK01/77 | K3 Hygienic Service | Internal door (Wood Primer) | "Internal door (Wood Primer) Providing and applying two coats of Wood primer of approved manufacture at both side of Internal Bed Room & Toilet door area including frames, Rabbet Door Architrave(Out Side) and Door Bidding (inside) at any floor levels including scraping, finish work with wood putty all finish etc. as per drawing and direction of EIC Colour Code: As per Drawing Brand: Asian Paints/ICI/Berger/AkzoNable" | Sq.Ft. | 40075 | 4.4 | Approved
The Soul, Rajarhat | BLOCK | Painting | Internal Painting | WO/HR01/BOK01/78 | JAHANGIR ALAM ENTERPRISE | Internal door (Wood Primer) | "Internal door (Wood Primer) Providing and applying two coats of Wood primer of approved manufacture at both side of Internal Bed Room & Toilet door area including frames, Rabbet Door Architrave(Out Side) and Door Bidding (inside) at any floor levels including scraping, finish work with wood putty all finish etc. as per drawing and direction of EIC Colour Code: As per Drawing Brand: Asian Paints/ICI/Berger/AkzoNable" | Sq.Ft. | 26392.5 | 4.6 | Approved
The Soul, Rajarhat | BLOCK | Painting | Internal Painting | WO/HR01/BOK01/77 | K3 Hygienic Service | False ceiling (water base primer) | "False ceiling (water base primer) Providing and applying of two coats of approved water base primer up to the required height including Rub down, clean, fill cracks and holes with approved filler with tools tackles & necessary scaffolding if required as per direction of EIC. Location: False Ceiling Brand: Asian Paints " | Sq.Ft. | 50023 | 3.35 | Approved
The Soul, Rajarhat | BLOCK | Painting | Internal Painting | WO/HR01/BOK01/78 | JAHANGIR ALAM ENTERPRISE | False ceiling (water base primer) | "False ceiling (water base primer) Providing and applying of two coats of approved water base primer up to the required height including Rub down, clean, fill cracks and holes with approved filler with tools tackles & necessary scaffolding if required as per direction of EIC. Location: False Ceiling Brand: Asian Paints " | Sq.Ft. | 35237.5 | 3.35 | Approved
The Soul, Rajarhat | BLOCK | Painting | Internal Painting | WO/HR01/BOK01/77 | K3 Hygienic Service | Utility door (Water Repellent Paint) | "Utility door (Water Repellent Paint) Providing and applying of 1 Coat of Wood Primer followed by 2 Coats of Premium Satin Enamel (Rich Matt Finish Enamel) of approved manufacture at both side of Utility Door including frames and Rabbet at any floor levels including scraping, finish work with wood putty all finish etc. as per drawing and direction of EIC Colour Code: As per Drawing Brand: Asian Paints/ICI/Berger/AkzoNable" | Sq.Ft. | 8245 | 8.75 | Approved
The Soul, Rajarhat | BLOCK | Painting | Internal Painting | WO/HR01/BOK01/78 | JAHANGIR ALAM ENTERPRISE | Utility door (Water Repellent Paint) | "Utility door (Water Repellent Paint) Providing and applying of 1 Coat of Wood Primer followed by 2 Coats of Premium Satin Enamel (Rich Matt Finish Enamel) of approved manufacture at both side of Utility Door including frames and Rabbet at any floor levels including scraping, finish work with wood putty all finish etc. as per drawing and direction of EIC Colour Code: As per Drawing Brand: Asian Paints/ICI/Berger/AkzoNable" | Sq.Ft. | 6479.5 | 8.75 | Approved
The Soul, Rajarhat | BLOCK | Painting | Internal Painting | WO/HR01/BOK01/77 | K3 Hygienic Service | PVC Cap Fixing bottom of utility Door | PVC Cap Fixing bottom of utility Door Labour charges for PVC Cap Fixing bottom of utility Door as per direction of EIC | Nos | 160 | 50 | Approved
The Soul, Rajarhat | BLOCK | Painting | Internal Painting | WO/HR01/BOK01/78 | JAHANGIR ALAM ENTERPRISE | PVC Cap Fixing bottom of utility Door | PVC Cap Fixing bottom of utility Door Labour charges for PVC Cap Fixing bottom of utility Door as per direction of EIC | Nos | 0 | 50 | Approved
SOUTHWINDS PROJECT LLP (PHASE - III & IV) | BLOCK PHASE - III | Piling Work |  | WO/SP34/BP34/6 | Pioneer Geomatics Engineering (P) Ltd. | Pile Integrity test for Block 14 and MLCP. | Pile Integrity test for Block 14 and MLCP. |  | 0 | 0 | Amended & Approved
SOUTHWINDS PROJECT LLP (PHASE - III & IV) | BLOCK PHASE - III | Piling Work |  | WO/SP34/BP34/6 | Pioneer Geomatics Engineering (P) Ltd. | Fees for the mobilization, visit to the site, testing and reporting | Fees for the mobilization, visit to the site, testing and reporting of pile Integrity test, per visit to the site, which will include testing up-to first twenty piles. (Block-14) | Visit | 12 | 8000 | Approved
SOUTHWINDS PROJECT LLP (PHASE - III & IV) | BLOCK PHASE - III | Piling Work |  | WO/SP34/BP34/6 | Pioneer Geomatics Engineering (P) Ltd. | Fees for the mobilization, visit to the site, testing and reporting | Fees for the mobilization, visit to the site, testing and reporting pile integrity test for additional piles, if tested during the same visit. (Block-14) | Nos | 12 | 400 | Approved
SOUTHWINDS PROJECT LLP (PHASE - III & IV) | BLOCK PHASE - III | Piling Work |  | WO/SP34/BP34/6 | Pioneer Geomatics Engineering (P) Ltd. | Fees for the mobilization, visit to the site, testing and reporting | Fees for the mobilization, visit to the site, testing and reporting of pile Integrity test, per visit to the site, which will include testing up-to first twenty piles.(Block-MLCP) | Visit | 7 | 8000 | Approved
SOUTHWINDS PROJECT LLP (PHASE - III & IV) | BLOCK PHASE - III | Piling Work |  | WO/SP34/BP34/6 | Pioneer Geomatics Engineering (P) Ltd. | Fees for the mobilization, visit to the site, testing and reporting | Fees for the mobilization, visit to the site, testing and reporting pile integrity test for additional piles, if tested during the same visit. (Block-MLCP) | Nos | 15 | 400 | Approved
SOUTHWINDS PROJECT LLP (PHASE - III & IV) | PRE-CONSTRUCTION PHASE - III & IV | Infrastructure for Electrical & Construction Power |  | WO/SP34/PC34/9 | ZED SECURITY SERVICES | CCTV SYSTEM, | CCTV SYSTEM |  | 0 |  | Approved
SOUTHWINDS PROJECT LLP (PHASE - III & IV) | PRE-CONSTRUCTION PHASE - III & IV | Infrastructure for Electrical & Construction Power |  | WO/SP34/PC34/10 | ZED SECURITY SERVICES | CCTV SYSTEM, | CCTV SYSTEM |  | 0 | 0 | Approved
SOUTHWINDS PROJECT LLP (PHASE - III & IV) | PRE-CONSTRUCTION PHASE - III & IV | Infrastructure for Electrical & Construction Power |  | WO/SP34/PC34/9 | ZED SECURITY SERVICES | Bullet Camera | Supply, Installations, Testing & Commissions of IR Verifocal Bullet Camera ,30-40 mtr (2 Megepixel IP,Turbo HD output 1080p resolution with 2.8 - 12 mm verifocal lence upto 40mm IR Distance Metal Body ) Make : Hikvision | Nos | 0 |  | Approved
SOUTHWINDS PROJECT LLP (PHASE - III & IV) | PRE-CONSTRUCTION PHASE - III & IV | Infrastructure for Electrical & Construction Power |  | WO/SP34/PC34/10 | ZED SECURITY SERVICES | Bullet Camera | Supply, Installations, Testing & Commissions of IR Verifocal Bullet Camera ,30-40 mtr (2 Megepixel IP,Turbo HD output 1080p resolution with 2.8 - 12 mm verifocal lence upto 40mm IR Distance Metal Body ) Make : Hikvision | Nos | 12 | 3450 | Approved
SOUTHWINDS PROJECT LLP (PHASE - III & IV) | PRE-CONSTRUCTION PHASE - III & IV | Infrastructure for Electrical & Construction Power |  | WO/SP34/PC34/9 | ZED SECURITY SERVICES | 16 CH DVR channel metal body DVR | Supply, Installations, Testing & Commissions of 16 CH DVR channel metal body DVR with HDMI VGA output up to 1080p resolution . Make : Hikvision | Nos. | 0 |  | Approved
SOUTHWINDS PROJECT LLP (PHASE - III & IV) | PRE-CONSTRUCTION PHASE - III & IV | Infrastructure for Electrical & Construction Power |  | WO/SP34/PC34/10 | ZED SECURITY SERVICES | 16 CH DVR channel metal body DVR | Supply, Installations, Testing & Commissions of 16 CH DVR channel metal body DVR with HDMI VGA output up to 1080p resolution . Make : Hikvision | Nos. | 1 | 9800 | Approved
SOUTHWINDS PROJECT LLP (PHASE - III & IV) | PRE-CONSTRUCTION PHASE - III & IV | Infrastructure for Electrical & Construction Power |  | WO/SP34/PC34/9 | ZED SECURITY SERVICES | SMPS Power | Supply, Installations, Testing & Commission of SMPS Power supply. Make : ERD | Nos | 0 |  | Approved
SOUTHWINDS PROJECT LLP (PHASE - III & IV) | PRE-CONSTRUCTION PHASE - III & IV | Infrastructure for Electrical & Construction Power |  | WO/SP34/PC34/10 | ZED SECURITY SERVICES | SMPS Power | Supply, Installations, Testing & Commission of SMPS Power supply. Make : ERD | Nos | 12 | 245 | Approved
SOUTHWINDS PROJECT LLP (PHASE - III & IV) | PRE-CONSTRUCTION PHASE - III & IV | Infrastructure for Electrical & Construction Power |  | WO/SP34/PC34/9 | ZED SECURITY SERVICES | 4TB Surveillance Hard Disk | Supply, Installations, Testing & Commission of 4TB Surveillance Hard Disk. Make : Seagate | Nos | 0 |  | Approved
SOUTHWINDS PROJECT LLP (PHASE - III & IV) | PRE-CONSTRUCTION PHASE - III & IV | Infrastructure for Electrical & Construction Power |  | WO/SP34/PC34/10 | ZED SECURITY SERVICES | 4TB Surveillance Hard Disk | Supply, Installations, Testing & Commission of 4TB Surveillance Hard Disk. Make : Seagate | Nos | 1 | 7650 | Approved
SOUTHWINDS PROJECT LLP (PHASE - III & IV) | PRE-CONSTRUCTION PHASE - III & IV | Infrastructure for Electrical & Construction Power |  | WO/SP34/PC34/9 | ZED SECURITY SERVICES | BNC Connector | Supply, Installations, Testing & Commission of BNC Connector. Make- MX | Nos | 0 |  | Approved
SOUTHWINDS PROJECT LLP (PHASE - III & IV) | PRE-CONSTRUCTION PHASE - III & IV | Infrastructure for Electrical & Construction Power |  | WO/SP34/PC34/10 | ZED SECURITY SERVICES | BNC Connector | Supply, Installations, Testing & Commission of BNC Connector. Make- MX | Nos | 24 | 40 | Approved
SOUTHWINDS PROJECT LLP (PHASE - III & IV) | PRE-CONSTRUCTION PHASE - III & IV | Infrastructure for Electrical & Construction Power |  | WO/SP34/PC34/9 | ZED SECURITY SERVICES | DC Jack | Supply, Installations, Testing & Commissions of DC Jack. Make MX | Nos | 0 |  | Approved
SOUTHWINDS PROJECT LLP (PHASE - III & IV) | PRE-CONSTRUCTION PHASE - III & IV | Infrastructure for Electrical & Construction Power |  | WO/SP34/PC34/10 | ZED SECURITY SERVICES | DC Jack | Supply, Installations, Testing & Commissions of DC Jack. Make MX | Nos | 12 | 40 | Approved
SOUTHWINDS PROJECT LLP (PHASE - III & IV) | PRE-CONSTRUCTION PHASE - III & IV | Infrastructure for Electrical & Construction Power |  | WO/SP34/PC34/9 | ZED SECURITY SERVICES | Out door weather proof junction Box | Supply, Installations, Testing & Commissions of Out door weather proof junction Box with cover. (Make- Local) | Nos | 0 |  | Approved
SOUTHWINDS PROJECT LLP (PHASE - III & IV) | PRE-CONSTRUCTION PHASE - III & IV | Infrastructure for Electrical & Construction Power |  | WO/SP34/PC34/10 | ZED SECURITY SERVICES | Out door weather proof junction Box | Supply, Installations, Testing & Commissions of Out door weather proof junction Box with cover. (Make- Local) | Nos | 12 | 350 | Approved
SOUTHWINDS PROJECT LLP (PHASE - III & IV) | PRE-CONSTRUCTION PHASE - III & IV | Infrastructure for Electrical & Construction Power |  | WO/SP34/PC34/9 | ZED SECURITY SERVICES | Media Convertor | Supply, Installations, Testing & Commissions of Media Convertor (TX/RX ) pair (Make : NTPL) | Nos | 0 |  | Approved
SOUTHWINDS PROJECT LLP (PHASE - III & IV) | PRE-CONSTRUCTION PHASE - III & IV | Infrastructure for Electrical & Construction Power |  | WO/SP34/PC34/10 | ZED SECURITY SERVICES | Media Convertor | Supply, Installations, Testing & Commissions of Media Convertor (TX/RX ) pair (Make : NTPL) | Nos | 2 | 2645 | Approved
SOUTHWINDS PROJECT LLP (PHASE - III & IV) | PRE-CONSTRUCTION PHASE - III & IV | Infrastructure for Electrical & Construction Power |  | WO/SP34/PC34/9 | ZED SECURITY SERVICES | 6 Port LIU | Supply, installation, testing & commissioning of 6 Port LIU with accessories. Make - Florida/Equivalent | Nos | 0 |  | Approved
SOUTHWINDS PROJECT LLP (PHASE - III & IV) | PRE-CONSTRUCTION PHASE - III & IV | Infrastructure for Electrical & Construction Power |  | WO/SP34/PC34/10 | ZED SECURITY SERVICES | 6 Port LIU | Supply, installation, testing & commissioning of 6 Port LIU with accessories. Make - Florida/Equivalent | Nos | 2 | 1650 | Approved
SOUTHWINDS PROJECT LLP (PHASE - III & IV) | PRE-CONSTRUCTION PHASE - III & IV | Infrastructure for Electrical & Construction Power |  | WO/SP34/PC34/9 | ZED SECURITY SERVICES | RG-6 video cable | Supply, Installations, Testing & Commissions of RG-6 video cable. Qty at actual (Make : Finolex) | Mtrs. | 0 |  | Approved
SOUTHWINDS PROJECT LLP (PHASE - III & IV) | PRE-CONSTRUCTION PHASE - III & IV | Infrastructure for Electrical & Construction Power |  | WO/SP34/PC34/10 | ZED SECURITY SERVICES | RG-6 video cable | Supply, Installations, Testing & Commissions of RG-6 video cable. Qty at actual (Make : Finolex) | Mtrs. | 1615 | 20 | Approved
SOUTHWINDS PROJECT LLP (PHASE - III & IV) | PRE-CONSTRUCTION PHASE - III & IV | Infrastructure for Electrical & Construction Power |  | WO/SP34/PC34/9 | ZED SECURITY SERVICES | 6 core armoured OFC cable | Supply, Installations, Testing & Commissions of 6 core armored OFC cable at actual. Qty at actual (Make : Finolex) | Mtrs. | 0 |  | Approved
SOUTHWINDS PROJECT LLP (PHASE - III & IV) | PRE-CONSTRUCTION PHASE - III & IV | Infrastructure for Electrical & Construction Power |  | WO/SP34/PC34/10 | ZED SECURITY SERVICES | 6 core armoured OFC cable | Supply, Installations, Testing & Commissions of 6 core armored OFC cable at actual. Qty at actual (Make : Finolex) | Mtrs. | 160 | 55 | Approved
SOUTHWINDS PROJECT LLP (PHASE - III & IV) | PRE-CONSTRUCTION PHASE - III & IV | Infrastructure for Electrical & Construction Power |  | WO/SP34/PC34/9 | ZED SECURITY SERVICES | 5 port network switch | Supply, Installations, Testing & Commissions of 5 port network switch Make- D-Link | Nos | 0 |  | Approved
SOUTHWINDS PROJECT LLP (PHASE - III & IV) | PRE-CONSTRUCTION PHASE - III & IV | Infrastructure for Electrical & Construction Power |  | WO/SP34/PC34/10 | ZED SECURITY SERVICES | 5 port network switch | Supply, Installations, Testing & Commissions of 5 port network switch Make- D-Link | Nos | 1 | 635 | Approved
SOUTHWINDS PROJECT LLP (PHASE - III & IV) | PRE-CONSTRUCTION PHASE - III & IV | Infrastructure for Electrical & Construction Power |  | WO/SP34/PC34/9 | ZED SECURITY SERVICES | OFC splicing | Supply, Installations, Testing & Commissions including of OFC splicing with accessories ( like pigtail, patchcord, RJ 45 jack etc) with PC software anc Configuration. | Nos | 0 |  | Approved
SOUTHWINDS PROJECT LLP (PHASE - III & IV) | PRE-CONSTRUCTION PHASE - III & IV | Infrastructure for Electrical & Construction Power |  | WO/SP34/PC34/10 | ZED SECURITY SERVICES | OFC splicing | Supply, Installations, Testing & Commissions including of OFC splicing with accessories ( like pigtail, patchcord, RJ 45 jack etc) with PC software anc Configuration. | Nos | 2 | 2500 | Approved
The Soul, Rajarhat | OVERHEADS | General |  | WO/HR01/OHES/42 | ASRAFUL MONDAL | Daily Labour | Charges for supply of daily labour for Misc. Work at project (Site) as per direction of EIC | Nos | 100 | 425 | Approved
The Soul, Rajarhat | OVERHEADS | General |  | WO/HR01/OHES/42 | ASRAFUL MONDAL | Loading-Unloading | Charges for loading - unloading, transportation, hire charges for machinery as per direction of Engineer-in-Charge | Nos | 100 | 25 | Approved
The Soul, Rajarhat | OVERHEADS | General |  | WO/HR01/OHES/43 | KIRAN EARTH MOVERS | JCB & Tractor Hire charges | JCB & Tractor Hire charges |  | 0 | 0 | Approved
The Soul, Rajarhat | OVERHEADS | General |  | WO/HR01/OHES/43 | KIRAN EARTH MOVERS | Tractor | Hire charges for tractor on daily rental basis including driver charge, Tiffin charge & Diesel expenses. Working hors: 8 hours of working daily excluding 1 hours of tiffin. | Days | 7 | 2300 | Approved
The Soul, Rajarhat | OVERHEADS | General |  | WO/HR01/OHES/43 | KIRAN EARTH MOVERS | JCB | Hire charges for tractor on Hourly basis including driver charge, Tiffin charge & Diesel expenses. | hrs. | 28 | 800 | Approved
The Ramdulari | MARKETING | Grill / Steel Work |  | WO/RP/RP05/6 | NKP INFRATECH | Supplying of Scaffolding material including Erection & Dismantling | Hire and labour charges for supplying of Scaffolding material including Erection & Dismantling ,transportation, mobilization, de-mobilization, tools & tackles, machineries all complete for Hoarding structure at site as per direction of Engineer-In-Charge. | Cum. | 135 | 163 | Approved
The Soul, Rajarhat | PRE-CONSTRUCTION PHASE | Mechanical Equipment |  | WO/HR01/PCE01/39 | Spartan Engineering Industries Pvt. Ltd. | Dismantling , Erection & Commissioning of Passenger Hoist | Dismantling , Erection & Commissioning of Passenger Hoist |  | 0 | 0 | Approved
The Soul, Rajarhat | PRE-CONSTRUCTION PHASE | Mechanical Equipment |  | WO/HR01/PCE01/39 | Spartan Engineering Industries Pvt. Ltd. | Passenger Hoist 01_Dismantling | Passenger Hoist 01_Dismantling: Service charges for Dismantling of Spartan Rack & Pinion Multifunctional Passenger Hoist HSN/SAC: 995468 | Mtrs. | 102 | 750 | Approved
The Soul, Rajarhat | PRE-CONSTRUCTION PHASE | Mechanical Equipment |  | WO/HR01/PCE01/39 | Spartan Engineering Industries Pvt. Ltd. | Passenger Hoist 01_Erection & Commissioning | Passenger Hoist 01_Erection & Commissioning Service Charges for Erection & Commissioning of Rack & Pinion Multifunctional Passenger Hoist HSN/SAC: 995468 | Mtrs. | 51 | 850 | Approved
The Soul, Rajarhat | PRE-CONSTRUCTION PHASE | Mechanical Equipment |  | WO/HR01/PCE01/39 | Spartan Engineering Industries Pvt. Ltd. | Passenger Hoist 02_Dismantling | Passenger Hoist 02_Dismantling: Service charges for Dismantling of Spartan Rack & Pinion Multifunctional Passenger Hoist HSN/SAC: 995468 | Mtrs. | 104 | 750 | Approved
The Soul, Rajarhat | PRE-CONSTRUCTION PHASE | Mechanical Equipment |  | WO/HR01/PCE01/39 | Spartan Engineering Industries Pvt. Ltd. | Passenger Hoist 02_Erection & Commissioning | Passenger Hoist 02_Erection & Commissioning Service Charges for Erection & Commissioning of Rack & Pinion Multifunctional Passenger Hoist HSN/SAC: 995468 | Mtrs. | 51 | 850 | Approved
The Soul, Rajarhat | PRE-CONSTRUCTION PHASE | Mechanical Equipment |  | WO/HR01/PCE01/39 | Spartan Engineering Industries Pvt. Ltd. | Passenger Hoist 03_Dismantling | Passenger Hoist 03_Dismantling: Service charges for Dismantling of Spartan Rack & Pinion Multifunctional Passenger Hoist HSN/SAC: 995468 | Mtrs. | 108 | 750 | Approved
The Soul, Rajarhat | PRE-CONSTRUCTION PHASE | Mechanical Equipment |  | WO/HR01/PCE01/39 | Spartan Engineering Industries Pvt. Ltd. | Passenger Hoist 03_Erection & Commissioning | Passenger Hoist 03_Erection & Commissioning Service Charges for Erection & Commissioning of Rack & Pinion Multifunctional Passenger Hoist HSN/SAC: 995468 | Mtrs. | 54 | 850 | Approved
The Soul, Rajarhat | PRE-CONSTRUCTION PHASE | Mechanical Equipment |  | WO/HR01/PCE01/39 | Spartan Engineering Industries Pvt. Ltd. | Passenger Hoist 04_Dismantling | Passenger Hoist 04_Dismantling: Service charges for Dismantling of Spartan Rack & Pinion Multifunctional Passenger Hoist HSN/SAC: 995468 | Mtrs. | 102 | 750 | Approved
The Soul, Rajarhat | PRE-CONSTRUCTION PHASE | Mechanical Equipment |  | WO/HR01/PCE01/39 | Spartan Engineering Industries Pvt. Ltd. | Passenger Hoist 04_Erection & Commissioning | Passenger Hoist 04_Erection & Commissioning Service Charges for Erection & Commissioning of Rack & Pinion Multifunctional Passenger Hoist HSN/SAC: 995468 | Mtrs. | 51 | 850 | Approved
The Soul, Rajarhat | COMMON INFRASTRUCTURE | Road Works |  | WO/HR01/CIH01/62 | Lokenath Construction | Internal Road Work | Internal Road Work |  | 0 | 0 | Amended & Approved
The Soul, Rajarhat | COMMON INFRASTRUCTURE | Road Works |  | WO/HR01/CIH01/62 | Lokenath Construction | Earth Cutting / Box Cutting | "Earth Cutting / Box Cutting Earthwork in excavation up to 2000 mm deep & 50 Mtr Lead necessary for construction of road way embankment , in all types of soil, including clearing and grubbing of road land, removal of roots, stumps and vegetation, disposal of surplus earth at designated location with all leads and lifts etc. all complete as per Drawing and as directed by the Engineer-in-Charge. " | Cum. | 3347 | 175 | Approved
The Soul, Rajarhat | COMMON INFRASTRUCTURE | Road Works |  | WO/HR01/CIH01/62 | Lokenath Construction | Disposal of Excavated Earth | "Disposal of Excavated Earth All charges disposal of excavated earth to Phase - II area as per direction of EIC" | Cum. | 3289 | 95 | Approved
The Soul, Rajarhat | COMMON INFRASTRUCTURE | Road Works |  | WO/HR01/CIH01/62 | Lokenath Construction | Dressing and subgrade rolling over the Mix of Soil & Rubbish Layer | "Dressing and subgrade rolling over the Mix of Soil & Rubbish Layer Embankment with static roller of 8-10 ton capacity over the Mix of Soil & Rubbish Layer including minor cutting ,filling & dressing Note : - This activity to be followed by taking samples for 3rd party testing (to be arranged by Client) for the achieved compaction as per standard practices for roads construction. In case of non-achievement of the desired results, contractor has to repeat all steps at their own cost, till the desired results are obtained. All subsequent testing charges to be debited from Contractor's payments. Extension of time for re-working is not admissible) " | Sq.Mtr. | 4137 | 40 | Approved
The Soul, Rajarhat | COMMON INFRASTRUCTURE | Road Works |  | WO/HR01/CIH01/62 | Lokenath Construction | Yellow Medium coarse Sand Filling up to 150mm thk. Including materials | "Yellow Medium coarse Sand Filling up to 150mm thk. Including materials Construction of subgrade and earthen shoulder of minimum 150 mm thickness , with yellow filling sand or suitable material satisfying the requirements of standard roads construction specifications with all leads and lifts, watering, compaction etc. including clearing & Grubbing of road land, removal of roots, stumps, and vegetation all complete as per drawing and as directed by the Engineer-in-Charge. " | Sq.Mtr. | 1197 | 396 | Approved
The Soul, Rajarhat | COMMON INFRASTRUCTURE | Road Works |  | WO/HR01/CIH01/62 | Lokenath Construction | Yellow Medium coarse Sand Filling up to 300mm thk. Including materials | "Yellow Medium coarse Sand Filling up to 300mm thk. Including materials Construction of subgrade and earthen shoulder of minimum 300 mm thickness , with yellow filling sand or suitable material satisfying the requirements of standard roads construction specifications with all leads and lifts, watering, compaction etc. including clearing & Grubbing of road land, removal of roots, stumps, and vegetation all complete as per drawing and as directed by the Engineer-in-Charge. " | Sq.Mtr. | 1234 | 765 | Approved
The Soul, Rajarhat | COMMON INFRASTRUCTURE | Road Works |  | WO/HR01/CIH01/62 | Lokenath Construction | Laying Single brick flat soling | "Laying Single brick flat soling Providing & Laying Single layer brick flat soling work using Soling bricks including preparation of bed as necessary with joints properly filled in and packed with powdered earth or silver sand complete as per drawing, standard roads construction specification and direction of EIC" | Sq.Mtr. | 4234 | 338 | Approved
The Soul, Rajarhat | COMMON INFRASTRUCTURE | Road Works |  | WO/HR01/CIH01/62 | Lokenath Construction | Jhama metal consolidation 150mm thickness | "Jhama metal consolidation 150mm thickness Construction of water bound macadam (WBM) sub-base with over burnt brick aggregate and binding material, earth etc. of minimum thickness 150 mm including screening, sorting, spreading to template and consolidation with 8-10 T Static Roller (Breakdown Rolling + Intermediate Rolling + Finish Rolling) , all complete including the cost of all materials and hire & labour charges of all men and machineries and compacting to the required density, as per clause 404 of specifications for Road & Bridge Works of MORT & H (5th revision) as per drawing and direction of Engineer-in-Charge" | Sq.Mtr. | 1649 | 308 | Approved
The Soul, Rajarhat | COMMON INFRASTRUCTURE | Road Works |  | WO/HR01/CIH01/62 | Lokenath Construction | Jhama metal consolidation 200mm thickness | "Jhama metal consolidation 200mm thickness Construction of water bound macadam (WBM) sub-base with over burnt brick aggregate and binding material, earth etc. of minimum thickness 200 mm including screening, sorting, spreading to template and consolidation with 8-10 T Static Roller (Breakdown Rolling + Intermediate Rolling + Finish Rolling) , all complete including the cost of all materials and hire & labour charges of all men and machineries and compacting to the required density, as per clause 404 of specifications for Road & Bridge Works of MORT & H (5th revision) as per drawing and direction of Engineer-in-Charge" | Sq.Mtr. | 1234 | 403 | Approved
The Soul, Rajarhat | COMMON INFRASTRUCTURE | Road Works |  | WO/HR01/CIH01/62 | Lokenath Construction | Stone metal WBM consolidation 150mm thickness | "Stone metal WBM consolidation 150mm thickness Construction of water bound macadam (WBM) sub-base with stone aggregates of specific sizes and binding material (Stone dust) etc. of minimum thickness 150 mm including screening, sorting, spreading to template and consolidation with 8-10 T Static Roller(Breakdown Rolling + Intermediate Rolling + Finish Rolling) , all complete including the cost of all materials and hire & labour charges of all men and machineries and compacting to the required density, as per clause 404 of specifications for Road & Bridge Works of MORT & H (5th revision) as per drawing and direction of Engineer-in-Charge. Note : - This activity to be followed by taking samples for 3rd party testing (to be arranged by Client) for the achieved compaction as per standard practices for roads construction. In case of non-achievement of the desired results, contractor has to repeat all steps at their own cost, till the desired results are obtained. All subsequent testing charges to be debited from Contractor's payments. Extension of time for re-working is not admissible)""" | Sq.Mtr. | 4716 | 580 | Approved
The Soul, Rajarhat | COMMON INFRASTRUCTURE | Road Works |  | WO/HR01/CIH01/62 | Lokenath Construction | Good Earth Filling for Plantation with available earth | "Good Earth Filling for Plantation with available earth Charges for good earth filling with available earth within site premises as per drawing and direction of EIC" | Cum. | 213 | 95 | Approved
The Soul, Rajarhat | COMMON INFRASTRUCTURE | Road Works |  | WO/HR01/CIH01/62 | Lokenath Construction | Paver Block fixing for Road 65mm thk. Over 50mm sand bed including cost of sand | "Paver Block fixing for Road 65mm thk. Over 50mm sand bed including cost of sand Laying interlocking designer paver block of any shade and Colour of approved quality , laid in pattern as directed in pavement, driveway etc. including necessary underlay complete in all respect with all labour and material. (Border concrete if necessary to be paid separately), a) 65 mm thick Block (Over 50 mm sand bed including cost of sand ). (Only paver block supply by client,but subjected to reconciliation). All work complete as per drawing & direction of Engineer-in-Charge" | Sq.Mtr. | 3663 | 228 | Approved
The Soul, Rajarhat | COMMON INFRASTRUCTURE | Road Works |  | WO/HR01/CIH01/62 | Lokenath Construction | Paver Block fixing for Parking 65mm thk. Over 50mm sand bed including cost of sand | "Paver Block fixing for Parking 65mm thk. Over 50mm sand bed including cost of sand Laying interlocking designer paver block of any shade and Colour of approved quality , laid in pattern as directed in parking including necessary underlay complete in all respect with all labour and material. (Border concrete if necessary to be paid separately), a) 65 mm thick Block (Over 50 mm sand bed including cost of sand ). (Only paver block supply by client,but subjected to reconciliation). All work complete as per drawing & direction of Engineer-in-Charge" | Sq.Mtr. | 772 | 228 | Approved
The Soul, Rajarhat | COMMON INFRASTRUCTURE | Road Works |  | WO/HR01/CIH01/62 | Lokenath Construction | Kerbstone over 50mm sand Morter bed with cement sand mortar as per drawing | "Kerbstone over 50mm sand Morter bed with cement sand mortar as per drawing Laying of Kerbstone over 50 mm sand morter bed including jointing the kerbstone with cement mortar as per drawing and direction of Engineer-in-Charge Kerbstone,Cement will be supplied by Client but subjected to reconciliation" | RMT | 2743 | 185 | Approved
The Soul, Rajarhat | COMMON INFRASTRUCTURE | Road Works |  | WO/HR01/CIH01/62 | Lokenath Construction | Precast Concrete Swale over 50mm sand bed with cement sand mortar as per drawing | "Precast Concrete Swale over 50mm sand bed with cement sand mortar as per drawing Laying of precast concrete Swale over 50 mm sand bed including jointing the kerbstone with cement mortar as per drawing and direction of Engineer-in-Charge Precast Concrete Swale,Cement will be supplied by Client but subjected to reconciliation" | RMT | 366 | 115 | Approved
The Soul, Rajarhat | COMMON INFRASTRUCTURE | Road Works |  | WO/HR01/CIH01/62 | Lokenath Construction | Grass Crete fixing over soil bed with cement sand mortar as per drawing | "Grass Crete fixing over soil bed with cement sand mortar as per drawing Laying of grass crete over soil bed including jointing the blocks with cement mortar as per drawing and direction of Engineer-in-Charge Grass Crete,Cement will be supplied by Client but subjected to reconciliation" | Sq.Mtr. | 0 | 228 | Approved
The Soul, Rajarhat | COMMON INFRASTRUCTURE | Road Works |  | WO/HR01/CIH01/62 | Lokenath Construction | Paver Block fixing for Hardscape 65mm thk. Over 50mm sand bed including cost of sand | "Paver Block fixing for Hardscape 65mm thk. Over 50mm sand bed including cost of sand Laying interlocking designer paver block of any shade and Colour of approved quality , laid in pattern as directed in Hardscape including necessary underlay complete in all respect with all labour and material. (Border concrete if necessary to be paid separately), a) 65 mm thick Block (Over 50 mm sand bed including cost of sand ). (Only paver block supply by client,but subjected to reconciliation). All work complete as per drawing & direction of Engineer-in-Charge" | Sq.Mtr. | 675 | 228 | Approved
The Ramdulari | PRE-CONSTRUCTION PHASE | Electrical | Infrastructure - Electrical & construction power | WO/RP/RP01/11 | A B S Enterprise | 1200mm long 8mm dia G.I earth spike | Installation of 1200mm long 8mm dia G.I earth spike as earth station to complete in all respect as required | Nos | 2 | 500 | Approved
The Ramdulari | PRE-CONSTRUCTION PHASE | Electrical | Infrastructure - Electrical & construction power | WO/RP/RP01/11 | A B S Enterprise | Wiring of CKT wiring with 2 x 1.5 + 1.0 Sq.mm | Wiring of CKT wiring with 2 x 1.5 + 1.0 Sq.mm PVC insulated copper conductor cable with 20mm dia rigid conduit pipe to complete in all respect as required. | Mtrs. | 60 | 15 | Approved
The Ramdulari | PRE-CONSTRUCTION PHASE | Electrical | Infrastructure - Electrical & construction power | WO/RP/RP01/11 | A B S Enterprise | light point wiring at different area including PVC conduit | Providing and installation of light point wiring at different area including PVC conduit & supply of conduit accessories as per drawing and direction of Engineer-in-charge. Light, wire/cable, switches and switch box will be supplied by client | Nos | 8 | 200 | Approved
The Ramdulari | PRE-CONSTRUCTION PHASE | Electrical | Infrastructure - Electrical & construction power | WO/RP/RP01/11 | A B S Enterprise | Providing and installation of Exhaust fan point | Providing and installation of Exhaust fan point wiring at different area including PVC conduit & supply of conduit accessories as per drawing and direction of Engineer-in-charge. | Nos | 3 | 200 | Approved
The Ramdulari | PRE-CONSTRUCTION PHASE | Electrical | Infrastructure - Electrical & construction power | WO/RP/RP01/11 | A B S Enterprise | 6 Amp socket point | Providing and Installation of 6 Amp socket point wiring at different area including PVC conduit & supply of conduit accessories as per drawing and direction of Engineer-in-charge. wire/cable, switches, socket and switch box will be supplied by client | Nos | 4 | 200 | Approved
The Ramdulari | PRE-CONSTRUCTION PHASE | Electrical | Infrastructure - Electrical & construction power | WO/RP/RP01/11 | A B S Enterprise | 16 Amp socket point | Providing and Installation of 16 Amp socket point wiring at different area including PVC conduit & supply of conduit accessories as per drawing and direction of Engineer-in-charge. wire/cable, switches, socket and switch box will be supplied by client | Nos | 4 | 250 | Approved
The Ramdulari | PRE-CONSTRUCTION PHASE | Electrical | Infrastructure - Electrical & construction power | WO/RP/RP01/11 | A B S Enterprise | 3.5 C X 70 Sq.mm 1.1 KV grade PVC / XLPE insulated and sheathed power cable | Receiving & laying of 3.5 C X 70 Sq.mm 1.1 KV grade PVC / XLPE insulated and sheathed power cable | Mtrs. | 70 | 68 | Approved
The Ramdulari | PRE-CONSTRUCTION PHASE | Electrical | Infrastructure - Electrical & construction power | WO/RP/RP01/11 | A B S Enterprise | DC brass compression gland and aluminium crimping | Supply and making end termination with DC brass compression gland and aluminium crimping type lugs of 3.5 C X 95 Sqmm XLPE / PVC insulated & sheathed AL/CU conductor cable complete as required to complete in all respect. Extra holes made in gland plate to be closed by the contractor w/o any cost. | Nos | 4 | 280 | Approved
The Ramdulari | PRE-CONSTRUCTION PHASE | Electrical | Infrastructure - Electrical & construction power | WO/RP/RP01/11 | A B S Enterprise | 1200 mm fluorescent light fittings | Installation, testing & commissioning of 1200 mm fluorescent light fittings with lamp including supply of all consumable materials by the contractor etc as require to complete in all respect | Nos | 8 | 80 | Approved
The Ramdulari | PRE-CONSTRUCTION PHASE | Electrical | Infrastructure - Electrical & construction power | WO/RP/RP01/11 | A B S Enterprise | 225 mm/300 mm sweep exhaust fan | Installation, Testing & commissioning of 225 mm/300 mm sweep exhaust fan including supply of all consumable materials by the contractor etc as require to complete in all respect. | Nos | 3 | 120 | Approved
SOUTHWINDS PROJECT LLP (PHASE - III & IV) | BLOCK PHASE - III | Piling Work |  | WO/SP34/BP34/8 | Drillers & Engineers, Kolkata (Calcutta) | ROUTINE VERTICAL LOAD TEST ( 500 Dia) for Block- 14 & MLCP | ROUTINE VERTICAL LOAD TEST ( 500 Dia) for Block- 14 & MLCP |  | 0 | 0 | Approved
SOUTHWINDS PROJECT LLP (PHASE - III & IV) | BLOCK PHASE - III | Piling Work |  | WO/SP34/BP34/8 | Drillers & Engineers, Kolkata (Calcutta) | Block-14 | Charges for ROUTINE VERTICAL LOAD TEST ( 500 Dia) on Cast-in-situ Piles (Design Load-140 MT Test Load-210 MT, Kentledge Load- 262.5 MT) including Mobilization & Demobilization Charges and preparation of Pile Head taking necessary Readings and Submitting Two Copies of Reports etc. for Block-14 as per direction of Engineer in charge. | Nos | 2 | 105000 | Approved
SOUTHWINDS PROJECT LLP (PHASE - III & IV) | BLOCK PHASE - III | Piling Work |  | WO/SP34/BP34/8 | Drillers & Engineers, Kolkata (Calcutta) | MLCP | Charges for ROUTINE VERTICAL LOAD TEST ( 500 Dia) on Cast-in-situ Piles (Design Load-140 MT Test Load-210 MT, Kentledge Load- 262.5 MT) including Mobilization & Demobilization Charges and preparation of Pile Head taking necessary Readings and Submitting Two Copies of Reports etc. for Block-MLCP as per direction of Engineer in charge. | Nos | 1 | 105000 | Approved
SOUTHWINDS PROJECT LLP (PHASE - III & IV) | BLOCK PHASE - III | Piling Work |  | WO/SP34/BP34/8 | Drillers & Engineers, Kolkata (Calcutta) | Shifting charges | Shifting charges for Load testing materials from i) 1st point ( Bl-12) to 2nd point (Bl-14 ) ii) 2nd point ( Bl-14) to 3rd point (Bl-MLCP ) including transportation charges as per B.O.Q & direction of EIC | Lump Sum | 1 | 40000 | Approved
The Ramdulari | COMMON INFRASTRUCTURE | Soil Investigation |  | WO/RP/RP03/10 | S. K. MITRA & ASSOCIATES | Geo-technical consultancy services for execution of foundation | Geo-technical consultancy services for execution of foundation |  | 0 | 0 | Approved
The Ramdulari | COMMON INFRASTRUCTURE | Soil Investigation |  | WO/RP/RP03/10 | S. K. MITRA & ASSOCIATES | Geo-Technical Consultancy charges for Design of Piles and Optimization of the same. | Geo-Technical Consultancy charges for Design of Piles and Optimization of the same. Also including One Virtual meeting with our site team and the contactor to explain them prior to the commencement of construction of the working piles. (Scope of work is attached with Annexure-I) | Lump Sum | 1 | 75000 | Approved
The Ramdulari | COMMON INFRASTRUCTURE | Soil Investigation |  | WO/RP/RP03/10 | S. K. MITRA & ASSOCIATES | Geo-Technical Consultancy charges for Design of Shoring work | Geo-Technical Consultancy charges for Design of Shoring work for execution of the proposed foundation & Basement of the structure of the above project and also to suggest excavation profile required for construction of Basement. ( Scope of work is attached with Annexure-I) | Lump Sum | 1 | 210000 | Approved
The Ramdulari | COMMON INFRASTRUCTURE | Soil Investigation |  | WO/RP/RP03/10 | S. K. MITRA & ASSOCIATES | Charges for make site visit and offer advices | Charges for make site visit and offer advices on geotechnical issues during Piling work as well as Shoring work for construction of foundation & Basement on call from us as per requirement. | Nos | 2 | 18000 | Approved
The Ramdulari | COMMON INFRASTRUCTURE | Soil Investigation |  | WO/RP/RP03/10 | S. K. MITRA & ASSOCIATES | Charges for attend meetings / virtual meetings | Charges for attend meetings / virtual meetings with our organization or consultants on call from us as per requirements. | Nos | 2 | 15000 | Approved
Primarc Chambers | COMMON INFRASTRUCTURE | Consultancy Charges | STRUCTURAL CONSULTANT | WO/PCH/PC04/12 | Adroit Consultant | Peer review of Structural Design | Consultancy charges for Peer review of Structural design of the proposed (B+G+15) storied Business Centre at Primarc Chambers, Laskharhat (Kolkata) | Sq.Ft. | 176723 | 1.5 | Approved
The Ramdulari | PRE-CONSTRUCTION PHASE | Site Office | Temporary Boundary Wal | WO/RP/RP01/14 | NEW L. N. CONSTRUCTION | Boundary wall repair work | Boundary wall repair work |  | 0 | 0 | Approved
The Ramdulari | PRE-CONSTRUCTION PHASE | Site Office | Temporary Boundary Wal | WO/RP/RP01/14 | NEW L. N. CONSTRUCTION | Two coat cement based paint | Providing and applying Two Coat cement Based Paint at external surface including preparation of surface by brushing & cleaning loose particles etc. all complete as per approved specification &direction of Engineer in charge. Location: Front Boundary wall colour code as approved by Engineer in charge. | Sq.Ft. | 1650 | 4.5 | Approved
The Ramdulari | PRE-CONSTRUCTION PHASE | Site Office | Temporary Boundary Wal | WO/RP/RP01/14 | NEW L. N. CONSTRUCTION | Supply of unskilled labour | Supply of unskilled labour for miscellaneous work as per direction of Engineer-in-charge. | Nos | 8 | 450 | Approved
The Ramdulari | PRE-CONSTRUCTION PHASE | Site Office | Temporary Boundary Wal | WO/RP/RP01/14 | NEW L. N. CONSTRUCTION | Supply of skilled labour | Supply of skilled labour/Mistry for miscellaneous work as per direction of Engineer-in-charge. | Nos | 4 | 600 | Approved
The Ramdulari | PRE-CONSTRUCTION PHASE | Site Office | Temporary Boundary Wal | WO/RP/RP01/15 | NEW L. N. CONSTRUCTION | Boundary wall rectification work & modification | Boundary wall rectification work & modification |  | 0 | 0 | Amended & Approved
The Ramdulari | PRE-CONSTRUCTION PHASE | Site Office | Temporary Boundary Wal | WO/RP/RP01/15 | NEW L. N. CONSTRUCTION | Providing and Applying two coats of Snowcem | Providing and Applying two coats of Snowcem Paints of approved manufacture on Rough surface of Boundary wall including all tools and tackles and all finish as per direction of Engineer-in-Charge. | Sq.Ft. | 0 | 4.5 | Approved
The Ramdulari | PRE-CONSTRUCTION PHASE | Site Office | Temporary Boundary Wal | WO/RP/RP01/15 | NEW L. N. CONSTRUCTION | Charges for Supply of Santras | Charges for Supply of Santras for doing Dismantling work of Gate Piller and Boundary wall as per direction of Engineer-In-Charge. | Nos | 3 | 550 | Approved
The Ramdulari | PRE-CONSTRUCTION PHASE | Site Office | Temporary Boundary Wal | WO/RP/RP01/15 | NEW L. N. CONSTRUCTION | Charges for front gate brickwall pillar | Charges for front gate brickwall pillar making (750x750) including foundation excavation, Brick flat soling, PCC, masonry foundation and brickwork pillar upto desired height all complete as per drawing / direction of Engineer-In-Charge. (All materials & Labour are in contractor’s scope) | Cum. | 0 | 7500 | Approved
The Ramdulari | PRE-CONSTRUCTION PHASE | Site Office | Temporary Boundary Wal | WO/RP/RP01/15 | NEW L. N. CONSTRUCTION | Charges for Designer planter box | Charges for Designer planter box making on top of Brick pillar gate as per drawing/direction of Engineer-In-Charge. (All materials & Labour are in contractor’s scope) | Nos | 0 | 5000 | Approved
The Ramdulari | PRE-CONSTRUCTION PHASE | Site Office | Temporary Boundary Wal | WO/RP/RP01/15 | NEW L. N. CONSTRUCTION | Providing and Applying External plaster 15mm | Providing and Applying External plaster 15mm with sand and cement mortar including round off or chamfering of concrete surface if any, curing etc, complete as per direction of EIC – 15 mm thick sand cement mortar ( 6 parts sand : 1 part cement), at any level. (All materials & Labour are in contractor’s scope) | Sq.Mtr. | 0 | 250 | Approved
The Ramdulari | PRE-CONSTRUCTION PHASE | Site Office | Temporary Boundary Wal | WO/RP/RP01/15 | NEW L. N. CONSTRUCTION | All Charges for dismantling, repairing and remaking | All Charges for dismantling, repairing and remaking of existing boundary wall as per direction of Engineer-In-Charge. (All materials & Labour are in contractor’s scope) | RMT | 0 | 4200 | Approved
The Ramdulari | PRE-CONSTRUCTION PHASE | Site Office | Temporary Boundary Wal | WO/RP/RP01/15 | NEW L. N. CONSTRUCTION | providing and laying of Brick flat soling | All Charges for providing and laying of Brick flat soling and followed by IPS work on outside of Pathway finishing as per direction of Engineer-In-Charge. (All materials & Labour are in contractor’s scope) | Sq.Mtr. | 0 | 850 | Approved
The Ramdulari | PRE-CONSTRUCTION PHASE | Site Office | Temporary Boundary Wal | WO/RP/RP01/15 | NEW L. N. CONSTRUCTION | Daily Labour | Charges for Supply of Daily Labour for doing Miscellaneous cleaning work at site as per direction of Engineer-In-Charge. | Nos | 12 | 450 | Approved
The Ramdulari | PRE-CONSTRUCTION PHASE | Site Office | Temporary Boundary Wal | WO/RP/RP01/15 | NEW L. N. CONSTRUCTION | removing and cleaning of existing entire dump | Charges for removing and cleaning of existing entire dump, jungle, shrubs, bushes, etc. from site with entire responsibility as per direction of Engineering-In-Charge. | Lump Sum | 0 | 31640 | Approved
The Ramdulari | PRE-CONSTRUCTION PHASE | Site Office | Civil and Finishing Work of Site Office | WO/RP/RP01/16 | ADA-METCON | Supply & Erection of MS Gate | Supply & Erection of MS Gate |  | 0 | 0 | Approved
The Ramdulari | PRE-CONSTRUCTION PHASE | Site Office | Civil and Finishing Work of Site Office | WO/RP/RP01/16 | ADA-METCON | Supply & Erection of MS Gate | Charges for Supply & Erection of MS Gate as per existing design with one coat of red oxide primer all complete as per direction of Engineer-in-Charge. | Kg | 250 | 91 | Approved
The Ramdulari | PRE-CONSTRUCTION PHASE | Site Office | Civil and Finishing Work of Site Office | WO/RP/RP01/16 | ADA-METCON | Erection of Old gate half part | Charges for Erection of Old gate half part of actual size at site as per direction of Engineer-In-Charge. | Lump Sum | 1 | 7000 | Approved
The Ramdulari | PRE-CONSTRUCTION PHASE | Site Office | Civil and Finishing Work of Site Office | WO/RP/RP01/16 | ADA-METCON | Delivery charges | Delivery charges of all material, Tools & tackle, Machineries including Mobilization & De-mobilization, loading & unloading all complete as per Direction of Engineer-in-charge. | Lump Sum | 1 | 2000 | Approved
The Soul, Rajarhat | COMMON INFRASTRUCTURE | Consultancy Charges |  | WO/HR01/CIH01/63 | Centre For Sustainable Development | Compliance report | Compliance report |  | 0 |  | Approved
The Soul, Rajarhat | COMMON INFRASTRUCTURE | Consultancy Charges |  | WO/HR01/CIH01/63 | Centre For Sustainable Development | July.2020 to Dec'2020 | Consultancy charges for 6 months compliance report including monitoring, details attached in Annexure-I. Time Period: July.2020 to Dec'2020. | Set | 0 |  | Approved
The Soul, Rajarhat | COMMON INFRASTRUCTURE | Consultancy Charges |  | WO/HR01/CIH01/63 | Centre For Sustainable Development | Jan 2021 to Jun 2021 | Consultancy charges for 6 months compliance report including monitoring, details attached in Annexure-I. Time Period: Jan 2021 to Jun 2021 | Set | 0 |  | Approved
SOUTHWINDS PROJECT LLP (PHASE - III & IV) | PRE-CONSTRUCTION PHASE - III & IV | Infrastructure for Electrical & Construction Power |  | WO/SP34/PC34/8 | ZED SECURITY SERVICES | 6 port LIU | Supply, Installations, Testing & Commission of 6 port LIU with all accessories. | Nos | 2 | 1650 | Approved
The Ramdulari | BLOCK | Pile Load Test |  | WO/RP/RP02/3 | Drillers & Engineers | high strain Dynamic Pile Load Test | Labour charges for conducting high strain Dynamic Pile Load Test (Design Load-275 Ton, Test Load-2.5 times of design load i.e 687.5 Ton) with PDA on Cast in Situ Pile taking necessary reading interpretation of test result by CAPWAP Analysis and submiting two copys of reports.. a) 750 mm dia Test Pile (Only winch will be provide by client) | Nos | 1 | 45000 | Approved
The Ramdulari | BLOCK | Pile Load Test |  | WO/RP/RP02/3 | Drillers & Engineers | high strain Dynamic Pile Load Test -750 MM WORKING PILE | Labour charges for conducting high strain Dynamic Pile Load Test (Design Load-275 Ton, Test Load-1.5 times of design load i.e 412.5 Ton) with PDA on Cast in Situ Pile taking necessary reading interpretation of test result by CAPWAP Analysis and submitting two copies of reports.(winch will be provide by client) b) 750 MM-WORKING PILE | Nos | 2 | 35000 | Approved
The Ramdulari | BLOCK | Pile Load Test |  | WO/RP/RP02/3 | Drillers & Engineers | high strain Dynamic Pile Load Test-500 MM WORKING PILE | Labour charges for conducting high strain Dynamic Pile Load Test with PDA on Cast in Situ Pile taking necessary reading interpretation of test result by CAPWAP Analysis and submitting two copies of reports.(winch will provide by client) c) 500 mm dia Working Pile | Nos | 2 | 33000 | Approved
The Ramdulari | BLOCK | Pile Load Test |  | WO/RP/RP02/3 | Drillers & Engineers | Sonic Strain Integrity Test (CHUM/CSL) | Conducting Sonic Strain Integrity Test (CHUM/CSL) on Cast-In-Situ piles Taking necessary reading interpretation of test result and submitting two copies of reports. | Nos | 12 | 2100 | Approved
The Ramdulari | BLOCK | Pile Load Test |  | WO/RP/RP02/3 | Drillers & Engineers | Low Strain Integrity Test | Conducting Low Strain Integrity Test with on Cast-In-Situ piles Taking necessary reading interpretation of test result and submitting two copies of reports. (Per visit include testing of minimum 25 nos of Pile) | Nos | 273 | 325 | Approved
The Ramdulari | BLOCK | Civil | Sub & Super Structure Work | WO/RP/RP02/4 | PRIYA CONSTRUCTION | Sheet Piling / Shoring work | Sheet Piling / Shoring work |  | 0 | 0 | Approved
The Ramdulari | BLOCK | Civil | Sub & Super Structure Work | WO/RP/RP02/4 | PRIYA CONSTRUCTION | Labour charges for driving of sheet pile | Labour charges for driving of sheet pile including all tools & tackles, Machineries, Mobilization-demobilization etc all complete as per drawing / direction of Engineer-in-charge. | MT | 425 | 3400 | Approved
The Ramdulari | BLOCK | Civil | Sub & Super Structure Work | WO/RP/RP02/4 | PRIYA CONSTRUCTION | Labour charges for lifting of sheet pile | Labour charges for lifting of sheet pile including all tools & tackles, Machineries, Mobilization-demobilization etc all complete as per drawing / direction of Engineer-in-charge. | MT | 424 | 3200 | Approved
The Ramdulari | BLOCK | Civil | Sub & Super Structure Work | WO/RP/RP02/4 | PRIYA CONSTRUCTION | Labour charges for ISMB Splicing | Labour charges for Splicing of ISMB structure including all tools & tackles,, Machineries, Mobilization-demobilization etc all complete as per drawing / direction of Engineer-in-charge. | Pcs | 24 | 900 | Approved
The Ramdulari | BLOCK | Civil | Sub & Super Structure Work | WO/RP/RP02/4 | PRIYA CONSTRUCTION | Labour charges for MS Plate Splicing | Labour charges for Splicing of MS Plate including all tools & tackles,, Machineries, Mobilization-demobilization etc all complete as per drawing / direction of Engineer-in-charge. | Pcs | 0 | 700 | Approved
The Ramdulari | BLOCK | Civil | Sub & Super Structure Work | WO/RP/RP02/4 | PRIYA CONSTRUCTION | Fabrication & erection of all horizontal & Inclined supports | Labour charges for Fabrication & Erection of all horizontal & inclined supports etc. including all tools & tackles,, Machineries, Mobilization-demobilization etc all complete as per drawing / direction of Engineer-in-charge. | MT | 20.5 | 8400 | Approved
The Ramdulari | BLOCK | Civil | Sub & Super Structure Work | WO/RP/RP02/4 | PRIYA CONSTRUCTION | Dismantling of horizontal & inclined supports | Labour charges for dismantling of all horizontal & inclined supports etc. including all tools & tackles,, Machineries, Mobilization-demobilization etc all complete as per drawing / direction of Engineer-in-charge. | MT | 20.5 | 3400 | Approved
The Ramdulari | BLOCK | Civil | Sub & Super Structure Work | WO/RP/RP02/4 | PRIYA CONSTRUCTION | Shifting of material | Labour charges for shifting of materials as per direction of Engineer-in-charge | MT | 600 | 400 | Approved
The Ramdulari | BLOCK | Civil | Sub & Super Structure Work | WO/RP/RP02/4 | PRIYA CONSTRUCTION | ISMB & MS Plates fabrication | Labour charges for ISMB & MS Plates fabrication including all tools & tackles,, Machineries, Mobilization-demobilization etc all complete as per drawing / direction of Engineer-in-charge. | MT | 257 | 800 | Approved
The Soul, Rajarhat | BASEMENT WITH PODIUM | Water Proofing |  | WO/HR01/BP01/8 | Waterproof | Internal Protective and Finish Plaster: | Internal Protective and Finish Plaster: Providing and laying protective plaster (~15mm thick) on the coated surface of retaining wall in 1:4 ratio (cement:sand) admixed with Dr Fixit Pidiproof LW+ @200 ml/50 kg bag of cement. including curing work, all lead & fift of materials etc. all complete as per the specification & direction of Engineer in Charge. Consumption: 200 ml per 50 kg bag of cement (Cement will be supplied by Client, but subjected to reconciliation)." | Sq.Mtr. | 796 | 142 | Approved
The Soul, Rajarhat | BASEMENT WITH PODIUM | Water Proofing |  | WO/HR01/BP01/8 | Waterproof | NEAT CEMENT | Neat Cement Punning: All charges for laying of 4 mm thick neat cement (cement consumption not more than 2.75 KG/SQM) inside surface on protective finish plaster with curing including tools tackles all complete as per direction of EIC Cement will be supplied by client at free of cost but subjected to reconciliation | Sq.Mtr. | 796 | 26.9 | Approved
The Soul, Rajarhat | BASEMENT WITH PODIUM | Water Proofing |  | WO/HR01/BP01/8 | Waterproof | 65 mm (Avg. Thickness) Screed Concrete | 65 mm (Avg Thickness) Screed Concrete: Charges towards laying of Avg. 65 mm screed concrete in Prop. of 1:1.5:3 (1 part cement: 1.5 part sand: 3 part aggregate) admixed with integral waterproofing compound over the floor area complete as per specification and direction of EIC Cement will be supplied by client at free of cost but subjected to reconciliation | Sq.Mtr. | 300 | 264 | Approved
The Soul, Rajarhat | BLOCK | Civil |  | WO/HR01/BOK01/79 | B R C D ASSOCIATES | Misc. Hole Packing Work | Charges for Misc. hole packing work at tower at all level including tools tackles, Jula Bhara etc. all complete as per direction of EIC. Client Supply: Fosroc GP2/ Equivalent Location: Block A (Tower-5,6,7 & 8); Block B (Tower-1,2,3 & 4) Unit of Measurement: Per Tower | Nos | 0 | 60000 | Approved
The Soul, Rajarhat | BLOCK | Civil | Sub & Super Structure Work | WO/HR01/BOK01/80 | HARIPADA BARAI | Civil Work | Civil Work |  | 0 | 0 | Approved
The Soul, Rajarhat | BLOCK | Civil | Sub & Super Structure Work | WO/HR01/BOK01/81 | MAA KALI CONSTRUCTION | Civil Work | Civil Work |  | 0 | 0 | Approved
The Soul, Rajarhat | BLOCK | Civil | Sub & Super Structure Work | WO/HR01/BOK01/80 | HARIPADA BARAI | Plywood shuttering (Block) | Plywood shuttering (Block) All charges for fabricating, erecting and fixing in position plained timber, plywood centering and shuttering true to line and level, including steel propping, staging, shuttering removal, applying shuttering oil, including required bracing, chamfering corners (of exposed edges) of beams, columns, walls etc. complete as per drawing & direction of Engineer-in-Charge. Rate shall also include removal and dismantling the aforesaid assembly after specified period complete as per drawing and direction of EIC Shuttering Oil in Contractor Scope | Sq.Mtr. | 1218 | 190 | Approved
The Soul, Rajarhat | BLOCK | Civil | Sub & Super Structure Work | WO/HR01/BOK01/81 | MAA KALI CONSTRUCTION | Plywood shuttering (Block) | Plywood shuttering (Block) All charges for fabricating, erecting and fixing in position plained timber, plywood centering and shuttering true to line and level, including steel propping, staging, shuttering removal, applying shuttering oil, including required bracing, chamfering corners (of exposed edges) of beams, columns, walls etc. complete as per drawing & direction of Engineer-in-Charge. Rate shall also include removal and dismantling the aforesaid assembly after specified period complete as per drawing and direction of EIC Shuttering Oil in Contractor Scope | Sq.Mtr. | 1248 | 190 | Approved
The Soul, Rajarhat | BLOCK | Civil | Sub & Super Structure Work |  |  | Misc. Charges | Charges for loading - unloading, transportation, hire charges for machinery as per direction of Engineer-in-Charge | Sq.Mtr. |  |  | Approved
The Soul, Rajarhat | BLOCK | Civil | Sub & Super Structure Work | WO/HR01/BOK01/80 | HARIPADA BARAI | Making of Plywood shuttering | Charges for making Plywood shuttering as per direction of EIC | Sq.Mtr. | 427 | 50 | Approved
The Soul, Rajarhat | BLOCK | Civil | Sub & Super Structure Work | WO/HR01/BOK01/81 | MAA KALI CONSTRUCTION | Making of Plywood shuttering | Charges for making Plywood shuttering as per direction of EIC | Sq.Mtr. | 437 | 50 | Approved
The Soul, Rajarhat | BLOCK | Civil | Sub & Super Structure Work |  |  | Misc. Charges | Charges for loading - unloading, transportation, hire charges for machinery as per direction of Engineer-in-Charge | Sq.Mtr. |  |  | Approved
The Soul, Rajarhat | BLOCK | Civil | Sub & Super Structure Work | WO/HR01/BOK01/80 | HARIPADA BARAI | Lifting of Plywood shuttering any floor | Lifting of Plywood shuttering any floor | Sq.Mtr. | 1194 | 5 | Approved
The Soul, Rajarhat | BLOCK | Civil | Sub & Super Structure Work | WO/HR01/BOK01/81 | MAA KALI CONSTRUCTION | Lifting of Plywood shuttering any floor | Lifting of Plywood shuttering any floor | Sq.Mtr. | 1223 | 5 | Approved
The Soul, Rajarhat | BLOCK | Civil | Sub & Super Structure Work |  |  | Misc. Charges | Charges for loading - unloading, transportation, hire charges for machinery as per direction of Engineer-in-Charge | Sq.Mtr. |  |  | Approved
The Soul, Rajarhat | BLOCK | Civil | Sub & Super Structure Work | WO/HR01/BOK01/80 | HARIPADA BARAI | Shuttering-Aluminium | All charges for designing, providing, fabricating, erecting and fixing in position plained Aluminium centering and shuttering true to line and level, including making provision for cut out, steel propping, staging of required height, shuttering removal, applying shuttering oil, making the joints fully leak proof to avoid leakage of cement slurry including required bracing, chamfering corners (of exposed edges) of beams, columns, walls, mullion post (if any) etc. complete to the entire satisfaction of Engineer-in-Charge. Rate shall include removal and dismantling the aforesaid assembly after specified period complete at all levels and leads for all items e.g. columns, beams, slabs, lintels, staircase, wall, pergolas, niches, transoms, mullions etc. of all profile coming above Plinth level. | Sq.Mtr. | 27100 | 137 | Approved
The Soul, Rajarhat | BLOCK | Civil | Sub & Super Structure Work | WO/HR01/BOK01/81 | MAA KALI CONSTRUCTION | Shuttering-Aluminium | All charges for designing, providing, fabricating, erecting and fixing in position plained Aluminium centering and shuttering true to line and level, including making provision for cut out, steel propping, staging of required height, shuttering removal, applying shuttering oil, making the joints fully leak proof to avoid leakage of cement slurry including required bracing, chamfering corners (of exposed edges) of beams, columns, walls, mullion post (if any) etc. complete to the entire satisfaction of Engineer-in-Charge. Rate shall include removal and dismantling the aforesaid assembly after specified period complete at all levels and leads for all items e.g. columns, beams, slabs, lintels, staircase, wall, pergolas, niches, transoms, mullions etc. of all profile coming above Plinth level. | Sq.Mtr. | 44178 | 137 | Approved
The Soul, Rajarhat | BLOCK | Civil | Sub & Super Structure Work |  |  | Misc. Charges | Charges for loading - unloading, transportation, hire charges for machinery as per direction of Engineer-in-Charge | Sq.Mtr. |  |  | Approved
The Soul, Rajarhat | BLOCK | Civil | Sub & Super Structure Work | WO/HR01/BOK01/80 | HARIPADA BARAI | Lifting of Alufrom shuttering (Avg. rate per floor) | Lifting of Alufrom shuttering at any Floor | Sq.Mtr. | 26568 | 10 | Approved
The Soul, Rajarhat | BLOCK | Civil | Sub & Super Structure Work | WO/HR01/BOK01/81 | MAA KALI CONSTRUCTION | Lifting of Alufrom shuttering (Avg. rate per floor) | Lifting of Alufrom shuttering at any Floor | Sq.Mtr. | 43311 | 10 | Approved
The Soul, Rajarhat | BLOCK | Civil | Sub & Super Structure Work |  |  | Misc. Charges | Charges for loading - unloading, transportation, hire charges for machinery as per direction of Engineer-in-Charge | Sq.Mtr. |  |  | Approved
The Soul, Rajarhat | BLOCK | Civil | Sub & Super Structure Work |  |  | Lifting Reinf Towercane (Block) | Lifting Reinf Towercane (Block) 1st Floor | MT |  |  | Approved
The Soul, Rajarhat | BLOCK | Civil | Sub & Super Structure Work |  |  | Misc. Charges | Charges for loading - unloading, transportation, hire charges for machinery as per direction of Engineer-in-Charge | MT |  |  | Approved
The Soul, Rajarhat | BLOCK | Civil | Sub & Super Structure Work |  |  | Lifting Reinf Towercane (Block) | Lifting Reinf Towercane (Block) 2nd Floor | MT |  |  | Approved
The Soul, Rajarhat | BLOCK | Civil | Sub & Super Structure Work |  |  | Misc. Charges | Charges for loading - unloading, transportation, hire charges for machinery as per direction of Engineer-in-Charge | MT |  |  | Approved
The Soul, Rajarhat | BLOCK | Civil | Sub & Super Structure Work |  |  | Lifting Reinf Towercane (Block) | Lifting Reinf Towercane (Block) 3rd Floor | MT |  |  | Approved
The Soul, Rajarhat | BLOCK | Civil | Sub & Super Structure Work |  |  | Misc. Charges | Charges for loading - unloading, transportation, hire charges for machinery as per direction of Engineer-in-Charge | MT |  |  | Approved
The Soul, Rajarhat | BLOCK | Civil | Sub & Super Structure Work |  |  | Lifting Reinf Towercane (Block) | Lifting Reinf Towercane (Block) 4th Floor | MT |  |  | Approved
The Soul, Rajarhat | BLOCK | Civil | Sub & Super Structure Work |  |  | Misc. Charges | Charges for loading - unloading, transportation, hire charges for machinery as per direction of Engineer-in-Charge | MT |  |  | Approved
The Soul, Rajarhat | BLOCK | Civil | Sub & Super Structure Work |  |  | Lifting Reinf Towercane (Block) | Lifting Reinf Towercane (Block) 5th Floor | MT |  |  | Approved
The Soul, Rajarhat | BLOCK | Civil | Sub & Super Structure Work |  |  | Misc. Charges | Charges for loading - unloading, transportation, hire charges for machinery as per direction of Engineer-in-Charge | MT |  |  | Approved
The Soul, Rajarhat | BLOCK | Civil | Sub & Super Structure Work |  |  | Lifting Reinf Towercane (Block) | Lifting Reinf Towercane (Block) 6th Floor | MT |  |  | Approved
The Soul, Rajarhat | BLOCK | Civil | Sub & Super Structure Work |  |  | Misc. Charges | Charges for loading - unloading, transportation, hire charges for machinery as per direction of Engineer-in-Charge | MT |  |  | Approved
The Soul, Rajarhat | BLOCK | Civil | Sub & Super Structure Work | WO/HR01/BOK01/80 | HARIPADA BARAI | Lifting Reinf Towercane (Block) | Lifting Reinf Towercane (Block) 7th Floor | MT | 0 | 280 | Approved
The Soul, Rajarhat | BLOCK | Civil | Sub & Super Structure Work | WO/HR01/BOK01/81 | MAA KALI CONSTRUCTION | Lifting Reinf Towercane (Block) | Lifting Reinf Towercane (Block) 7th Floor | MT | 12 | 280 | Approved
The Soul, Rajarhat | BLOCK | Civil | Sub & Super Structure Work |  |  | Misc. Charges | Charges for loading - unloading, transportation, hire charges for machinery as per direction of Engineer-in-Charge | MT |  |  | Approved
The Soul, Rajarhat | BLOCK | Civil | Sub & Super Structure Work | WO/HR01/BOK01/80 | HARIPADA BARAI | Lifting Reinf Towercane (Block) | Lifting Reinf Towercane (Block) 8th Floor | MT | 4 | 320 | Approved
The Soul, Rajarhat | BLOCK | Civil | Sub & Super Structure Work | WO/HR01/BOK01/81 | MAA KALI CONSTRUCTION | Lifting Reinf Towercane (Block) | Lifting Reinf Towercane (Block) 8th Floor | MT | 22 | 320 | Approved
The Soul, Rajarhat | BLOCK | Civil | Sub & Super Structure Work |  |  | Misc. Charges | Charges for loading - unloading, transportation, hire charges for machinery as per direction of Engineer-in-Charge | MT |  |  | Approved
The Soul, Rajarhat | BLOCK | Civil | Sub & Super Structure Work | WO/HR01/BOK01/80 | HARIPADA BARAI | Lifting Reinf Towercane (Block) | Lifting Reinf Towercane (Block) 9th Floor | MT | 0 | 360 | Approved
The Soul, Rajarhat | BLOCK | Civil | Sub & Super Structure Work | WO/HR01/BOK01/81 | MAA KALI CONSTRUCTION | Lifting Reinf Towercane (Block) | Lifting Reinf Towercane (Block) 9th Floor | MT | 21 | 360 | Approved
The Soul, Rajarhat | BLOCK | Civil | Sub & Super Structure Work |  |  | Misc. Charges | Charges for loading - unloading, transportation, hire charges for machinery as per direction of Engineer-in-Charge | MT |  |  | Approved
The Soul, Rajarhat | BLOCK | Civil | Sub & Super Structure Work | WO/HR01/BOK01/80 | HARIPADA BARAI | Lifting Reinf Towercane (Block) | Lifting Reinf Towercane (Block) 10th Floor | MT | 0 | 400 | Approved
The Soul, Rajarhat | BLOCK | Civil | Sub & Super Structure Work | WO/HR01/BOK01/81 | MAA KALI CONSTRUCTION | Lifting Reinf Towercane (Block) | Lifting Reinf Towercane (Block) 10th Floor | MT | 21 | 400 | Approved
The Soul, Rajarhat | BLOCK | Civil | Sub & Super Structure Work |  |  | Misc. Charges | Charges for loading - unloading, transportation, hire charges for machinery as per direction of Engineer-in-Charge | MT |  |  | Approved
The Soul, Rajarhat | BLOCK | Civil | Sub & Super Structure Work | WO/HR01/BOK01/80 | HARIPADA BARAI | Lifting Reinf Towercane (Block) | Lifting Reinf Towercane (Block) 11th Floor | MT | 32.15 | 440 | Approved
The Soul, Rajarhat | BLOCK | Civil | Sub & Super Structure Work | WO/HR01/BOK01/81 | MAA KALI CONSTRUCTION | Lifting Reinf Towercane (Block) | Lifting Reinf Towercane (Block) 11th Floor | MT | 50 | 440 | Approved
The Soul, Rajarhat | BLOCK | Civil | Sub & Super Structure Work |  |  | Misc. Charges | Charges for loading - unloading, transportation, hire charges for machinery as per direction of Engineer-in-Charge | MT |  |  | Approved
The Soul, Rajarhat | BLOCK | Civil | Sub & Super Structure Work | WO/HR01/BOK01/80 | HARIPADA BARAI | Lifting Reinf Towercane (Block) | Lifting Reinf Towercane (Block) 12th Floor | MT | 35.785 | 480 | Approved
The Soul, Rajarhat | BLOCK | Civil | Sub & Super Structure Work | WO/HR01/BOK01/81 | MAA KALI CONSTRUCTION | Lifting Reinf Towercane (Block) | Lifting Reinf Towercane (Block) 12th Floor | MT | 50 | 480 | Approved
The Soul, Rajarhat | BLOCK | Civil | Sub & Super Structure Work |  |  | Misc. Charges | Charges for loading - unloading, transportation, hire charges for machinery as per direction of Engineer-in-Charge | MT |  |  | Approved
The Soul, Rajarhat | BLOCK | Civil | Sub & Super Structure Work | WO/HR01/BOK01/80 | HARIPADA BARAI | Lifting Reinf Towercane (Block) | Lifting Reinf Towercane (Block) 13th Floor | MT | 35.78 | 520 | Approved
The Soul, Rajarhat | BLOCK | Civil | Sub & Super Structure Work | WO/HR01/BOK01/81 | MAA KALI CONSTRUCTION | Lifting Reinf Towercane (Block) | Lifting Reinf Towercane (Block) 13th Floor | MT | 50 | 520 | Approved
The Soul, Rajarhat | BLOCK | Civil | Sub & Super Structure Work |  |  | Misc. Charges | Charges for loading - unloading, transportation, hire charges for machinery as per direction of Engineer-in-Charge | MT |  |  | Approved
The Soul, Rajarhat | BLOCK | Civil | Sub & Super Structure Work | WO/HR01/BOK01/80 | HARIPADA BARAI | Lifting Reinf Towercane (Block) | Lifting Reinf Towercane (Block) 14th Floor | MT | 35.77 | 560 | Approved
The Soul, Rajarhat | BLOCK | Civil | Sub & Super Structure Work | WO/HR01/BOK01/81 | MAA KALI CONSTRUCTION | Lifting Reinf Towercane (Block) | Lifting Reinf Towercane (Block) 14th Floor | MT | 50 | 560 | Approved
The Soul, Rajarhat | BLOCK | Civil | Sub & Super Structure Work |  |  | Misc. Charges | Charges for loading - unloading, transportation, hire charges for machinery as per direction of Engineer-in-Charge | MT |  |  | Approved
The Soul, Rajarhat | BLOCK | Civil | Sub & Super Structure Work | WO/HR01/BOK01/80 | HARIPADA BARAI | Lifting Reinf Towercane (Block) | Lifting Reinf Towercane (Block) 15th Floor | MT | 35.77 | 600 | Approved
The Soul, Rajarhat | BLOCK | Civil | Sub & Super Structure Work | WO/HR01/BOK01/81 | MAA KALI CONSTRUCTION | Lifting Reinf Towercane (Block) | Lifting Reinf Towercane (Block) 15th Floor | MT | 50 | 600 | Approved
The Soul, Rajarhat | BLOCK | Civil | Sub & Super Structure Work |  |  | Misc. Charges | Charges for loading - unloading, transportation, hire charges for machinery as per direction of Engineer-in-Charge | MT |  |  | Approved
The Soul, Rajarhat | BLOCK | Civil | Sub & Super Structure Work | WO/HR01/BOK01/80 | HARIPADA BARAI | Lifting Reinf Towercane (Block) | Lifting Reinf Towercane (Block) 16 th Floor | MT | 35.77 | 640 | Approved
The Soul, Rajarhat | BLOCK | Civil | Sub & Super Structure Work | WO/HR01/BOK01/81 | MAA KALI CONSTRUCTION | Lifting Reinf Towercane (Block) | Lifting Reinf Towercane (Block) 16 th Floor | MT | 50 | 640 | Approved
The Soul, Rajarhat | BLOCK | Civil | Sub & Super Structure Work |  |  | Misc. Charges | Charges for loading - unloading, transportation, hire charges for machinery as per direction of Engineer-in-Charge | MT |  |  | Approved
The Soul, Rajarhat | BLOCK | Civil | Sub & Super Structure Work | WO/HR01/BOK01/80 | HARIPADA BARAI | Lifting Reinf Towercane (Block) | Lifting Reinf Towercane (Block) Above Roof | MT | 43.99 | 680 | Approved
The Soul, Rajarhat | BLOCK | Civil | Sub & Super Structure Work | WO/HR01/BOK01/81 | MAA KALI CONSTRUCTION | Lifting Reinf Towercane (Block) | Lifting Reinf Towercane (Block) Above Roof | MT | 48 | 680 | Approved
The Soul, Rajarhat | BLOCK | Civil | Sub & Super Structure Work |  |  | Misc. Charges | Charges for loading - unloading, transportation, hire charges for machinery as per direction of Engineer-in-Charge | MT |  |  | Approved
The Soul, Rajarhat | BLOCK | Civil | Sub & Super Structure Work |  |  | Lifting Reinf manual (Block) | Lifting Reinf manual (Block) 1 st Floor | MT |  |  | Approved
The Soul, Rajarhat | BLOCK | Civil | Sub & Super Structure Work |  |  | Misc. Charges | Charges for loading - unloading, transportation, hire charges for machinery as per direction of Engineer-in-Charge | MT |  |  | Approved
The Soul, Rajarhat | BLOCK | Civil | Sub & Super Structure Work |  |  | Lifting Reinf manual (Block) | Lifting Reinf manual (Block) 2 nd Floor | MT |  |  | Approved
The Soul, Rajarhat | BLOCK | Civil | Sub & Super Structure Work |  |  | Misc. Charges | Charges for loading - unloading, transportation, hire charges for machinery as per direction of Engineer-in-Charge | MT |  |  | Approved
The Soul, Rajarhat | BLOCK | Civil | Sub & Super Structure Work |  |  | Lifting Reinf manual (Block) | Lifting Reinf manual (Block) 3rd Floor | MT |  |  | Approved
The Soul, Rajarhat | BLOCK | Civil | Sub & Super Structure Work |  |  | Misc. Charges | Charges for loading - unloading, transportation, hire charges for machinery as per direction of Engineer-in-Charge | MT |  |  | Approved
The Soul, Rajarhat | BLOCK | Civil | Sub & Super Structure Work |  |  | Lifting Reinf manual (Block) | Lifting Reinf manual (Block) 4 th Floor | MT |  |  | Approved
The Soul, Rajarhat | BLOCK | Civil | Sub & Super Structure Work |  |  | Misc. Charges | Charges for loading - unloading, transportation, hire charges for machinery as per direction of Engineer-in-Charge | MT |  |  | Approved
The Soul, Rajarhat | BLOCK | Civil | Sub & Super Structure Work |  |  | Lifting Reinf manual (Block) | Lifting Reinf manual (Block) 5 th Floor | MT |  |  | Approved
The Soul, Rajarhat | BLOCK | Civil | Sub & Super Structure Work |  |  | Misc. Charges | Charges for loading - unloading, transportation, hire charges for machinery as per direction of Engineer-in-Charge | MT |  |  | Approved
The Soul, Rajarhat | BLOCK | Civil | Sub & Super Structure Work |  |  | Lifting Reinf manual (Block) | Lifting Reinf manual (Block) 6 th Floor | MT |  |  | Approved
The Soul, Rajarhat | BLOCK | Civil | Sub & Super Structure Work |  |  | Misc. Charges | Charges for loading - unloading, transportation, hire charges for machinery as per direction of Engineer-in-Charge | MT |  |  | Approved
The Soul, Rajarhat | BLOCK | Civil | Sub & Super Structure Work | WO/HR01/BOK01/80 | HARIPADA BARAI | Lifting Reinf manual (Block) | Lifting Reinf manual (Block) 7 th Floor | MT | 0 | 1225 | Approved
The Soul, Rajarhat | BLOCK | Civil | Sub & Super Structure Work | WO/HR01/BOK01/81 | MAA KALI CONSTRUCTION | Lifting Reinf manual (Block) | Lifting Reinf manual (Block) 7 th Floor | MT | 11 | 1225 | Approved
The Soul, Rajarhat | BLOCK | Civil | Sub & Super Structure Work |  |  | Misc. Charges | Charges for loading - unloading, transportation, hire charges for machinery as per direction of Engineer-in-Charge | MT |  |  | Approved
The Soul, Rajarhat | BLOCK | Civil | Sub & Super Structure Work | WO/HR01/BOK01/80 | HARIPADA BARAI | Lifting Reinf manual (Block) | Lifting Reinf manual (Block) 8 th Floor | MT | 1.82 | 1400 | Approved
The Soul, Rajarhat | BLOCK | Civil | Sub & Super Structure Work | WO/HR01/BOK01/81 | MAA KALI CONSTRUCTION | Lifting Reinf manual (Block) | Lifting Reinf manual (Block) 8 th Floor | MT | 0 | 1400 | Approved
The Soul, Rajarhat | BLOCK | Civil | Sub & Super Structure Work |  |  | Misc. Charges | Charges for loading - unloading, transportation, hire charges for machinery as per direction of Engineer-in-Charge | MT |  |  | Approved
The Soul, Rajarhat | BLOCK | Civil | Sub & Super Structure Work | WO/HR01/BOK01/80 | HARIPADA BARAI | Lifting Reinf manual (Block) | Lifting Reinf manual (Block) 9 th Floor | MT | 0 | 1575 | Approved
The Soul, Rajarhat | BLOCK | Civil | Sub & Super Structure Work | WO/HR01/BOK01/81 | MAA KALI CONSTRUCTION | Lifting Reinf manual (Block) | Lifting Reinf manual (Block) 9 th Floor | MT | 0 | 1575 | Approved
The Soul, Rajarhat | BLOCK | Civil | Sub & Super Structure Work |  |  | Misc. Charges | Charges for loading - unloading, transportation, hire charges for machinery as per direction of Engineer-in-Charge | MT |  |  | Approved
The Soul, Rajarhat | BLOCK | Civil | Sub & Super Structure Work | WO/HR01/BOK01/80 | HARIPADA BARAI | Lifting Reinf manual (Block) | Lifting Reinf manual (Block) 10 th Floor | MT | 0 | 1750 | Approved
The Soul, Rajarhat | BLOCK | Civil | Sub & Super Structure Work | WO/HR01/BOK01/81 | MAA KALI CONSTRUCTION | Lifting Reinf manual (Block) | Lifting Reinf manual (Block) 10 th Floor | MT | 0 | 1750 | Approved
The Soul, Rajarhat | BLOCK | Civil | Sub & Super Structure Work |  |  | Misc. Charges | Charges for loading - unloading, transportation, hire charges for machinery as per direction of Engineer-in-Charge | MT |  |  | Approved
The Soul, Rajarhat | BLOCK | Civil | Sub & Super Structure Work | WO/HR01/BOK01/80 | HARIPADA BARAI | Lifting Reinf manual (Block) | Lifting Reinf manual (Block) 11 th Floor | MT | 3.64 | 1925 | Approved
The Soul, Rajarhat | BLOCK | Civil | Sub & Super Structure Work | WO/HR01/BOK01/81 | MAA KALI CONSTRUCTION | Lifting Reinf manual (Block) | Lifting Reinf manual (Block) 11 th Floor | MT | 0 | 1925 | Approved
The Soul, Rajarhat | BLOCK | Civil | Sub & Super Structure Work |  |  | Misc. Charges | Charges for loading - unloading, transportation, hire charges for machinery as per direction of Engineer-in-Charge | MT |  |  | Approved
The Soul, Rajarhat | BLOCK | Civil | Sub & Super Structure Work | WO/HR01/BOK01/80 | HARIPADA BARAI | Lifting Reinf manual (Block) | Lifting Reinf manual (Block) 12 th Floor | MT | 2.74 | 2100 | Approved
The Soul, Rajarhat | BLOCK | Civil | Sub & Super Structure Work | WO/HR01/BOK01/81 | MAA KALI CONSTRUCTION | Lifting Reinf manual (Block) | Lifting Reinf manual (Block) 12 th Floor | MT | 0 | 2100 | Approved
The Soul, Rajarhat | BLOCK | Civil | Sub & Super Structure Work |  |  | Misc. Charges | Charges for loading - unloading, transportation, hire charges for machinery as per direction of Engineer-in-Charge | MT |  |  | Approved
The Soul, Rajarhat | BLOCK | Civil | Sub & Super Structure Work |  |  | Lifting Reinf manual (Block) | Lifting Reinf manual (Block) 13 th Floor | MT |  |  | Approved
The Soul, Rajarhat | BLOCK | Civil | Sub & Super Structure Work |  |  | Misc. Charges | Charges for loading - unloading, transportation, hire charges for machinery as per direction of Engineer-in-Charge | MT |  |  | Approved
The Soul, Rajarhat | BLOCK | Civil | Sub & Super Structure Work |  |  | Lifting Reinf manual (Block) | Lifting Reinf manual (Block) 14 th Floor | MT |  |  | Approved
The Soul, Rajarhat | BLOCK | Civil | Sub & Super Structure Work |  |  | Misc. Charges | Charges for loading - unloading, transportation, hire charges for machinery as per direction of Engineer-in-Charge | MT |  |  | Approved
The Soul, Rajarhat | BLOCK | Civil | Sub & Super Structure Work |  |  | Lifting Reinf manual (Block) | Lifting Reinf manual (Block) 15 th Floor | MT |  |  | Approved
The Soul, Rajarhat | BLOCK | Civil | Sub & Super Structure Work |  |  | Misc. Charges | Charges for loading - unloading, transportation, hire charges for machinery as per direction of Engineer-in-Charge | MT |  |  | Approved
The Soul, Rajarhat | BLOCK | Civil | Sub & Super Structure Work |  |  | Lifting Reinf manual (Block) | Lifting Reinf manual (Block) 16 th Floor | MT |  |  | Approved
The Soul, Rajarhat | BLOCK | Civil | Sub & Super Structure Work |  |  | Misc. Charges | Charges for loading - unloading, transportation, hire charges for machinery as per direction of Engineer-in-Charge | MT |  |  | Approved
The Soul, Rajarhat | BLOCK | Civil | Sub & Super Structure Work |  |  | Lifting Reinf manual (Block) | Lifting Reinf manual (Block) Above Roof | MT |  |  | Approved
The Soul, Rajarhat | BLOCK | Civil | Sub & Super Structure Work | WO/HR01/BOK01/80 | HARIPADA BARAI | Reinforcement (Block) | Reinforcement (Block) All charges for fixing steel reinforcement (Tor Steel as per IS-1786, Fe 500) for RCC work including transporting, decoiling, straightening, removing loose rust, cutting, bending and placing for all profile and for all lead and binding with 18 gauge annealed wire to the entire satisfaction of Engineer-in-Charge. Payment of steel shall be made as per drawing and approved bar bending schedule with permissible laps and paid on the basis of the sectional weights of bar as per relevant I.S. Code. The rate shall include cost of binding wire, chairs, spacers, pins, cover blocks which will not be measured separately for payment | MT | 281 | 7000 | Approved
The Soul, Rajarhat | BLOCK | Civil | Sub & Super Structure Work | WO/HR01/BOK01/81 | MAA KALI CONSTRUCTION | Reinforcement (Block) | Reinforcement (Block) All charges for fixing steel reinforcement (Tor Steel as per IS-1786, Fe 500) for RCC work including transporting, decoiling, straightening, removing loose rust, cutting, bending and placing for all profile and for all lead and binding with 18 gauge annealed wire to the entire satisfaction of Engineer-in-Charge. Payment of steel shall be made as per drawing and approved bar bending schedule with permissible laps and paid on the basis of the sectional weights of bar as per relevant I.S. Code. The rate shall include cost of binding wire, chairs, spacers, pins, cover blocks which will not be measured separately for payment | MT | 469 | 7000 | Approved
The Soul, Rajarhat | BLOCK | Civil | Sub & Super Structure Work |  |  | Misc. Charges | Charges for loading - unloading, transportation, hire charges for machinery as per direction of Engineer-in-Charge | MT |  |  | Approved
The Soul, Rajarhat | BLOCK | Civil | Sub & Super Structure Work | WO/HR01/BOK01/80 | HARIPADA BARAI | Fixing of sleeves & Cut-out | Charges for Fixing of sleeves & Cut-out as per direction of EIC | Nos | 2260 | 82 | Approved
The Soul, Rajarhat | BLOCK | Civil | Sub & Super Structure Work | WO/HR01/BOK01/81 | MAA KALI CONSTRUCTION | Fixing of sleeves & Cut-out | Charges for Fixing of sleeves & Cut-out as per direction of EIC | Nos | 3445 | 82 | Approved
The Soul, Rajarhat | BLOCK | Civil | Sub & Super Structure Work |  |  | Misc. Charges | Charges for loading - unloading, transportation, hire charges for machinery as per direction of Engineer-in-Charge | Nos |  |  | Approved
The Soul, Rajarhat | BLOCK | Civil | Sub & Super Structure Work | WO/HR01/BOK01/80 | HARIPADA BARAI | Scaffolding | Charges for making of scaffolding as per direction of EIC | Cum. | 4806 | 30 | Approved
The Soul, Rajarhat | BLOCK | Civil | Sub & Super Structure Work | WO/HR01/BOK01/81 | MAA KALI CONSTRUCTION | Scaffolding | Charges for making of scaffolding as per direction of EIC | Cum. | 4770 | 30 | Approved
The Soul, Rajarhat | BLOCK | Civil | Sub & Super Structure Work |  |  | Misc. Charges | Charges for loading - unloading, transportation, hire charges for machinery as per direction of Engineer-in-Charge | Cum. |  |  | Approved
The Soul, Rajarhat | BLOCK | Civil | Sub & Super Structure Work | WO/HR01/BOK01/82 | ASRAFUL MONDAL | Civil Work | Civil Work |  | 0 | 0 | Approved
The Soul, Rajarhat | BLOCK | Civil | Sub & Super Structure Work |  |  | Concreting of Raft | Charges for Concreting of Raft Charges for concreting of raft as per drawing and direction of EIC Rate include cleaning of spill of concrete after casting | Cum. |  |  | Approved
The Soul, Rajarhat | BLOCK | Civil | Sub & Super Structure Work | WO/HR01/BOK01/82 | ASRAFUL MONDAL | Concreting | Charges for Concreting of Column, sharewall, tie beam, retaining wall, parapet wall, planter, stair, ramp as per drawing and direction of EIC Rate include cleaning of spill of concrete after casting | Cum. | 656 | 400 | Approved
The Soul, Rajarhat | BLOCK | Civil | Sub & Super Structure Work | WO/HR01/BOK01/82 | ASRAFUL MONDAL | Concreting | Charges for Concreting of Grade slab, conventional slab beam Rate include cleaning of spill of concrete after casting | Cum. | 180 | 230 | Approved
The Soul, Rajarhat | BLOCK | Civil | Sub & Super Structure Work | WO/HR01/BOK01/82 | ASRAFUL MONDAL | Concreting | Charges for Concreting of Alufrom wall slab beam Rate include cleaning of spill of concrete after casting | Cum. | 5771 | 290 | Approved
The Soul, Rajarhat | BLOCK | Civil | Sub & Super Structure Work |  |  | Concreting | Charges for Concreting of PCC Rate include cleaning of spill of concrete after casting | Cum. |  |  | Approved
The Soul, Rajarhat | BLOCK | Civil | Sub & Super Structure Work | WO/HR01/BOK01/82 | ASRAFUL MONDAL | Hole Filling | Charges for Hole Filling as per drawing and direction of EIC | Nos | 165640 | 5 | Approved
The Soul, Rajarhat | BLOCK | Civil | Sub & Super Structure Work | WO/HR01/BOK01/82 | ASRAFUL MONDAL | Mason for 11 hrs | Charges for Mason for 11 hrs | Nos | 538 | 560 | Approved
The Soul, Rajarhat | BLOCK | Civil | Sub & Super Structure Work | WO/HR01/BOK01/82 | ASRAFUL MONDAL | Unskill for 11 hrs | Charges for Unskilled for 11 hrs | Nos | 3689 | 425 | Approved
The Soul, Rajarhat | BLOCK | Civil | Sub & Super Structure Work | WO/HR01/BOK01/82 | ASRAFUL MONDAL | Chiper for 11 hrs | Charges for Chiper for 11 hrs | Nos | 939 | 560 | Approved
The Soul, Rajarhat | BASEMENT WITH PODIUM | Civil | Basement with Podium | WO/HR01/BP01/14 | HARIPADA BARAI | Civil Work for Phase-01 (Podium) | Civil Work for Phase-01 (Podium) |  | 0 | 0 | Approved
The Soul, Rajarhat | BASEMENT WITH PODIUM | Civil | Basement with Podium | WO/HR01/BP01/14 | HARIPADA BARAI | Plywood shuttering | Plywood shuttering (Podium) All charges for fabricating, erecting and fixing in position plained timber, plywood centering and shuttering true to line and level, including steel propping, staging, shuttering removal, applying shuttering oil, including required bracing, chamfering corners (of exposed edges) of beams, columns, walls etc. complete as per drawing & direction of Engineer-in-Charge. Rate shall also include removal and dismantling the aforesaid assembly after specified period complete as per drawing and direction of EIC Shuttering Oil in Contractor Scope | Sq.Mtr. | 7961 | 225 | Approved
The Soul, Rajarhat | BASEMENT WITH PODIUM | Civil | Basement with Podium | WO/HR01/BP01/14 | HARIPADA BARAI | Making of Plywood shuttering | Charges for making Plywood shuttering as per direction of EIC | Sq.Mtr. | 4470 | 50 | Approved
The Soul, Rajarhat | BASEMENT WITH PODIUM | Civil | Basement with Podium | WO/HR01/BP01/14 | HARIPADA BARAI | Lifting of Plywood shuttering any floor | Lifting of Plywood shuttering any floor | Sq.Mtr. | 15205 | 5 | Approved
The Soul, Rajarhat | BASEMENT WITH PODIUM | Civil | Basement with Podium | WO/HR01/BP01/14 | HARIPADA BARAI | Reinforcement | Reinforcement (Podium) All charges for fixing steel reinforcement (Tor Steel as per IS-1786, Fe 500) for RCC work including transporting, decoiling, straightening, removing loose rust, cutting, bending and placing for all profile and for all lead and binding with 18 gauge annealed wire to the entire satisfaction of Engineer-in-Charge. Payment of steel shall be made as per drawing and approved bar bending schedule with permissible laps and paid on the basis of the sectional weights of bar as per relevant I.S. Code. The rate shall include cost of binding wire, chairs, spacers, pins, cover blocks which will not be measured separately for payment | MT | 300 | 6500 | Approved
The Soul, Rajarhat | BASEMENT WITH PODIUM | Civil | Basement with Podium | WO/HR01/BP01/14 | HARIPADA BARAI | Lifting Reinf manual (Podium) 2 nd Floor | Lifting Reinf manual (Podium) 2 nd Floor | MT | 225 | 175 | Approved
The Soul, Rajarhat | BASEMENT WITH PODIUM | Civil | Basement with Podium | WO/HR01/BP01/14 | HARIPADA BARAI | Lifting Reinf manual (Podium) 3rd Floor | Lifting Reinf manual (Podium) 3rd Floor | MT | 89 | 350 | Approved
The Soul, Rajarhat | BASEMENT WITH PODIUM | Civil | Basement with Podium | WO/HR01/BP01/14 | HARIPADA BARAI | Lifting Reinf manual (Podium) Roof | Lifting Reinf manual (Podium) Roof | MT | 0 | 525 | Approved
The Soul, Rajarhat | BASEMENT WITH PODIUM | Civil | Basement with Podium | WO/HR01/BP01/14 | HARIPADA BARAI | Fixing of sleeves & Cut-out | Charges for Fixing of sleeves & Cut-out as per direction of EIC | Nos | 191 | 82 | Approved
The Soul, Rajarhat | BASEMENT WITH PODIUM | Civil | Basement with Podium | WO/HR01/BP01/14 | HARIPADA BARAI | Scaffolding | Charges for making of scaffolding as per direction of EIC | Cum. | 9087 | 30 | Approved
The Soul, Rajarhat | BASEMENT WITH PODIUM | Civil | Basement with Podium | WO/HR01/BP01/15 | ASRAFUL MONDAL | Civil Work | Civil Work |  | 0 | 0 | Approved
The Soul, Rajarhat | BASEMENT WITH PODIUM | Civil | Basement with Podium | WO/HR01/BP01/15 | ASRAFUL MONDAL | Concreting | Charges for Concreting of Column, sharewall, tie beam, retaining wall, parapet wall, planter, stair, ramp as per drawing and direction of EIC Rate include cleaning of spill of concrete after casting | Cum. | 577 | 400 | Approved
The Soul, Rajarhat | BASEMENT WITH PODIUM | Civil | Basement with Podium | WO/HR01/BP01/15 | ASRAFUL MONDAL | Concreting | Charges for Concreting of Grade slab, conventional slab beam Rate include cleaning of spill of concrete after casting | Cum. | 2146.5 | 230 | Approved
The Soul, Rajarhat | BASEMENT WITH PODIUM | Civil | Basement with Podium | WO/HR01/BP01/15 | ASRAFUL MONDAL | Mason for 11 hrs | Charges for Mason for 11 hrs | Nos | 3 | 560 | Approved
The Soul, Rajarhat | BASEMENT WITH PODIUM | Civil | Basement with Podium | WO/HR01/BP01/15 | ASRAFUL MONDAL | Unskill for 11 hrs | Charges for Unskilled for 11 hrs | Nos | 2654 | 425 | Approved
The Soul, Rajarhat | BASEMENT WITH PODIUM | Civil | Basement with Podium | WO/HR01/BP01/15 | ASRAFUL MONDAL | Chiper for 11 hrs | Charges for Chiper for 11 hrs | Nos | 150 | 560 | Approved
The Soul, Rajarhat | MARKETING | Marketing Office | Interior Works | WO/HR01/MKT01/125 | K3 Hygienic Service | Marketing office rectification paint work (Internal) | Marketing office rectification paint work (Internal) |  | 0 | 0 | Approved
The Soul, Rajarhat | MARKETING | Marketing Office | Interior Works | WO/HR01/MKT01/125 | K3 Hygienic Service | Painting | Providing and applying of one coat of approved Primer followed by two coats of Acrylic emulsion Paint with complete finish as per approved shade, up to the required height including all surfaces properly cleaned by water jetting and scrapping with hard coir brush prior to application of paint, rub down, clean, fill cracks and holes with approved filler with tool tackles & necessary scaffolding if required as per direction of Engineer in charge. Brand: Asian Paints/ICI/Berger/AkzoNable | Sq.Ft. | 1109 | 7.75 | Approved
The Soul, Rajarhat | MARKETING | Marketing Office | Interior Works | WO/HR01/MKT01/125 | K3 Hygienic Service | Scaffolding | Charges for Scaffolding on total paint area including hiring charges of Bamboo | Sq.Ft. | 1109 | 2 | Approved
The Soul, Rajarhat | MARKETING | Marketing Office | Interior Works | WO/HR01/MKT01/125 | K3 Hygienic Service | Putty | Charges for providing and applying of minimum 1.5-2mm thick putty including necessary surface preparation of the internal wall as per direction of EIC. The rate inclusive of cost of all materials, storage of materials, tools & tackles, inside scaffolding, labour, transportation all lead and lift, overhead and profit etc. all complete. Make of Putty: JK/equiv | Sq.Ft. | 444 | 5.85 | Approved
The Soul, Rajarhat | BLOCK | Civil | Sub & Super Structure Work | WO/HR01/BOK01/83 | B R C D ASSOCIATES | Misc. Hole Packing Work | Charges for Misc. hole packing work at tower at all level including tools tackles, Jula Bhara etc. all complete as per direction of EIC. Client Supply: Fosroc GP2/ Equivalent Location: Block A (Tower-5,6,7 & 8); Block B (Tower-1,2,3 & 4) Unit of Measurement: Per Tower | Nos | 8 | 60000 | Approved
The Soul, Rajarhat | COMMON INFRASTRUCTURE | Painting | Boundary Wall Painting | WO/HR01/CIH01/64 | B R C D ASSOCIATES | Boundary wall Painting | Providing & Applying of One coat of approved Base Primer followed by One coat of Dulux Professional Weathershield Sealer E1000 (Primer) and two coats of Dulux Professional Weathershield E1000 on wall surface area complete including surface preparation with all materials & Labour etc. all complete as per drawing and direction of Engineer-in-Charge | Sq.Ft. | 41474 | 8 | Approved
The Soul, Rajarhat | BLOCK | Painting | External Painting | WO/HR01/BOK01/84 | B R C D ASSOCIATES | External Painting Work at Block-A & B | External Painting Work at Block-A & B |  | 0 | 0 | Approved
The Soul, Rajarhat | BLOCK | Painting | External Painting | WO/HR01/BOK01/84 | B R C D ASSOCIATES | Balcony, Utility & Stair Wall paint | Balcony, Utility & Stair Wall paint: Grinding the Surface followed by water cleaning, followed by putty (Fine putty; Poly putty)application up to 2mm thickness, followed by 1 coat of sealer E1000 application, followed by 2 coats of weathershield Elastomeric paint with approved colour as mentioned in the drawing including all scaffolding (Jhula Bhara/Gandola), lifting, of the material, loading-unloading charges all complete as per direction of Engineer-in-Charge Brand: Dulux | Sq.Ft. | 328184 | 14.55 | Approved
The Soul, Rajarhat | BLOCK | Painting | External Painting | WO/HR01/BOK01/84 | B R C D ASSOCIATES | Hollow Block Paint | Hollow Block Paint: Surface preparation followed by water cleaning, followed by touch-up putty (Fine putty; Poly putty)application, followed by 1 coat of sealer E1000 application, followed by 2 coats of weather shield Elastomeric paint with approved colour as mentioned in the drawing including all scaffolding (Jhula Bhara/Gandola), lifting, of the material, loading-unloading charges all complete as per direction of Engineer-in-Charge Brand: Dulux | Sq.Ft. | 24103 | 8.5 | Approved
The Soul, Rajarhat | BLOCK | Painting | External Painting | WO/HR01/BOK01/84 | B R C D ASSOCIATES | External Wall paint | External Wall paint: Grinding the surface followed by water cleaning, followed by wall touch-up putty (Poly Putty) at grind / depressed area as per full satisfaction of EIC Application, followed by 1 coat of Sealer E1000 application, followed by weathershield creation Acrylte X super fine texture bubble finish, followed by 2 coats of weathershield Elastomeric paint with approved colour as mentioned in the drawing including all scaffolding (Jhula Bhara/Gandola), lifting, of the material, loading-unloading charges all complete as per direction of Engineer-in-Charge Brand: Dulux | Sq.Ft. | 786218 | 18.7 | Approved
Primarc Chambers | BLOCK | Piling Work |  | WO/PCH/PC01/7 | Pioneer Geomatics Engineering (P) Ltd. | Pile Integrity Test | Conducting Low Strain Integrity test on Cast-In-Situ Piles taking the necessary reading interpretation of test result and submitting two copies of reports. (Minimum Test to be done in each visit should not be less than 30) | Nos. | 237 | 300 | Approved
The Soul, Rajarhat | PRE-CONSTRUCTION PHASE | Mechanical Equipment |  |  |  | Tower Crane | Tower Crane: Monthly hire charges for Tower crane up to 63 meter (26 Days X 260 Hours operation with one Operator), including the charges of Operator and two days maintenance. Machine Specification: Model- Potain Mc 85 External Crane Make- Potain (With advance safety & operating features) Boom Length: 50 Mtr Capacity: 5 Ton | Nos |  |  | Approved
The Soul, Rajarhat | PRE-CONSTRUCTION PHASE | Mechanical Equipment |  | WO/HR01/PCE01/40 | Rishika Realtors Pvt. Ltd. | Tower Crane: | Tower Crane: Monthly hire charges for Tower crane up to 63 meter (26 Days X 260 Hours operation with one Operator), including the charges of Operator and two days maintenance. Machine Specification: Model- Potain Mc 85 External Crane Make- Potain (With advance safety & operating features) Boom Length: 50 Mtr Capacity: 5 Ton Qty:01 | Months | 0 | 0 | Approved
Primarc Chambers | OVERHEAD | Pest Control |  |  |  | Disinfection Services | Disinfection Service Chemical Name: VIROSIL PHARMA (Hydrozen Peroxide and Silver Nitrate) Dosage: 2:8 ratio (VIROSIL PHARMA: Water) Method of disinfection: Spraying fumigation/Misting PPE Required: The person engaged for disinfection service should wear appropriate PPE. 1. Whole body coveralls (which designed to 360-degree protection), 2. Nitrile gloves because they resist chemicals like chlorine 3. Triple layer mask or N-95 Respirator mask 4. Goggles/Face Shield 5. Safety shoe/Gumboot Note: MSDS (Material Safety Data Sheet) should be submitted prior start the service. Disinfection Service Location: 1. Labour hutment & Labour Toilet, 2. Marketing & Site office, 3. Security Room, Approx. coverage Area: 403 Sq.Mtr with regular interval of every 3rd day; Repetition: 10 Times ; Total area =4030 Sq.Mtr (upto period 30.04.2021). | Sq.Mtr. |  |  | Draft
The Soul, Rajarhat | BLOCK | Mechanical Equipment |  | WO/HR01/BOK01/85 | Rishika Realtors Pvt. Ltd. | Tower Crane: | Tower Crane: Monthly hire charges for Tower crane up to 63 meter (26 Days X 260 Hours operation with one Operator), including the charges of Operator and two days maintenance. Machine Specification: Model- Potain Mc 85 External Crane Make- Potain (With advance safety & operating features) Boom Length: 50 Mtr Capacity: 5 Ton Qty:01 | Months | 11 | 155000 | Approved
The Soul, Rajarhat | OVERHEADS | Mechanical Equipment |  | WO/HR01/OHES/44 | KIRAN EARTH MOVERS | Hire charges for JCB "Back Hole Loder" on Monthly (30 Days) rental basis | Hire charges for JCB "Back Hole Loder" on Monthly (30 Days) rental basis (Total 240 hrs of Working which exclude operator tiffin hours) without Fuel including Operator Tiffin Charges | Months | 9 | 75000 | Amended & Approved
SOUTHWINDS PROJECT LLP (PHASE - III & IV) | PRE-CONSTRUCTION PHASE - III & IV | Site Office | Civil and Finishing Work of Site Office | WO/SP34/PC34/11 | ZAFAR SALIM | Shifting of porta cabin | Charges for Loading , Shifting, carrying & unloading of porta cabin 40' x 10' from The Soul site to South winds site including using all T & P , providing operator , diesel etc for completing the job as per direction of EIC. |  | 0 | 0 | Approved
SOUTHWINDS PROJECT LLP (PHASE - III & IV) | PRE-CONSTRUCTION PHASE - III & IV | Site Office | Civil and Finishing Work of Site Office | WO/SP34/PC34/11 | ZAFAR SALIM | Teller | Charges for hiring of 40' teller including operator & diesel | Nos | 1 | 13000 | Approved
SOUTHWINDS PROJECT LLP (PHASE - III & IV) | PRE-CONSTRUCTION PHASE - III & IV | Site Office | Civil and Finishing Work of Site Office | WO/SP34/PC34/11 | ZAFAR SALIM | Hydra-loading | Charges for hiring of Hydra for loading including operator & diesel | Nos | 2 | 2500 | Approved
SOUTHWINDS PROJECT LLP (PHASE - III & IV) | PRE-CONSTRUCTION PHASE - III & IV | Site Office | Civil and Finishing Work of Site Office | WO/SP34/PC34/11 | ZAFAR SALIM | Hydra-unloading | Charges for hiring of Hydra for unloading including operator & diesel | Nos | 2 | 5000 | Approved
The Soul, Rajarhat | BLOCK | Wood Work |  | WO/HR01/BOK01/86 | DIPANKAR MONDAL | Door frame fixing | Charges for Door frame fixing with anchors fastener and other necessary fittings and tools & tackles at any Level as per drawing and direction of Engineer-in-charge. Door frame, anchors fastener to be supplied by client, but subjected to reconciliation | Nos | 0 | 0 | Approved
The Soul, Rajarhat | BLOCK | Wood Work |  | WO/HR01/BOK01/86 | DIPANKAR MONDAL | Misc. Charges | Charges for loading - unloading, transportation, hire charges for machinery as per direction of Engineer-in-Charge | Nos | 0 | 0 | Approved
The Soul, Rajarhat | BLOCK | Civil | Sub & Super Structure Work | WO/HR01/BOK01/87 | DIPANKAR MONDAL WOODEN FURNITURE | Door Frame Fixing | Door Frame Fixing |  | 0 | 0 | Approved
The Soul, Rajarhat | BLOCK | Civil | Sub & Super Structure Work | WO/HR01/BOK01/87 | DIPANKAR MONDAL WOODEN FURNITURE | Door Frame Fixing | Charges for Door frame fixing with anchors fastener and other necessary fittings and tools & tackles at any Level as per drawing and direction of Engineer-in-charge. Door frame, anchors fastener to be supplied by client, but subjected to reconciliation | Nos | 2147 | 230 | Approved
The Soul, Rajarhat | BLOCK | Civil | Sub & Super Structure Work | WO/HR01/BOK01/87 | DIPANKAR MONDAL WOODEN FURNITURE | Misc. Charges | Charges for loading - unloading, transportation, hire charges for machinery as per direction of Engineer-in-Charge | Nos | 2147 | 7 | Approved
SOUTHWINDS PROJECT LLP (PHASE - III & IV) | COMMON INFRASTRUCTURE - PHASE III & IV | Land Development |  | WO/SP34/CI34/22 | AGRO CONSULTANCY SERVICES | tree replantation work | Charges for 2 no tree replantation work from existing location ( 190 katha- BLOCK-15 & 16) to approved location including all Tools , Tackles , rope , any type of manure , chemicals etc. for complete the job as per direction of EIC & attached Annexure-1. 1) 1 no Mango tree 2) 1 no Sapota tree HSN/SAC Code :- 0604/9986 ( This is type of Agricultural Work) | Nos | 2 | 12000 | Approved
The Soul, Rajarhat | BLOCK | Water Proofing |  | WO/HR01/BOK01/88 | AKJ Engineers Pvt. Ltd. | Roof, OHR, Planter Water Proofing Work | Roof, OHR, Planter Water Proofing Work |  | 0 | 0 | Amended & Approved
The Soul, Rajarhat | BLOCK | Water Proofing |  | WO/HR01/BOK01/121 | AKJ Engineers Pvt. Ltd. | Roof, OHR, Planter Water Proofing Work | Roof, OHR, Planter Water Proofing Work |  | 0 | 0 | Amended & Approved
The Soul, Rajarhat | BLOCK | Water Proofing |  | WO/HR01/BOK01/88 | AKJ Engineers Pvt. Ltd. | ROOF WATERPROOFING | "ROOF WATERPROOFING Surface preparation : Charges towards cleaning the mother slab concrete surface with wire brush, water etc. to remove all loose dirt, dust, cement latience etc., sealing the cracks (if any) by polymer modified mortar enriched with Sika Latex Power etc., including necessary groove cutting along the construction joints, cleaning properly to remove all loose adhering particles, sealing & chamfering the same with fillet of mortar (Cement: sand – 1:4) admixed with Sika Latex Power, all complete as per manufacturers specification & direction of EIC. Coating Work : Charges towards providing & application of two coats of 2 Comp.Acrylic polymer modified waterproofing slurry coating Sikatop Seal-109 hi, (after application of 1st coat Sikatop Seal 109 hi laying of Fibre glass cloth while the coating is in green stage then application of 2nd coat shall be applied ) as per manufacturer's specification and direction of EIC. After 24 hrs of coating , the same shall be cured for 3-4 days by sprinkling water on it. Protective Plastering work : Charges towards providing 8-10mm avg. thick cement Plaster (1:4) admixed with polymer based waterproofing admixture admixed with integral waterproofing compound Sika Plastocrete Plus @ 0.2% by wt. of cement, as per manufacturers specification and direction of EIC. All work to be done as per attached Method Statement – Roof Treatment with SikaTop®Seal 109hi (Attached)" | Sq.Mtr. | 2380 | 500 | Approved
The Soul, Rajarhat | BLOCK | Water Proofing |  | WO/HR01/BOK01/121 | AKJ Engineers Pvt. Ltd. | ROOF WATERPROOFING | "ROOF WATERPROOFING Surface preparation : Charges towards cleaning the mother slab concrete surface with wire brush, water etc. to remove all loose dirt, dust, cement latience etc., sealing the cracks (if any) by polymer modified mortar enriched with Sika Latex Power etc., including necessary groove cutting along the construction joints, cleaning properly to remove all loose adhering particles, sealing & chamfering the same with fillet of mortar (Cement: sand – 1:4) admixed with Sika Latex Power, all complete as per manufacturers specification & direction of EIC. Coating Work : Charges towards providing & application of two coats of 2 Comp.Acrylic polymer modified waterproofing slurry coating Sikatop Seal-109 hi, (after application of 1st coat Sikatop Seal 109 hi laying of Fibre glass cloth while the coating is in green stage then application of 2nd coat shall be applied ) as per manufacturer's specification and direction of EIC. After 24 hrs of coating , the same shall be cured for 3-4 days by sprinkling water on it. Protective Plastering work : Charges towards providing 8-10mm avg. thick cement Plaster (1:4) admixed with polymer based waterproofing admixture admixed with integral waterproofing compound Sika Plastocrete Plus @ 0.2% by wt. of cement, as per manufacturers specification and direction of EIC. All work to be done as per attached Method Statement – Roof Treatment with SikaTop®Seal 109hi (Attached)" | Sq.Mtr. | 2359 | 550 | Approved
The Soul, Rajarhat | BLOCK | Water Proofing |  | WO/HR01/BOK01/88 | AKJ Engineers Pvt. Ltd. | ROOF SCREED CONCRETE : | ROOF SCREED CONCRETE : Charges towards laying of avg. 50mm screed concrete in prop. of 1:1.5:3 (1 part cement :1.5 part sand: 3 part aggregate) admixed with integral waterproofing compound Sika Plastocrete Plus @ 0.2% by wt. of cement over the floor area, complete as per specification & direction of EIC. | Sq.Mtr. | 1991 | 180 | Approved
The Soul, Rajarhat | BLOCK | Water Proofing |  | WO/HR01/BOK01/121 | AKJ Engineers Pvt. Ltd. | ROOF SCREED CONCRETE : | ROOF SCREED CONCRETE : Charges towards laying of avg. 50mm screed concrete in prop. of 1:1.5:3 (1 part cement :1.5 part sand: 3 part aggregate) admixed with integral waterproofing compound Sika Plastocrete Plus @ 0.2% by wt. of cement over the floor area, complete as per specification & direction of EIC. | Sq.Mtr. | 1992 | 210 | Approved
The Soul, Rajarhat | BLOCK | Water Proofing |  | WO/HR01/BOK01/88 | AKJ Engineers Pvt. Ltd. | Water proofing work of PLANTER AREA | "Water proofing work of PLANTER AREA Substrate Preparation : Cleaning the concrete surface to make it laitance, dust and sludge free, removing any extended portions by grinding using suitable equipments and provding basic repair including filling of any defects like cracks or potholes with Sika Latex modifed mortar.Grouting in the construction joints with Intraplast EP 1% by weight of cement. Waterproofing with elastomeric coating : Providing and applying Sikalastic-450 I, single component, elastomeric, aliphatic polyurethane based liquid applied waterproof coating system. The waterproofing membrane must have following properties: tensile strength reinforced with Fibre glass cloth > 3 N/mm2 according to ASTM D 412; elongation at break ≥ 900 % according to ASTM D 412; crack bridging passing 3 mm mandrel accoring to IS 101; permeability to water vapour ~25g/m2/day, does not crack or blister when tested for 500 hours according to IS 101. The liquid membrane must be low VOC and eco-friendly according to green building requirements. The waterproofing membrane must be applied in 4 layers with first coat of Sikalastic-450 I diluted primer, 2 coats of Sikalastic-450 I applied at consumption of 0.5 kg/sqm each and fully reinforced with Fibre glass cloth while the second coat is wet. The roofing system should be compatible with Bitumen. All auxiliary & accessories involved during application should be supplied by single manufacturer as a part of system. The application must be done with necessary detailing as per manufacturer’s method statement. The manufacturer must be an ISO 9001 & 14001 certified and valid certificates must be produced as proof. Including treatment of spout as per drawing. "" " | Sq.Mtr. | 166 | 630 | Approved
The Soul, Rajarhat | BLOCK | Water Proofing |  | WO/HR01/BOK01/121 | AKJ Engineers Pvt. Ltd. | Water proofing work of PLANTER AREA | "Water proofing work of PLANTER AREA Substrate Preparation : Cleaning the concrete surface to make it laitance, dust and sludge free, removing any extended portions by grinding using suitable equipments and provding basic repair including filling of any defects like cracks or potholes with Sika Latex modifed mortar.Grouting in the construction joints with Intraplast EP 1% by weight of cement. Waterproofing with elastomeric coating : Providing and applying Sikalastic-450 I, single component, elastomeric, aliphatic polyurethane based liquid applied waterproof coating system. The waterproofing membrane must have following properties: tensile strength reinforced with Fibre glass cloth > 3 N/mm2 according to ASTM D 412; elongation at break ≥ 900 % according to ASTM D 412; crack bridging passing 3 mm mandrel accoring to IS 101; permeability to water vapour ~25g/m2/day, does not crack or blister when tested for 500 hours according to IS 101. The liquid membrane must be low VOC and eco-friendly according to green building requirements. The waterproofing membrane must be applied in 4 layers with first coat of Sikalastic-450 I diluted primer, 2 coats of Sikalastic-450 I applied at consumption of 0.5 kg/sqm each and fully reinforced with Fibre glass cloth while the second coat is wet. The roofing system should be compatible with Bitumen. All auxiliary & accessories involved during application should be supplied by single manufacturer as a part of system. The application must be done with necessary detailing as per manufacturer’s method statement. The manufacturer must be an ISO 9001 & 14001 certified and valid certificates must be produced as proof. Including treatment of spout as per drawing. "" " | Sq.Mtr. | 158 | 675 | Approved
The Soul, Rajarhat | BLOCK | Water Proofing |  | WO/HR01/BOK01/88 | AKJ Engineers Pvt. Ltd. | OHR WATER PROOFING | "OHR WATER PROOFING Surface preparation : Charges towards cleaning the mother slab concrete surface with wire brush, water etc. to remove all loose dirt, dust, cement latience etc., sealing the cracks (if any) by polymer modified mortar enriched with Sika Latex Power etc., including necessary groove cutting along the construction joints, cleaning properly to remove all loose adhering particles, sealing & chamfering the same with fillet of mortar (Cement: sand – 1:4) admixed with Sika Latex Power, all complete as per manufacturers specification & direction of EIC. Coating Work : Charges towards providing & application of two coats of 2 Comp.Acrylic polymer modified waterproofing slurry coating Sikatop Seal-109 hi, (after application of 1st coat Sikatop Seal 109 hi laying of Fibre glass cloth while the coating is in green stage then application of 2nd coat shall be applied ) as per manufacturer's specification and direction of EIC. After 24 hrs of coating , the same shall be cured for 3-4 days by sprinkling water on it. Protective (Finish) Plastering work : Charges towards providing 8-10mm avg. thick cement Plaster (1:4) admixed with polymer based waterproofing admixture admixed with integral waterproofing compound Sika Plastocrete Plus @ 0.2% by wt. of cement, as per manufacturers specification and direction of EIC. Neat Cement Punning: All charges for laying 4 mm thick neat cement (cement consumption not more than 2.75 Kg/Sqm) inside surface on protective finish plaster with curing including tools tackles all complete as per direction of EIC | Sq.Mtr. | 273 | 565 | Approved
The Soul, Rajarhat | BLOCK | Water Proofing |  | WO/HR01/BOK01/121 | AKJ Engineers Pvt. Ltd. | OHR WATER PROOFING | "OHR WATER PROOFING Surface preparation : Charges towards cleaning the mother slab concrete surface with wire brush, water etc. to remove all loose dirt, dust, cement latience etc., sealing the cracks (if any) by polymer modified mortar enriched with Sika Latex Power etc., including necessary groove cutting along the construction joints, cleaning properly to remove all loose adhering particles, sealing & chamfering the same with fillet of mortar (Cement: sand – 1:4) admixed with Sika Latex Power, all complete as per manufacturers specification & direction of EIC. Coating Work : Charges towards providing & application of two coats of 2 Comp.Acrylic polymer modified waterproofing slurry coating Sikatop Seal-109 hi, (after application of 1st coat Sikatop Seal 109 hi laying of Fibre glass cloth while the coating is in green stage then application of 2nd coat shall be applied ) as per manufacturer's specification and direction of EIC. After 24 hrs of coating , the same shall be cured for 3-4 days by sprinkling water on it. Protective (Finish) Plastering work : Charges towards providing 8-10mm avg. thick cement Plaster (1:4) admixed with polymer based waterproofing admixture admixed with integral waterproofing compound Sika Plastocrete Plus @ 0.2% by wt. of cement, as per manufacturers specification and direction of EIC. Neat Cement Punning: All charges for laying 4 mm thick neat cement (cement consumption not more than 2.75 Kg/Sqm) inside surface on protective finish plaster with curing including tools tackles all complete as per direction of EIC | Sq.Mtr. | 234 | 610 | Approved
The Soul, Rajarhat | MARKETING | Marketing Office | Interior Works | WO/HR01/MKT01/126 | INFOSIGN SYSTEMS PVT. LTD. | External Signage | Supply & Installation of Signage made of 040 Imported Acrylic Top Chenelium, Pasted on printed SAV with illuminated (IP-67+RPPS) External Signage Size: 72"X16" | Set | 1 | 25000 | Approved
The Soul, Rajarhat | BLOCK | False Celling |  | WO/HR01/BOK01/89 | I DESIGN | False Ceiling Work | False Ceiling Work |  | 0 | 0 | Amended & Approved
The Soul, Rajarhat | BLOCK | False Celling |  | WO/HR01/BOK01/90 | MMK INTERIOR | False Ceiling Work | False Ceiling Work |  | 0 | 0 | Amended & Approved
The Soul, Rajarhat | BLOCK | False Celling |  | WO/HR01/BOK01/120 | Ajay Gaurisaria | False Ceiling Work | False Ceiling Work |  | 0 | 0 | Amended & Approved
The Soul, Rajarhat | BLOCK | False Celling |  | WO/HR01/BOK01/122 | B. S. Furniture | False Ceiling Work | False Ceiling Work |  | 0 | 0 | Amended & Approved
The Soul, Rajarhat | BLOCK | False Celling |  | WO/HR01/BOK01/123 | MMK INTERIOR | False Ceiling Work | False Ceiling Work |  | 0 | 0 | Amended & Approved
The Soul, Rajarhat | BLOCK | False Celling |  | WO/HR01/BOK01/132 | Sangita Gaurisaria | False Ceiling Work | False Ceiling Work |  | 0 | 0 | Amended & Approved
The Soul, Rajarhat | BLOCK | False Celling |  | WO/HR01/BOK01/89 | I DESIGN | 150x250mm Fire False ceiling Cove | "150x250mm Fire False ceiling Cove 150X250mm Fire False ceiling Cove Providing and fixing with Gypsum board 12 mm thk. flat framework comprising of rolled galvanized metal sections consisting of the main channels to run in one direction at 1000mm c/c and secondary ceiling section at 525-650mm c/c in other direction connected to main channel with GI connecting clips of 10 SWG of approved quality. The grids shall be suspended from structural slab by GI strap hangers 15mmx15mm size @ 1000mm C/C both ways from structural support. Gypsum board 12 mm thick is then screwed & fixed to ceiling section, finished with jointing compound, paper tape including necessary scaffolding & tool tackles all complete as per direction of drawing and direction of Engineer-In-Charge"" " Gypsum Board Make: India Gypsum Channel Make: India Gypsum/ Equivalent | RMT | 1013 | 280 | Approved
The Soul, Rajarhat | BLOCK | False Celling |  | WO/HR01/BOK01/90 | MMK INTERIOR | 150x250mm Fire False ceiling Cove | "150x250mm Fire False ceiling Cove 150X250mm Fire False ceiling Cove Providing and fixing with Gypsum board 12 mm thk. flat framework comprising of rolled galvanized metal sections consisting of the main channels to run in one direction at 1000mm c/c and secondary ceiling section at 525-650mm c/c in other direction connected to main channel with GI connecting clips of 10 SWG of approved quality. The grids shall be suspended from structural slab by GI strap hangers 15mmx15mm size @ 1000mm C/C both ways from structural support. Gypsum board 12 mm thick is then screwed & fixed to ceiling section, finished with jointing compound, paper tape including necessary scaffolding & tool tackles all complete as per direction of drawing and direction of Engineer-In-Charge"" " Gypsum Board Make: India Gypsum Channel Make: India Gypsum/ Equivalent | RMT | 806 | 280 | Approved
The Soul, Rajarhat | BLOCK | False Celling |  | WO/HR01/BOK01/120 | Ajay Gaurisaria | 150x250mm Fire False ceiling Cove | "150x250mm Fire False ceiling Cove 150X250mm Fire False ceiling Cove Providing and fixing with Gypsum board 12 mm thk. flat framework comprising of rolled galvanized metal sections consisting of the main channels to run in one direction at 1000mm c/c and secondary ceiling section at 525-650mm c/c in other direction connected to main channel with GI connecting clips of 10 SWG of approved quality. The grids shall be suspended from structural slab by GI strap hangers 15mmx15mm size @ 1000mm C/C both ways from structural support. Gypsum board 12 mm thick is then screwed & fixed to ceiling section, finished with jointing compound, paper tape including necessary scaffolding & tool tackles all complete as per direction of drawing and direction of Engineer-In-Charge"" " Gypsum Board Make: India Gypsum Channel Make: India Gypsum/ Equivalent | RMT | 501 | 280 | Approved
The Soul, Rajarhat | BLOCK | False Celling |  | WO/HR01/BOK01/122 | B. S. Furniture | 150x250mm Fire False ceiling Cove | "150x250mm Fire False ceiling Cove 150X250mm Fire False ceiling Cove Providing and fixing with Gypsum board 12 mm thk. flat framework comprising of rolled galvanized metal sections consisting of the main channels to run in one direction at 1000mm c/c and secondary ceiling section at 525-650mm c/c in other direction connected to main channel with GI connecting clips of 10 SWG of approved quality. The grids shall be suspended from structural slab by GI strap hangers 15mmx15mm size @ 1000mm C/C both ways from structural support. Gypsum board 12 mm thick is then screwed & fixed to ceiling section, finished with jointing compound, paper tape including necessary scaffolding & tool tackles all complete as per direction of drawing and direction of Engineer-In-Charge"" " Gypsum Board Make: India Gypsum Channel Make: India Gypsum/ Equivalent | RMT | 776 | 310 | Approved
The Soul, Rajarhat | BLOCK | False Celling |  | WO/HR01/BOK01/123 | MMK INTERIOR | 150x250mm Fire False ceiling Cove | "150x250mm Fire False ceiling Cove 150X250mm Fire False ceiling Cove Providing and fixing with Gypsum board 12 mm thk. flat framework comprising of rolled galvanized metal sections consisting of the main channels to run in one direction at 1000mm c/c and secondary ceiling section at 525-650mm c/c in other direction connected to main channel with GI connecting clips of 10 SWG of approved quality. The grids shall be suspended from structural slab by GI strap hangers 15mmx15mm size @ 1000mm C/C both ways from structural support. Gypsum board 12 mm thick is then screwed & fixed to ceiling section, finished with jointing compound, paper tape including necessary scaffolding & tool tackles all complete as per direction of drawing and direction of Engineer-In-Charge"" " Gypsum Board Make: India Gypsum Channel Make: India Gypsum/ Equivalent | RMT | 852 | 300 | Approved
The Soul, Rajarhat | BLOCK | False Celling |  | WO/HR01/BOK01/132 | Sangita Gaurisaria | 150x250mm Fire False ceiling Cove | "150x250mm Fire False ceiling Cove 150X250mm Fire False ceiling Cove Providing and fixing with Gypsum board 12 mm thk. flat framework comprising of rolled galvanized metal sections consisting of the main channels to run in one direction at 1000mm c/c and secondary ceiling section at 525-650mm c/c in other direction connected to main channel with GI connecting clips of 10 SWG of approved quality. The grids shall be suspended from structural slab by GI strap hangers 15mmx15mm size @ 1000mm C/C both ways from structural support. Gypsum board 12 mm thick is then screwed & fixed to ceiling section, finished with jointing compound, paper tape including necessary scaffolding & tool tackles all complete as per direction of drawing and direction of Engineer-In-Charge"" " Gypsum Board Make: India Gypsum Channel Make: India Gypsum/ Equivalent | RMT | 507.5 | 280 | Approved
The Soul, Rajarhat | BLOCK | False Celling |  | WO/HR01/BOK01/89 | I DESIGN | 150x465mm HVAC False Ceiling Cove | "150x465mm HVAC False Ceiling Cove ""150x465 mm HVAC False Ceiling Cove Providing and fixing with Gypsum board 12 mm thk. flat framework comprising of rolled galvanized metal sections consisting of the main channels to run in one direction at 1000mm c/c and secondary ceiling section at 525-650mm c/c in other direction connected to main channel with GI connecting clips of 10 SWG of approved quality. The grids shall be suspended from structural slab by GI strap hangers 15mmx15mm size @ 1000mm C/C both ways from structural support. Gypsum board 12 mm thick is then screwed & fixed to ceiling section, finished with jointing compound, paper tape including necessary scaffolding & tool tackles all complete as per direction of drawing and direction of Engineer-In-Charge""" Gypsum Board Make: India Gypsum Channel Make: India Gypsum/ Equivalent | RMT | 1936 | 430 | Approved
The Soul, Rajarhat | BLOCK | False Celling |  | WO/HR01/BOK01/90 | MMK INTERIOR | 150x465mm HVAC False Ceiling Cove | "150x465mm HVAC False Ceiling Cove ""150x465 mm HVAC False Ceiling Cove Providing and fixing with Gypsum board 12 mm thk. flat framework comprising of rolled galvanized metal sections consisting of the main channels to run in one direction at 1000mm c/c and secondary ceiling section at 525-650mm c/c in other direction connected to main channel with GI connecting clips of 10 SWG of approved quality. The grids shall be suspended from structural slab by GI strap hangers 15mmx15mm size @ 1000mm C/C both ways from structural support. Gypsum board 12 mm thick is then screwed & fixed to ceiling section, finished with jointing compound, paper tape including necessary scaffolding & tool tackles all complete as per direction of drawing and direction of Engineer-In-Charge""" Gypsum Board Make: India Gypsum Channel Make: India Gypsum/ Equivalent | RMT | 1732 | 430 | Approved
The Soul, Rajarhat | BLOCK | False Celling |  | WO/HR01/BOK01/120 | Ajay Gaurisaria | 150x465mm HVAC False Ceiling Cove | "150x465mm HVAC False Ceiling Cove ""150x465 mm HVAC False Ceiling Cove Providing and fixing with Gypsum board 12 mm thk. flat framework comprising of rolled galvanized metal sections consisting of the main channels to run in one direction at 1000mm c/c and secondary ceiling section at 525-650mm c/c in other direction connected to main channel with GI connecting clips of 10 SWG of approved quality. The grids shall be suspended from structural slab by GI strap hangers 15mmx15mm size @ 1000mm C/C both ways from structural support. Gypsum board 12 mm thick is then screwed & fixed to ceiling section, finished with jointing compound, paper tape including necessary scaffolding & tool tackles all complete as per direction of drawing and direction of Engineer-In-Charge""" Gypsum Board Make: India Gypsum Channel Make: India Gypsum/ Equivalent | RMT | 1040.5 | 430 | Approved
The Soul, Rajarhat | BLOCK | False Celling |  | WO/HR01/BOK01/122 | B. S. Furniture | 150x465mm HVAC False Ceiling Cove | "150x465mm HVAC False Ceiling Cove ""150x465 mm HVAC False Ceiling Cove Providing and fixing with Gypsum board 12 mm thk. flat framework comprising of rolled galvanized metal sections consisting of the main channels to run in one direction at 1000mm c/c and secondary ceiling section at 525-650mm c/c in other direction connected to main channel with GI connecting clips of 10 SWG of approved quality. The grids shall be suspended from structural slab by GI strap hangers 15mmx15mm size @ 1000mm C/C both ways from structural support. Gypsum board 12 mm thick is then screwed & fixed to ceiling section, finished with jointing compound, paper tape including necessary scaffolding & tool tackles all complete as per direction of drawing and direction of Engineer-In-Charge""" Gypsum Board Make: India Gypsum Channel Make: India Gypsum/ Equivalent | RMT | 1712.5 | 450 | Approved
The Soul, Rajarhat | BLOCK | False Celling |  | WO/HR01/BOK01/123 | MMK INTERIOR | 150x465mm HVAC False Ceiling Cove | "150x465mm HVAC False Ceiling Cove ""150x465 mm HVAC False Ceiling Cove Providing and fixing with Gypsum board 12 mm thk. flat framework comprising of rolled galvanized metal sections consisting of the main channels to run in one direction at 1000mm c/c and secondary ceiling section at 525-650mm c/c in other direction connected to main channel with GI connecting clips of 10 SWG of approved quality. The grids shall be suspended from structural slab by GI strap hangers 15mmx15mm size @ 1000mm C/C both ways from structural support. Gypsum board 12 mm thick is then screwed & fixed to ceiling section, finished with jointing compound, paper tape including necessary scaffolding & tool tackles all complete as per direction of drawing and direction of Engineer-In-Charge""" Gypsum Board Make: India Gypsum Channel Make: India Gypsum/ Equivalent | RMT | 1731 | 450 | Approved
The Soul, Rajarhat | BLOCK | False Celling |  | WO/HR01/BOK01/132 | Sangita Gaurisaria | 150x465mm HVAC False Ceiling Cove | "150x465mm HVAC False Ceiling Cove ""150x465 mm HVAC False Ceiling Cove Providing and fixing with Gypsum board 12 mm thk. flat framework comprising of rolled galvanized metal sections consisting of the main channels to run in one direction at 1000mm c/c and secondary ceiling section at 525-650mm c/c in other direction connected to main channel with GI connecting clips of 10 SWG of approved quality. The grids shall be suspended from structural slab by GI strap hangers 15mmx15mm size @ 1000mm C/C both ways from structural support. Gypsum board 12 mm thick is then screwed & fixed to ceiling section, finished with jointing compound, paper tape including necessary scaffolding & tool tackles all complete as per direction of drawing and direction of Engineer-In-Charge""" Gypsum Board Make: India Gypsum Channel Make: India Gypsum/ Equivalent | RMT | 1067 | 430 | Approved
The Soul, Rajarhat | BLOCK | False Celling |  | WO/HR01/BOK01/89 | I DESIGN | Providing and Fixing charges of AC Indoor Unit position Top cover with Ply (1500x465mm) | "Providing and Fixing charges of AC Indoor Unit position Top cover with Ply (19mm)(1500x465mm) Providing and Fixing charges of AC Indoor Unit position Top cover with Ply (1500x465mm) over the Approved Framing as per approved drawing and direction of EIC " | Nos | 655 | 1600 | Approved
The Soul, Rajarhat | BLOCK | False Celling |  | WO/HR01/BOK01/90 | MMK INTERIOR | Providing and Fixing charges of AC Indoor Unit position Top cover with Ply (1500x465mm) | "Providing and Fixing charges of AC Indoor Unit position Top cover with Ply (19mm)(1500x465mm) Providing and Fixing charges of AC Indoor Unit position Top cover with Ply (1500x465mm) over the Approved Framing as per approved drawing and direction of EIC " | Nos | 0 | 1600 | Approved
The Soul, Rajarhat | BLOCK | False Celling |  | WO/HR01/BOK01/89 | I DESIGN | False Ceiling (Inside of Passage) | "False Ceiling (Inside of Passage) False Ceiling : Providing and fixing with Gypsum board 12 mm thk. flat framework comprising of rolled galvanized metal sections consisting of the main channels to run in one direction at 1000mm c/c and secondary ceiling section at 525-650mm c/c in other direction connected to main channel with GI connecting clips of 10 SWG of approved quality. The grids shall be suspended from structural slab by GI strap hangers 15mmx15mm size @ 1000mm C/C both ways from structural support. Gypsum board 12 mm thick is then screwed & fixed to ceiling section, finished with jointing compound, paper tape including necessary scaffolding & tool tackles all complete as per direction of drawing and direction of Engineer-In-Charge" Gypsum Board Make: India Gypsum Channel Make: India Gypsum/ Equivalent | Sq.Mtr. | 1090 | 650 | Approved
The Soul, Rajarhat | BLOCK | False Celling |  | WO/HR01/BOK01/90 | MMK INTERIOR | False Ceiling (Inside of Passage) | "False Ceiling (Inside of Passage) False Ceiling : Providing and fixing with Gypsum board 12 mm thk. flat framework comprising of rolled galvanized metal sections consisting of the main channels to run in one direction at 1000mm c/c and secondary ceiling section at 525-650mm c/c in other direction connected to main channel with GI connecting clips of 10 SWG of approved quality. The grids shall be suspended from structural slab by GI strap hangers 15mmx15mm size @ 1000mm C/C both ways from structural support. Gypsum board 12 mm thick is then screwed & fixed to ceiling section, finished with jointing compound, paper tape including necessary scaffolding & tool tackles all complete as per direction of drawing and direction of Engineer-In-Charge" Gypsum Board Make: India Gypsum Channel Make: India Gypsum/ Equivalent | Sq.Mtr. | 807 | 650 | Approved
The Soul, Rajarhat | BLOCK | False Celling |  | WO/HR01/BOK01/120 | Ajay Gaurisaria | False Ceiling (Inside of Passage) | "False Ceiling (Inside of Passage) False Ceiling : Providing and fixing with Gypsum board 12 mm thk. flat framework comprising of rolled galvanized metal sections consisting of the main channels to run in one direction at 1000mm c/c and secondary ceiling section at 525-650mm c/c in other direction connected to main channel with GI connecting clips of 10 SWG of approved quality. The grids shall be suspended from structural slab by GI strap hangers 15mmx15mm size @ 1000mm C/C both ways from structural support. Gypsum board 12 mm thick is then screwed & fixed to ceiling section, finished with jointing compound, paper tape including necessary scaffolding & tool tackles all complete as per direction of drawing and direction of Engineer-In-Charge" Gypsum Board Make: India Gypsum Channel Make: India Gypsum/ Equivalent | Sq.Mtr. | 509 | 650 | Approved
The Soul, Rajarhat | BLOCK | False Celling |  | WO/HR01/BOK01/122 | B. S. Furniture | False Ceiling (Inside of Passage) | "False Ceiling (Inside of Passage) False Ceiling : Providing and fixing with Gypsum board 12 mm thk. flat framework comprising of rolled galvanized metal sections consisting of the main channels to run in one direction at 1000mm c/c and secondary ceiling section at 525-650mm c/c in other direction connected to main channel with GI connecting clips of 10 SWG of approved quality. The grids shall be suspended from structural slab by GI strap hangers 15mmx15mm size @ 1000mm C/C both ways from structural support. Gypsum board 12 mm thick is then screwed & fixed to ceiling section, finished with jointing compound, paper tape including necessary scaffolding & tool tackles all complete as per direction of drawing and direction of Engineer-In-Charge" Gypsum Board Make: India Gypsum Channel Make: India Gypsum/ Equivalent | Sq.Mtr. | 855 | 730 | Approved
The Soul, Rajarhat | BLOCK | False Celling |  | WO/HR01/BOK01/123 | MMK INTERIOR | False Ceiling (Inside of Passage) | "False Ceiling (Inside of Passage) False Ceiling : Providing and fixing with Gypsum board 12 mm thk. flat framework comprising of rolled galvanized metal sections consisting of the main channels to run in one direction at 1000mm c/c and secondary ceiling section at 525-650mm c/c in other direction connected to main channel with GI connecting clips of 10 SWG of approved quality. The grids shall be suspended from structural slab by GI strap hangers 15mmx15mm size @ 1000mm C/C both ways from structural support. Gypsum board 12 mm thick is then screwed & fixed to ceiling section, finished with jointing compound, paper tape including necessary scaffolding & tool tackles all complete as per direction of drawing and direction of Engineer-In-Charge" Gypsum Board Make: India Gypsum Channel Make: India Gypsum/ Equivalent | Sq.Mtr. | 863 | 700 | Approved
The Soul, Rajarhat | BLOCK | False Celling |  | WO/HR01/BOK01/132 | Sangita Gaurisaria | False Ceiling (Inside of Passage) | "False Ceiling (Inside of Passage) False Ceiling : Providing and fixing with Gypsum board 12 mm thk. flat framework comprising of rolled galvanized metal sections consisting of the main channels to run in one direction at 1000mm c/c and secondary ceiling section at 525-650mm c/c in other direction connected to main channel with GI connecting clips of 10 SWG of approved quality. The grids shall be suspended from structural slab by GI strap hangers 15mmx15mm size @ 1000mm C/C both ways from structural support. Gypsum board 12 mm thick is then screwed & fixed to ceiling section, finished with jointing compound, paper tape including necessary scaffolding & tool tackles all complete as per direction of drawing and direction of Engineer-In-Charge" Gypsum Board Make: India Gypsum Channel Make: India Gypsum/ Equivalent | Sq.Mtr. | 495 | 650 | Approved
The Soul, Rajarhat | BLOCK | False Celling |  | WO/HR01/BOK01/89 | I DESIGN | Trap Door Providing and fixing of trap door (Toilet) | "Trap Door Providing and fixing of trap door (Toilet) Trap Door Providing and fixing of trap door made with Gypsum Board 12mm/ Hilux board 8mm thk. including Galvanized metal sections with fittings and fixture( at all 4 peripheries of cut out area and trap door)to, all finishing at all level as per drawing and direction of Engineer-in-Charge Size- 600mmX600mm " Gypsum Board Make: India Gypsum Channel Make: India Gypsum/ Equivalent | Nos | 386 | 250 | Approved
The Soul, Rajarhat | BLOCK | False Celling |  | WO/HR01/BOK01/90 | MMK INTERIOR | Trap Door Providing and fixing of trap door (Toilet) | "Trap Door Providing and fixing of trap door (Toilet) Trap Door Providing and fixing of trap door made with Gypsum Board 12mm/ Hilux board 8mm thk. including Galvanized metal sections with fittings and fixture( at all 4 peripheries of cut out area and trap door)to, all finishing at all level as per drawing and direction of Engineer-in-Charge Size- 600mmX600mm " Gypsum Board Make: India Gypsum Channel Make: India Gypsum/ Equivalent | Nos | 298 | 250 | Approved
The Soul, Rajarhat | BLOCK | False Celling |  | WO/HR01/BOK01/120 | Ajay Gaurisaria | Trap Door Providing and fixing of trap door (Toilet) | "Trap Door Providing and fixing of trap door (Toilet) Trap Door Providing and fixing of trap door made with Gypsum Board 12mm/ Hilux board 8mm thk. including Galvanized metal sections with fittings and fixture( at all 4 peripheries of cut out area and trap door)to, all finishing at all level as per drawing and direction of Engineer-in-Charge Size- 600mmX600mm " Gypsum Board Make: India Gypsum Channel Make: India Gypsum/ Equivalent | Nos | 199 | 250 | Approved
The Soul, Rajarhat | BLOCK | False Celling |  | WO/HR01/BOK01/122 | B. S. Furniture | Trap Door Providing and fixing of trap door (Toilet) | "Trap Door Providing and fixing of trap door (Toilet) Trap Door Providing and fixing of trap door made with Gypsum Board 12mm/ Hilux board 8mm thk. including Galvanized metal sections with fittings and fixture( at all 4 peripheries of cut out area and trap door)to, all finishing at all level as per drawing and direction of Engineer-in-Charge Size- 600mmX600mm " Gypsum Board Make: India Gypsum Channel Make: India Gypsum/ Equivalent | Nos | 336 | 300 | Approved
The Soul, Rajarhat | BLOCK | False Celling |  | WO/HR01/BOK01/123 | MMK INTERIOR | Trap Door Providing and fixing of trap door (Toilet) | "Trap Door Providing and fixing of trap door (Toilet) Trap Door Providing and fixing of trap door made with Gypsum Board 12mm/ Hilux board 8mm thk. including Galvanized metal sections with fittings and fixture( at all 4 peripheries of cut out area and trap door)to, all finishing at all level as per drawing and direction of Engineer-in-Charge Size- 600mmX600mm " Gypsum Board Make: India Gypsum Channel Make: India Gypsum/ Equivalent | Nos | 336 | 350 | Approved
The Soul, Rajarhat | BLOCK | False Celling |  | WO/HR01/BOK01/132 | Sangita Gaurisaria | Trap Door Providing and fixing of trap door (Toilet) | "Trap Door Providing and fixing of trap door (Toilet) Trap Door Providing and fixing of trap door made with Gypsum Board 12mm/ Hilux board 8mm thk. including Galvanized metal sections with fittings and fixture( at all 4 peripheries of cut out area and trap door)to, all finishing at all level as per drawing and direction of Engineer-in-Charge Size- 600mmX600mm " Gypsum Board Make: India Gypsum Channel Make: India Gypsum/ Equivalent | Nos | 169 | 250 | Approved
The Soul, Rajarhat | BLOCK | False Celling |  | WO/HR01/BOK01/89 | I DESIGN | Gypsum Board False Ceiling Boxing to Cover kitchen waste line (L-600,B-450,H-450) | "Gypsum Board False Ceiling Boxing to Cover kitchen waste line (L-600,B-450,H-450) Gypsum Board False Ceiling Boxing to Cover kitchen waste line (L-600,B-450,H-450) Providing and fixing of False ceiling with 12mm thick Gypsum board over framework comprising of rolled galvanized metal sections consisting of the main channels including all tools & tackles and finished with jointing compound, paper tape including necessary scaffolding at Kitchen inside of Flat, along with Trap doors (including Galvanized metal sections with fittings and fixture; at all 4 peripheries of cut out area and trap door) of size 350mmX350mm in kitchen areas as per drawing and direction of Engineer-in-Charge." Gypsum Board Make: India Gypsum Channel Make: India Gypsum/ Equivalent | Nos | 168 | 730 | Approved
The Soul, Rajarhat | BLOCK | False Celling |  | WO/HR01/BOK01/90 | MMK INTERIOR | Gypsum Board False Ceiling Boxing to Cover kitchen waste line (L-600,B-450,H-450) | "Gypsum Board False Ceiling Boxing to Cover kitchen waste line (L-600,B-450,H-450) Gypsum Board False Ceiling Boxing to Cover kitchen waste line (L-600,B-450,H-450) Providing and fixing of False ceiling with 12mm thick Gypsum board over framework comprising of rolled galvanized metal sections consisting of the main channels including all tools & tackles and finished with jointing compound, paper tape including necessary scaffolding at Kitchen inside of Flat, along with Trap doors (including Galvanized metal sections with fittings and fixture; at all 4 peripheries of cut out area and trap door) of size 350mmX350mm in kitchen areas as per drawing and direction of Engineer-in-Charge." Gypsum Board Make: India Gypsum Channel Make: India Gypsum/ Equivalent | Nos | 128 | 730 | Approved
The Soul, Rajarhat | BLOCK | False Celling |  | WO/HR01/BOK01/120 | Ajay Gaurisaria | Gypsum Board False Ceiling Boxing to Cover kitchen waste line (L-600,B-450,H-450) | "Gypsum Board False Ceiling Boxing to Cover kitchen waste line (L-600,B-450,H-450) Gypsum Board False Ceiling Boxing to Cover kitchen waste line (L-600,B-450,H-450) Providing and fixing of False ceiling with 12mm thick Gypsum board over framework comprising of rolled galvanized metal sections consisting of the main channels including all tools & tackles and finished with jointing compound, paper tape including necessary scaffolding at Kitchen inside of Flat, along with Trap doors (including Galvanized metal sections with fittings and fixture; at all 4 peripheries of cut out area and trap door) of size 350mmX350mm in kitchen areas as per drawing and direction of Engineer-in-Charge." Gypsum Board Make: India Gypsum Channel Make: India Gypsum/ Equivalent | Nos | 82 | 730 | Approved
The Soul, Rajarhat | BLOCK | False Celling |  | WO/HR01/BOK01/122 | B. S. Furniture | Gypsum Board False Ceiling Boxing to Cover kitchen waste line (L-600,B-450,H-450) | "Gypsum Board False Ceiling Boxing to Cover kitchen waste line (L-600,B-450,H-450) Gypsum Board False Ceiling Boxing to Cover kitchen waste line (L-600,B-450,H-450) Providing and fixing of False ceiling with 12mm thick Gypsum board over framework comprising of rolled galvanized metal sections consisting of the main channels including all tools & tackles and finished with jointing compound, paper tape including necessary scaffolding at Kitchen inside of Flat, along with Trap doors (including Galvanized metal sections with fittings and fixture; at all 4 peripheries of cut out area and trap door) of size 350mmX350mm in kitchen areas as per drawing and direction of Engineer-in-Charge." Gypsum Board Make: India Gypsum Channel Make: India Gypsum/ Equivalent | Nos | 128 | 780 | Approved
The Soul, Rajarhat | BLOCK | False Celling |  | WO/HR01/BOK01/123 | MMK INTERIOR | Gypsum Board False Ceiling Boxing to Cover kitchen waste line (L-600,B-450,H-450) | "Gypsum Board False Ceiling Boxing to Cover kitchen waste line (L-600,B-450,H-450) Gypsum Board False Ceiling Boxing to Cover kitchen waste line (L-600,B-450,H-450) Providing and fixing of False ceiling with 12mm thick Gypsum board over framework comprising of rolled galvanized metal sections consisting of the main channels including all tools & tackles and finished with jointing compound, paper tape including necessary scaffolding at Kitchen inside of Flat, along with Trap doors (including Galvanized metal sections with fittings and fixture; at all 4 peripheries of cut out area and trap door) of size 350mmX350mm in kitchen areas as per drawing and direction of Engineer-in-Charge." Gypsum Board Make: India Gypsum Channel Make: India Gypsum/ Equivalent | Nos | 128 | 800 | Approved
The Soul, Rajarhat | BLOCK | False Celling |  | WO/HR01/BOK01/132 | Sangita Gaurisaria | Gypsum Board False Ceiling Boxing to Cover kitchen waste line (L-600,B-450,H-450) | "Gypsum Board False Ceiling Boxing to Cover kitchen waste line (L-600,B-450,H-450) Gypsum Board False Ceiling Boxing to Cover kitchen waste line (L-600,B-450,H-450) Providing and fixing of False ceiling with 12mm thick Gypsum board over framework comprising of rolled galvanized metal sections consisting of the main channels including all tools & tackles and finished with jointing compound, paper tape including necessary scaffolding at Kitchen inside of Flat, along with Trap doors (including Galvanized metal sections with fittings and fixture; at all 4 peripheries of cut out area and trap door) of size 350mmX350mm in kitchen areas as per drawing and direction of Engineer-in-Charge." Gypsum Board Make: India Gypsum Channel Make: India Gypsum/ Equivalent | Nos | 78 | 730 | Approved
The Soul, Rajarhat | BLOCK | False Celling |  | WO/HR01/BOK01/89 | I DESIGN | False Ceiling (Inside of Toilet) | "False Ceiling (Inside of Toilet) False Ceiling (Inside of Toilet) Providing and fixing with Hilux Board (Moisture resistant) 8 mm thk. flat framework comprising of rolled galvanized metal sections consisting of the main channels to run in one direction at 1000mm c/c and secondary ceiling section at 525-650mm c/c in other direction connected to main channel with GI connecting clips of 10 SWG of approved quality. The grids shall be suspended from structural slab by GI strap hangers 15mmx15mm size @ 1000mm C/C both ways from structural support. Hilux board 8 mm thick is then screwed & fixed to ceiling section, finished with jointing compound, paper tape including necessary scaffolding & tool tackles all complete as per direction of drawing and direction of Engineer-In-Charge" Board Make: Ramco ( Hilux Board) Channel Make: India Gypsum/ Equivalent | Sq.Mtr. | 1290 | 800 | Approved
The Soul, Rajarhat | BLOCK | False Celling |  | WO/HR01/BOK01/90 | MMK INTERIOR | False Ceiling (Inside of Toilet) | "False Ceiling (Inside of Toilet) False Ceiling (Inside of Toilet) Providing and fixing with Hilux Board (Moisture resistant) 8 mm thk. flat framework comprising of rolled galvanized metal sections consisting of the main channels to run in one direction at 1000mm c/c and secondary ceiling section at 525-650mm c/c in other direction connected to main channel with GI connecting clips of 10 SWG of approved quality. The grids shall be suspended from structural slab by GI strap hangers 15mmx15mm size @ 1000mm C/C both ways from structural support. Hilux board 8 mm thick is then screwed & fixed to ceiling section, finished with jointing compound, paper tape including necessary scaffolding & tool tackles all complete as per direction of drawing and direction of Engineer-In-Charge" Board Make: Ramco ( Hilux Board) Channel Make: India Gypsum/ Equivalent | Sq.Mtr. | 0 | 800 | Approved
The Soul, Rajarhat | BLOCK | False Celling |  | WO/HR01/BOK01/89 | I DESIGN | Pelmet (100x100) for Window | "Pelmet (100x100) for Window Providing and fixing with Gypsum board 12 mm thk. flat framework comprising of rolled galvanized metal sections consisting of the main channels to run in one direction at 1000mm c/c and secondary ceiling section at 525-650mm c/c in other direction connected to main channel with GI connecting clips of 10 SWG of approved quality. The grids shall be suspended from structural slab by GI strap hangers 15mmx15mm size @ 1000mm C/C both ways from structural support. Gypsum board 12 mm thick is then screwed & fixed to ceiling section, finished with jointing compound, paper tape including necessary scaffolding & tool tackles all complete as per direction of drawing and direction of Engineer-In-Charge"" " Gypsum Board Make: India Gypsum Channel Make: India Gypsum/ Equivalent | RMT | 580 | 253 | Approved
The Soul, Rajarhat | BLOCK | False Celling |  | WO/HR01/BOK01/90 | MMK INTERIOR | Pelmet (100x100) for Window | "Pelmet (100x100) for Window Providing and fixing with Gypsum board 12 mm thk. flat framework comprising of rolled galvanized metal sections consisting of the main channels to run in one direction at 1000mm c/c and secondary ceiling section at 525-650mm c/c in other direction connected to main channel with GI connecting clips of 10 SWG of approved quality. The grids shall be suspended from structural slab by GI strap hangers 15mmx15mm size @ 1000mm C/C both ways from structural support. Gypsum board 12 mm thick is then screwed & fixed to ceiling section, finished with jointing compound, paper tape including necessary scaffolding & tool tackles all complete as per direction of drawing and direction of Engineer-In-Charge"" " Gypsum Board Make: India Gypsum Channel Make: India Gypsum/ Equivalent | RMT | 303 | 250 | Approved
The Soul, Rajarhat | BLOCK | False Celling |  | WO/HR01/BOK01/120 | Ajay Gaurisaria | Pelmet (100x100) for Window | "Pelmet (100x100) for Window Providing and fixing with Gypsum board 12 mm thk. flat framework comprising of rolled galvanized metal sections consisting of the main channels to run in one direction at 1000mm c/c and secondary ceiling section at 525-650mm c/c in other direction connected to main channel with GI connecting clips of 10 SWG of approved quality. The grids shall be suspended from structural slab by GI strap hangers 15mmx15mm size @ 1000mm C/C both ways from structural support. Gypsum board 12 mm thick is then screwed & fixed to ceiling section, finished with jointing compound, paper tape including necessary scaffolding & tool tackles all complete as per direction of drawing and direction of Engineer-In-Charge"" " Gypsum Board Make: India Gypsum Channel Make: India Gypsum/ Equivalent | RMT | 135.5 | 250 | Approved
The Soul, Rajarhat | BLOCK | False Celling |  | WO/HR01/BOK01/122 | B. S. Furniture | Pelmet (100x100) for Window | "Pelmet (100x100) for Window Providing and fixing with Gypsum board 12 mm thk. flat framework comprising of rolled galvanized metal sections consisting of the main channels to run in one direction at 1000mm c/c and secondary ceiling section at 525-650mm c/c in other direction connected to main channel with GI connecting clips of 10 SWG of approved quality. The grids shall be suspended from structural slab by GI strap hangers 15mmx15mm size @ 1000mm C/C both ways from structural support. Gypsum board 12 mm thick is then screwed & fixed to ceiling section, finished with jointing compound, paper tape including necessary scaffolding & tool tackles all complete as per direction of drawing and direction of Engineer-In-Charge"" " Gypsum Board Make: India Gypsum Channel Make: India Gypsum/ Equivalent | RMT | 142.5 | 250 | Approved
The Soul, Rajarhat | BLOCK | False Celling |  | WO/HR01/BOK01/123 | MMK INTERIOR | Pelmet (100x100) for Window | "Pelmet (100x100) for Window Providing and fixing with Gypsum board 12 mm thk. flat framework comprising of rolled galvanized metal sections consisting of the main channels to run in one direction at 1000mm c/c and secondary ceiling section at 525-650mm c/c in other direction connected to main channel with GI connecting clips of 10 SWG of approved quality. The grids shall be suspended from structural slab by GI strap hangers 15mmx15mm size @ 1000mm C/C both ways from structural support. Gypsum board 12 mm thick is then screwed & fixed to ceiling section, finished with jointing compound, paper tape including necessary scaffolding & tool tackles all complete as per direction of drawing and direction of Engineer-In-Charge"" " Gypsum Board Make: India Gypsum Channel Make: India Gypsum/ Equivalent | RMT | 136 | 300 | Approved
The Soul, Rajarhat | BLOCK | False Celling |  | WO/HR01/BOK01/132 | Sangita Gaurisaria | Pelmet (100x100) for Window | "Pelmet (100x100) for Window Providing and fixing with Gypsum board 12 mm thk. flat framework comprising of rolled galvanized metal sections consisting of the main channels to run in one direction at 1000mm c/c and secondary ceiling section at 525-650mm c/c in other direction connected to main channel with GI connecting clips of 10 SWG of approved quality. The grids shall be suspended from structural slab by GI strap hangers 15mmx15mm size @ 1000mm C/C both ways from structural support. Gypsum board 12 mm thick is then screwed & fixed to ceiling section, finished with jointing compound, paper tape including necessary scaffolding & tool tackles all complete as per direction of drawing and direction of Engineer-In-Charge"" " Gypsum Board Make: India Gypsum Channel Make: India Gypsum/ Equivalent | RMT | 281 | 250 | Approved
The Soul, Rajarhat | OVERHEADS | Pest Control |  | WO/HR01/OHES/4 | Secura Infra Services Pvt. Ltd. | Mosquito Control Treatment : | Mosquito Control Treatment : I. Larvae Control Treatment Spraying Chemical (Sumilarv) 2 times in Month. II. Adult Mosquito Control Treatment a. Spraying Chemical (Malathion/Fenthion) 9 times in Month. b. Smoke Fogging (Cyphenothrin 5% EC/Deltamethrin 1.25% ULV) 9 times in Month. Area Of Treatment: At Marketing Office area, , Labour Hutment area and Project office to Labour Hutment area Old and New GAAP Hutment Colony area as per direction of Engineer in Charge Work Period Start From April, 2021 | Months | 12 | 8500 | Approved
The Soul, Rajarhat | BLOCK | Civil | Sub & Super Structure Work | WO/HR01/BOK01/91 | VISWAKARMA FABRICATION | Fabrication & Machine Maintenance | Fabrication & Machine Maintenance |  | 0 | 0 | Approved
The Soul, Rajarhat | BLOCK | Civil | Sub & Super Structure Work | WO/HR01/BOK01/91 | VISWAKARMA FABRICATION | Fabrication and earthing | Charges for fabrication and earthing rod welding work including the cost of welder, helper machine rent and materials (welding rod & Cutting blade) as per direction of EIC | Days | 5 | 1400 | Approved
The Soul, Rajarhat | BLOCK | Civil | Sub & Super Structure Work | WO/HR01/BOK01/91 | VISWAKARMA FABRICATION | Misc. Charges | Charges for loading - unloading, transportation, hire charges for machinery as per direction of Engineer-in-Charge | Days | 5 | 42 | Approved
The Soul, Rajarhat | BLOCK | Civil | Sub & Super Structure Work | WO/HR01/BOK01/91 | VISWAKARMA FABRICATION | Machine Maintanance | Charges for machine maintenance (Cutting/ Bending machine, Vibrator needle, Grinding machine, Breaker Machine, Dewater Pump fixing) including the charges of mechanic as per direction of EIC | Days | 0 | 500 | Approved
The Soul, Rajarhat | BLOCK | Civil | Sub & Super Structure Work | WO/HR01/BOK01/91 | VISWAKARMA FABRICATION | Misc. Charges | Charges for loading - unloading, transportation, hire charges for machinery as per direction of Engineer-in-Charge | Days | 0 | 15 | Approved
Primarc Chambers | OVERHEAD | Pest Control |  | WO/PCH/PC05/6 | Legend Sanicure Private Limited | Covid-19 Disinfection | Disinfection Service Chemical Name: VIROSIL PHARMA (Hydrozen Peroxide and Silver Nitrate) Dosage: 2:8 ratio (VIROSIL PHARMA: Water) Method of disinfection: Spraying fumigation/Misting PPE Required: The person engaged for disinfection service should wear appropriate PPE. 1. Whole body coveralls (which designed to 360-degree protection), 2. Nitrile gloves because they resist chemicals like chlorine 3. Triple layer mask or N-95 Respirator mask 4. Goggles/Face Shield 5. Safety shoe/Gumboot Note: MSDS (Material Safety Data Sheet) should be submitted prior start the service. Disinfection Service Location: 1. Labour hutment 2. Marketing & Site office, Approx. coverage Area: 242 Sq.Mtr Repetition: 6 Times ( for period 12.04.2021 to 12.05.2021) + Additional 6 Times (For Period 13.05.2021 to 13.06.2021) | Sq.Mtr. | 2904 | 2.7 | Approved
Primarc Chambers | BLOCK | Civil | Sub & Super Structure Work | WO/PCH/PC01/5 | RAJ TRIMURTI INFRAPROJECT PVT. LTD. | Rebar Grouting with lock fix | Supply and fixing charges of rebar grouting with Lock fix P chemical in RCC wall for bend of AAC block work including all labour, machinery, tools & tackles for all lead & lift at all levels as per drawing and direction of Engineer-in-Charge (Only rebar supplied by client) | Nos | 19736 | 44.5 | Approved
The Soul, Rajarhat | BASEMENT WITH PODIUM | Civil |  |  |  | Hire charges for scaffolding materail | Hire Charges of below mentioned Scaffolding materails 1. ISMC 100x 50 3m long (in lieu of 6mtr of 100 x 75) -548 Rmt 2.ISMC 100x 50 3m long - 223 Rmt 3.Vertical 1.5 mtr - 418 pcs Vertical 2mtr - 842 pcs, Vertical -3mtr- 806 pcs 4.Ledger 900mm -2752 nos , 1200mm-1835 nos 1500mm - 1008 nos 5.Joint pin - 538 nos 6. U head - 1574 nos 7.Base jack - 1574 nos 8.2 mtr x 3 mtr Prop Jack with U Head- 357 nos 9.Acro Span - 80 nos 10. Swing clamp - 600 nos | Months |  |  | Draft
The Soul, Rajarhat | BASEMENT WITH PODIUM | Civil |  |  |  | Hire charges for scaffolding material | Details BOQ attached separately as per annexure on day basis | Days |  |  | Approved
The Ramdulari | COMMON INFRASTRUCTURE | Consultancy Charges |  | WO/RP/RP03/11 | Aimil Ltd. | Consultancy charges for Digital 2000 KN compression testing machine | Consultancy charges for one time Calibration of 2000 KN Digital Compression Testing machine (AIM-317E-DG-1 S/N: 161009) | Nos | 1 | 15000 | Approved
The Soul, Rajarhat | BASEMENT WITH PODIUM | Civil | Basement with Podium | WO/HR01/BP01/16 | WINNTUS FORMWORK PVT LTD | Hire charges for scaffolding material | Hire charges for scaffolding material Details BOQ attached separately as per annexure-I on day basis | Days | 4.589 | 5522.5 | Approved
The Soul, Rajarhat | BASEMENT WITH PODIUM | Civil | Basement with Podium | WO/HR01/BP01/17 | WINNTUS FORMWORK PVT LTD | Hire charges for scaffolding material | Hire charges for scaffolding material Details BOQ attached separately as per annexure-I on day basis | Days | 175.5 | 2036.5 | Approved
The Soul, Rajarhat | BASEMENT WITH PODIUM | Civil | Basement with Podium | WO/HR01/BP01/20 | Vikas Scaffolding Pvt ltd | Hire charges for scaffolding material | Hire charges for scaffolding material Details BOQ attached separately as per annexure-I on day basis | Days | 167 | 4786.63 | Approved
The Ramdulari | COMMON INFRASTRUCTURE | Consultancy Charges | STRUCTURAL CONSULTANT | WO/RP/RP03/12 | INDIAN INSTITUTE OF ENGINEERING SCIENCE AND TECHNOLOGY | Consultancy charges for Vibration monitoring for sheet piling work | Independent assessment and monitoring of vibration & monitoring during sheet pile driving work. |  | 0 | 0 | Approved
The Ramdulari | COMMON INFRASTRUCTURE | Consultancy Charges | STRUCTURAL CONSULTANT | WO/RP/RP03/12 | INDIAN INSTITUTE OF ENGINEERING SCIENCE AND TECHNOLOGY | Part A | Part A: Duration:10 days including site inspection and reporting Scope of the work: 1. Measurement of vibration on ground and analysis during sheet pile driving at different distances and depths to study the vibration propagation (PPV) due to sheet pile driving for the proposed site. 2. Vibration measurement at neighboring places. 3. Submission of report with analysis and recommendation for vibration control | Lump Sum | 1 | 250000 | Approved
The Ramdulari | COMMON INFRASTRUCTURE | Consultancy Charges | STRUCTURAL CONSULTANT | WO/RP/RP03/12 | INDIAN INSTITUTE OF ENGINEERING SCIENCE AND TECHNOLOGY | Part B | Part B: For a period of 10 days monitoring. Scope of the work: 1. Stationing IIEST, Shibpur representatives with vibration measuring instrument during sheet pile driving at site for continuous vibration monitoring. 2. Measurement of vibration in different buildings and on ground as necessary for monitoring 3. Providing suitable guidance to the construction team | Lump Sum | 1 | 150000 | Approved
The Ramdulari | COMMON INFRASTRUCTURE | Consultancy Charges |  | WO/RP/RP03/11 | Aimil Ltd. | Flexible high pressure hose pipe | Flexible High Pressure Hose Pipe 1m long (AIM-30231) | Nos | 1 | 1576 | Approved
The Ramdulari | COMMON INFRASTRUCTURE | Consultancy Charges |  | WO/RP/RP03/13 | JP GEO CONSULTANTS | Consultancy services for review of drawings | Consultancy charges for i) Review of drawings as per requirement ii) Consultancy services provided with respect to piling work at site. | Lump Sum | 1 | 15000 | Approved
The Soul, Rajarhat | BLOCK | Flooring Work |  | WO/HR01/BOK01/93 | MD SATIKUL HOQUE | IPS flooring at ODU Platform, Full landing & Half landing | IPS flooring at ODU Platform, Full landing & Half landing |  | 0 | 0 | Amended & Approved
The Soul, Rajarhat | BLOCK | Flooring Work |  | WO/HR01/BOK01/93 | MD SATIKUL HOQUE | ODU Platform | Supplying & Laying of IPS (Indian patent stone) flooring , of average 32 mm thickness, using cement concrete 1:2:4 (1 cement:2 coarse sand: 4 graded stone aggregates of 10-20 mm) at ODU Platform (Bl-A,B,C). The base concrete surface shall be thoroughly chipped to remove laitance, loose sand, dirt etc. cleaned with wire brush before laying the concrete. The rate is inclusive of labour, materials, tools and tackles, all lead and lift , curing, necessary formwork if required etc. all complete as per direction of EIC. (Only Cement will be supplied by the client , But subjected to reconciliation.) | Sq.Mtr. | 1840 | 380 | Approved
The Soul, Rajarhat | BLOCK | Flooring Work |  | WO/HR01/BOK01/93 | MD SATIKUL HOQUE | Loading- Unloading, transportation, | Charges for Loading- Unloading, transportation, hire charges for machinery as per direction of Engineer-in-Charge. | Sq.Mtr. | 1840 | 11.4 | Approved
The Soul, Rajarhat | BLOCK | Flooring Work |  | WO/HR01/BOK01/93 | MD SATIKUL HOQUE | Full Landing | Supplying & Laying of IPS (Indian patent stone) flooring , of average 32 mm thickness, using cement concrete 1:2:4 (1 cement:2 coarse sand: 4 graded stone aggregates of 10-20 mm) at Full Landing (Bl-A,B). The base concrete surface shall be thoroughly chipped to remove laitance, loose sand, dirt etc. cleaned with wire brush before laying the concrete. The rate is inclusive of labour, materials, tools and tackles, all lead and lift , curing, necessary formwork if required etc. all complete as per direction of EIC. (Only Cement will be supplied by the client , But subjected to reconciliation.) | Sq.Mtr. | 1306 | 350 | Approved
The Soul, Rajarhat | BLOCK | Flooring Work |  | WO/HR01/BOK01/93 | MD SATIKUL HOQUE | Loading- Unloading, transportation | Charges for Loading- Unloading, transportation, hire charges for machinery as per direction of Engineer-in-Charge. | Sq.Mtr. | 1306 | 10.5 | Approved
The Soul, Rajarhat | BLOCK | Flooring Work |  | WO/HR01/BOK01/93 | MD SATIKUL HOQUE | Half Landing | Supplying & Laying of IPS (Indian patent stone) flooring , of average 40 mm thickness, using cement concrete 1:2:4 (1 cement:2 coarse sand: 4 graded stone aggregates of 10-20 mm) at Half Landing (Bl-A,B). The base concrete surface shall be thoroughly chipped to remove laitance, loose sand, dirt etc. cleaned with wire brush before laying the concrete. The rate is inclusive of labour, materials, tools and tackles, all lead and lift , curing, necessary formwork if required etc. all complete as per direction of EIC. (Only Cement will be supplied by the client , But subjected to reconciliation.) | Sq.Mtr. | 1090 | 400 | Approved
The Soul, Rajarhat | BLOCK | Flooring Work |  | WO/HR01/BOK01/93 | MD SATIKUL HOQUE | Loading- Unloading, transportation | Charges for Loading- Unloading, transportation, hire charges for machinery as per direction of Engineer-in-Charge. | Sq.Mtr. | 1090 | 12 | Approved
The Ramdulari | BLOCK | Piling Work |  | WO/RP/RP02/6 | SHREYA CONSTRUCTION | 500mm dia Auger Piling work | Installation of 500 mm dia, 22.0 Mtr. Length Auger Piles in position as per specification, drawing and as directed by EIC in all kind of soil by Bentonite wash and Cutter drive method including total manpower to operate, cost of boring with all necessary equipment's , making & fixing of Reinforcement cage in position for RCC in situ work, welding of Reinforcement cage, pouring of concete by RMC but excluding the cost of concrete and Reinforcement. This rate is inclusive of empty boring and filled with available soil from EGL.Rate also includes charges for placing M-30 grade RCC for piling works. The cement concrete should have an ultimate crushing strength of not less than 300Kg/sq.cm on 15 cm x 15cm x 15cm Cube at 28 days and its cement content not less than 400 Kg/cum. rate shall include cost all tools & tackles, equipment’s, plant and machinery. Rate also includes charges for cutting bending and tying of reinforcement (Tot Steel as per 15-1786, Fe 500 lowering the cage for piling work including welding transporting, decoiling straightening & removing loose rust and binding with 18 gauge annealed wire to the entire satisfaction of EIC. The rate shall include cost of binding wire, cover blocks which will not be measured separately for payment The pile reinforcement shall be properly welded as per IS specification at all joints both in case of main reinforcement and lateral ties etc including all completion as per drawing and decision. Rate also includes making Slurry vats at pre approved location of site, using bentonite, removal & shifting of bentonite slurry , solid, semisolid liquid muck from vat/drain. (RMC, Cement and Reinforcement will be supplied by client but subjected to reconciliation). The length of piles shall be measured fom EGL to Termination level as shown in the drawing | RMT | 1895 | 540 | Approved
The Soul, Rajarhat | BASEMENT WITH PODIUM | Civil | Basement with Podium | WO/HR01/BP01/18 | NEW L. N. CONSTRUCTION | Planter Civil work at Club | Planter Civil work at Club |  | 0 | 0 | Approved
The Soul, Rajarhat | BASEMENT WITH PODIUM | Civil | Basement with Podium | WO/HR01/BP01/18 | NEW L. N. CONSTRUCTION | Reinforcement work | Labour charges for fixing steel Reinforcement (Tor steel as per IS-1786, Fe 500) for RCC work including transporting, decoiling, straightening, removing loose rust, cutting, bending and placing for all profile and for all lead & lift, binding with 18 gauge annealed wire as per drawing and direction of Engineer-in-Charge. Payment of steel shall be made as per drawing and approved bar bending schedule with permissible laps and paid on the basis of the sectional weights of bar as per relevent I.S. Code. The rate shall include cost of binding wire, chairs, spacers, pins, cover blocks which will not be measured separately for payment. (Reinforcement would be supplied by the employer free of cost, but subjected to reconciliation). Location: Planter | MT | 12.5 | 6300 | Approved
The Soul, Rajarhat | BASEMENT WITH PODIUM | Civil | Basement with Podium | WO/HR01/BP01/18 | NEW L. N. CONSTRUCTION | Shuttering | All charges for providing, fabricating, erecting and fixing in position plained timber, plywood centering and shuttering true to line and level, including propping, staging, shuttering removal, applying shuttering oil, including required bracing etc. all complete as per drawing and direction of Engineer-in-Charge. Rate shall also include removal and dismantling the aforesaid assembly after specified period complete. (Shuttering Ply/Batten material supplied by us) Location: Planter | Sq.Mtr. | 6611 | 275 | Approved
The Soul, Rajarhat | BASEMENT WITH PODIUM | Civil | Basement with Podium | WO/HR01/BP01/18 | NEW L. N. CONSTRUCTION | M25 SMC | All charges for providing and laying M25 Grade of reinforcement cement concrete by SMC at lintel/Planter excluding shuttering and reinforcement, including concrete pump, vibrator with complete design of concrete mix as per IS code and relevant special publication, submission of job mix formula after preliminary mix design and testing of concrete cubes as per direction of Engineer-in-Charge. (Cement would be supplied by the employer free of cost, but subjected to reconciliation). Location: Planter | Cum. | 680.5 | 5350 | Approved
The Soul, Rajarhat | BASEMENT WITH PODIUM | Civil | Basement with Podium | WO/HR01/BP01/19 | NEW L. N. CONSTRUCTION | Civil finishing work for Basement | Civil finishing work for Basement |  | 0 | 0 | Amended & Approved
The Soul, Rajarhat | BASEMENT WITH PODIUM | Civil | Basement with Podium | WO/HR01/BP01/19 | NEW L. N. CONSTRUCTION | Slush Cleaning | Charges for cleaning of mud, slush and cleaning the area up to workable condition for BFS and PCC including labour, tools and tackles from Basement area as per direction of Engineer-in-Charge. | Sq.Mtr. | 6030 | 13.48 | Approved
The Soul, Rajarhat | BASEMENT WITH PODIUM | Civil | Basement with Podium | WO/HR01/BP01/19 | NEW L. N. CONSTRUCTION | Sand Filling | Sand Filling Silver sand filing All charges for doing silver sand filling at foundation plinth level in layer not exceeding 150mm in depth including watering, ramming, compacting, consolidating in deposited layer to achieve 95% Proctor Density and transportation of soil, all labour, materials, machinery, tools & tackles etc. for all lead & lift to the entire satisfaction of Engineer-in-Charge. | Cum. | 1059 | 1275 | Approved
The Soul, Rajarhat | BASEMENT WITH PODIUM | Civil | Basement with Podium | WO/HR01/BP01/19 | NEW L. N. CONSTRUCTION | Polythin Sheet Laying | Polythin Sheet Laying All charges for laying Polythene sheet (150 Micron) as per drawing & direction of EIC | Sq.Mtr. | 5023 | 35 | Approved
The Soul, Rajarhat | BASEMENT WITH PODIUM | Civil | Basement with Podium | WO/HR01/BP01/19 | NEW L. N. CONSTRUCTION | M25 Concrete( Sitched Slab) | M25 Concrete( Sitched Slab) All charges for Providing and laying M-25/M-30 grade reinforced cement concrete (excluding cost of shuttering & reinforcement) for all leads and for all items using 20 mm nominal size & down graded good quality aggregate as per design mix approved by PMC/Consultant including vibrating/compacting, curing, scaffolding as required establishing dewatering system by pumping / bailing out water, cleaning, preparing surfaces, junctions etc. including curing complete to the entire satisfaction of PMC/Owner. Cement concrete should have an ultimate crushing strength of not less than 250 Kg/sq.cm on 15cm X 15cm X 15cm cube at 28 days and source of concrete will be RMC. Special conditions:- Rates are quoted for all levels & heights. For material/cube testing, the contractor shall maintain QC lab, cube testing machine, sieves, slump cones, graduated cylinder, weight scales etc. in good working condition cost of which shall be included in the rate. RMC and Admixture will be supplied by the Client, but subjected to reconciliation. Location: Basement | Cum. | 494 | 950 | Approved
The Soul, Rajarhat | BASEMENT WITH PODIUM | Civil | Basement with Podium | WO/HR01/BP01/19 | NEW L. N. CONSTRUCTION | Reinforcement (Drain Stitch slab) | Reinforcement (Drain Stitch slab) Reinforcement work: Labour charges for fixing Steel Reinforcement (Tor Steel as per IS-1786, Fe 500) for RCC work including transporting, decoiling, straightening, removing loose rust, cutting, bending and placing for all profile and for all lead & lift, binding with 18 gauge annealed wire as per drawing and direction of Engineer-in-Charge. Payment of steel shall be made as per drawing and approved bar bending schedule with permissible laps and paid on the basis of the sectional weights of bar as per relevant I.S. Code. The rate shall include cost of binding wire, chairs, spacers, pins, cover blocks which will not be measured separately for payment. (Reinforcement would be supplied by the employer free of cost, but subjected to reconciliation). Location: Basement | MT | 21 | 5950 | Approved
The Soul, Rajarhat | BASEMENT WITH PODIUM | Civil | Basement with Podium | WO/HR01/BP01/19 | NEW L. N. CONSTRUCTION | M25 Concrete( Drain) | M25 Concrete( Drain) RCCM25 SMC: All charges for providing and laying M25 Grade of reinforced cement concrete-by SMC till plinth level excluding shuttering and reinforcement, including concrete pump, vibrator with complete design of concrete mix as per IS code and relevant special publication , submission of job mix formula after preliminary mix design and testing of concrete cubes as per direction of Engineer-in-Charge. (Cement will be supplied by us, but subjected to reconciliation.) | Cum. | 54.1 | 5350 | Approved
The Soul, Rajarhat | BASEMENT WITH PODIUM | Civil | Basement with Podium | WO/HR01/BP01/19 | NEW L. N. CONSTRUCTION | 65 mm Screed Concrete with Hardener | 65 mm Screed Concrete with Hardener Preparing surface of Basement with 65 mm thick IPS finish (1:2:4) including mixed with chapdur (minimum content of chapdur is 5Kg/SqM) and fixing with Glass Strip 40 mm X 4 mm, panel size would be 1.20 X 0.6 Rmt including chipping, cleaning of debris upto maintaining proper finish level as per drawing and direction of Engineer in charge. (Only Cement will be supplied by client) | Sq.Mtr. | 321 | 610 | Approved
The Soul, Rajarhat | BASEMENT WITH PODIUM | Civil | Basement with Podium | WO/HR01/BP01/19 | NEW L. N. CONSTRUCTION | Shuttering (Drain, Stitch slab) | Shuttering (Drain, Stitch slab) Shuttering : All charges for providing, fabricating, erecting and fixing in position plained timber, plywood centering and shuttering true to line and level, including propping, staging, shuttering removal, applying shuttering oil, including required bracing, etc. all complete as per drawing and direction of Engineer-in-Charge. Rate shall also include removal and dismantling the aforesaid assembly after specified period complete. | Sq.Mtr. | 894 | 425 | Approved
The Soul, Rajarhat | BASEMENT WITH PODIUM | Civil | Basement with Podium | WO/HR01/BP01/19 | NEW L. N. CONSTRUCTION | Brickwork( 200 mm Wall) | Brickwork( 200 mm Wall) 200mm thk Fly Ash bricks work Providing and erecting 200 mm thick brick work with 1st class Fly Ash bricks for walls at Ledge Wall, Duct Wall, Gr. Floor and Above Roof of specified thickness in sand cement mortar (4 :1) including the cost of all material, labour, tools, tackles, scaffolding, curing etc. complete as per direction of Engineer-in-Charge and technical specification. (Cement would be supplied by the employer free of cost, but subjected to reconciliation)." | Cum. | 0 | 6050 | Approved
The Soul, Rajarhat | BASEMENT WITH PODIUM | Civil | Basement with Podium | WO/HR01/BP01/19 | NEW L. N. CONSTRUCTION | P.C.C at Drain & Sump (1:3:6 or 1:2:4)SMC | P.C.C at Drain & Sump (1:3:6 or 1:2:4)SMC P.C.C (1:4:8) SMC Charges for providing & laying of P.C.C (1:4:8) by site mix concrete 25 mm and down sized , screened and washed well graded stone chips excluding shuttering, consolidation complete in all respect as per drawing, specification and direction of EIC. Cement would be supplied by client, but subjected to reconciliation | Cum. | 55.5 | 5350 | Approved
The Soul, Rajarhat | BASEMENT WITH PODIUM | Civil | Basement with Podium | WO/HR01/BP01/19 | NEW L. N. CONSTRUCTION | Plaster(15 mm) Sump Wall | Plaster(15 mm) Sump Wall Sump Wall plaster Providing and applying plaster with sand and cement mortar including round off or chamfering of concrete surface , curing etc, complete as per direction of EIC - 15 mm thick sand cement mortar ( 6 parts sand : 1 part cement), (Cement would be supplied by the employer free of cost, but subjected to reconciliation) | Sq.Mtr. | 284.49 | 195 | Approved
The Soul, Rajarhat | BASEMENT WITH PODIUM | Civil | Basement with Podium | WO/HR01/BP01/19 | NEW L. N. CONSTRUCTION | Neat Cement on Plaster at Sump Wall & Drain | Neat Cement on Plaster at Sump Wall & Drain Neat cement finish over the plastered surface at sump area of Basement (cement not move than 2.75 kg/sqm.) as per direction of Engineer-in-Charge. | Sq.Mtr. | 284.49 | 34 | Approved
The Soul, Rajarhat | BASEMENT WITH PODIUM | Civil | Basement with Podium | WO/HR01/BP01/19 | NEW L. N. CONSTRUCTION | MS Angle For Drain Gratings Fixing (40X40X5) | MS Angle For Drain Gratings Fixing (40X40X5) Providing and fixing of ISA 40X40x5 including all sundry material as per drawing and direction of EIC | RMT | 1148 | 275 | Approved
The Soul, Rajarhat | BASEMENT WITH PODIUM | Civil | Basement with Podium | WO/HR01/BP01/19 | NEW L. N. CONSTRUCTION | Rebar Grouting 8mm dia | Rebar Grouting 8mm dia All charges for fixing reinforcement bars including drilling & chemical injection in the concrete surface at all level as per the manufacturer's specification either Fischer or Hilti product. At least 10% of the reinforcement shall be tested by Pull Out test as per the instruction of Structural Consultant. The rate shall be inclusive of all labour, material, scaffolding, gangway etc. involved for rebar grouting - Rebar Grouting (8 mm Dia) | Nos | 0 | 78 | Approved
The Soul, Rajarhat | BASEMENT WITH PODIUM | Civil | Basement with Podium | WO/HR01/BP01/19 | NEW L. N. CONSTRUCTION | LABOUR CHARGES FOR DRAIN AREA | LABOUR CHARGES FOR DRAIN AREA SLUSH CLEANING,RCC SLAB CHEAPING,VERTICAL STEEL STREATH AND BANDING AS PER REQUIRMENT. | RMT | 638 | 80 | Approved
The Soul, Rajarhat | BASEMENT WITH PODIUM | Civil | Basement with Podium | WO/HR01/BP01/19 | NEW L. N. CONSTRUCTION | 65MMX150MM STRIP MAKING AT RAMP AREA WITH CHAPDUR. | 150MM STRIP/ 65mm thick MAKING AT RAMP (Broom Finish and Plan Alternatively ) AREA WITH CHAPDUR. Charges for making of strip of 150mm X 65mm (C.C. 1:2:4) at ramp on PCC surface including chipping, cleaning of debris and finishing with proper level with mixing of chapdur (min. content of chapdur is 0.75kg/Rmt) including tool & tackles all complete as per drawing and direction of Engineer-in-Charge. Location: MLCP area (Phase-02) | RMT | 2741 | 132 | Approved
The Soul, Rajarhat | BLOCK | Civil | Sub & Super Structure Work | WO/HR01/BOK01/92 | NEW L. N. CONSTRUCTION | Grade slab civil work at Block-A & B | Grade slab civil work at Block-A & B |  | 0 | 0 | Approved
The Soul, Rajarhat | BLOCK | Civil | Sub & Super Structure Work | WO/HR01/BOK01/92 | NEW L. N. CONSTRUCTION | M20 SMC | Charges for providing & laying of R.C.C M20 by site mix concrete 25 mm and down sized , screened and washed well graded stone chips excluding shuttering, consolidation complete in all respect as per drawing, specification and direction of EIC. (Cement will be supplied by client, but subjected to reconciliation) (Location-Block-A & B-Grade slab ) | Cum. | 197.5 | 5350 | Approved
The Soul, Rajarhat | BLOCK | Civil | Sub & Super Structure Work | WO/HR01/BOK01/92 | NEW L. N. CONSTRUCTION | Shuttering | All charges for providing, fabricating, erecting and fixing in position plained timber, plywood centering and shuttering true to line and level, including steel propping, staging, shuttering removal, applying shuttering oil, including required bracing, chamfering corners (of exposed edges) of beams, columns, walls etc. complete as per drawing & direction of Engineer-in-Charge. Rate shall also include removal and dismantling the aforesaid assembly after specified period complete at all depths and leads for all items, all profile and till Plinth level. (Location-Block-A & B-Grade slab ) | Sq.Mtr. | 67 | 425 | Approved
The Soul, Rajarhat | BLOCK | Civil | Sub & Super Structure Work | WO/HR01/BOK01/92 | NEW L. N. CONSTRUCTION | Polythene Sheet Laying | Supplying and laying 250 micron Polythene Sheet over damp proof course or below flooring or in foundation or in foundation trenches as per drawing and direction of Engineer-in-Charge. (Location-Block-A & B-Grade slab ) | Sq.Mtr. | 1970 | 35 | Approved
The Soul, Rajarhat | BLOCK | Civil | Sub & Super Structure Work | WO/HR01/BOK01/92 | NEW L. N. CONSTRUCTION | Reinforcement work | All charges for fixing steel reinforcement (Tor Steel as per IS-1786, Fe 500) for RCC work including transporting, decoiling, straightening, removing loose rust, cutting, bending and placing for all profile and for all lead & lift till Plinth level and binding with 18 gauge annealed wire to the entire satisfaction of Engineer-in-Charge. Payment of steel shall be made as per drawing and approved bar bending schedule with permissible laps and paid on the basis of the sectional weights of bar as per relevant I.S. Code. The rate shall include cost of binding wire, chairs, spacers, pins, cover blocks which will not be measured separately for payment. Reinforcement Steel Shall be supplied by Client. " up to Plinth Level. (Location-Block-A & B-Grade slab ) | MT | 8.3 | 5950 | Approved
The Ramdulari | BLOCK | Civil | Sub & Super Structure Work |  |  | Aluminium shuttering Redesign & Shell, modulation drawing | Redesign of aluminum shuttering work & preparation of Shell & Shop/ Modulation drawing as per architecture drawing | Sq.Mtr. |  |  | Draft
The Soul, Rajarhat | BLOCK | Flooring Work |  | WO/HR01/BOK01/94 | A.M. Enterprise | Flooring work at Block-3&4 | Flooring work at Block-3&4 |  | 0 | 0 | Approved
The Soul, Rajarhat | BLOCK | Flooring Work |  | WO/HR01/BOK01/94 | A.M. Enterprise | Vitrified / Ceramic Tiles | Providing & fixing charges of 600x600 Vitrified / Ceramic Tiles (Brand as approved) at Bed Room, Kitchen, Passage, Living, Dining, Common Lobby Floor in any level on a bed of 30-40mm thick cement mortar (1:4) with necessary chipping, cutting, joint filled with white cement slurry pigmented to match after acid washing including all finishing & cleaning as per drawing, direction of Engineer-in-Charge. (Only Cement & Tiles will be supplied by the Client but subject to reconciliation. Shifting & Lifting of all materials & machineries are in contractor's scope) | Sq.Ft. | 169935 | 29 | Approved
The Soul, Rajarhat | BLOCK | Flooring Work |  | WO/HR01/BOK01/94 | A.M. Enterprise | Vitrified / Ceramic Tiles | Providing & fixing charge of 600x600 Vitrified / Ceramic Tiles (As per approved Brand) at Bed Room, Kitchen, Passage, Living, Dining, Common Lobby Skirting with Adhesive (As Approved by Site) with necessary chipping, cutting, joint filled with white cement slurry pigmented to match after acid washing including all finishing & cleaning as per drawing, direction of Engineer-in-Charge. (Only Chemical & Tiles will be supplied by the Client but subject to reconciliation. Shifting & Lifting of all materials & machineries are in contractor's scope) | Rft | 52775 | 17 | Approved
The Soul, Rajarhat | BLOCK | Flooring Work |  | WO/HR01/BOK01/94 | A.M. Enterprise | Vitrified / Ceramic Tiles | Providing & fixing charges of 300x300 Vitrified / Ceramic Tiles (Brand as approved) at Utility, Toilet Floor at any level on a bed of 30-40mm thick cement mortar (1:4) with necessary chipping, cutting, joint filled with white cement slurry pigmented to match after acid washing including all finishing & cleaning as per drawing, direction of Engineer-in-Charge. (1:4) (Only Cement & Tiles will be supplied by the Client but subject to reconciliation. Shifting & Lifting of all materials & machineries are in contractor's scope) | Sq.Ft. | 37383 | 29 | Approved
The Soul, Rajarhat | BLOCK | Flooring Work |  | WO/HR01/BOK01/94 | A.M. Enterprise | Vitrified / Ceramic Tiles | Providing & fixing charges of 300x300 Vitrified / Ceramic Tiles (Brand as approved) at Utility Skirting, sill, Jamb, Soffit etc. in any level on a bed of Adhesive (As per approved Brand) with necessary chipping, cutting, joint filled with white cement slurry pigmented to match after acid washing including all finishing & cleaning as per drawing, direction of Engineer-in-Charge. (Only Chemical & Tiles will be supplied by the Client but subject to reconciliation. Shifting & Lifting of all materials & machineries are in contractor's scope) | Rft | 12119 | 17 | Approved
The Soul, Rajarhat | BLOCK | Flooring Work |  | WO/HR01/BOK01/94 | A.M. Enterprise | Vitrified / Ceramic Tiles | Providing & fixing charges of 300x450 Vitrified / Ceramic Tiles (Brand as approved) at Toilet & Kitchen Dado in any level with Adhesive (As per approved Brand) including jam & soffit of Ledge wall, door, window with necessary chipping, cutting, joint filled with white cement slurry pigmented to match after acid washing including all finishing & cleaning as per drawing, direction of Engineer-in-Charge. (Only Chemical & Tiles will be supplied by the Client but subject to reconciliation. Shifting & Lifting of all materials & machineries are in contractor's scope) The scope of work also include Chippings and Grindings. | Sq.Ft. | 85833 | 25 | Approved
The Soul, Rajarhat | BLOCK | Flooring Work |  | WO/HR01/BOK01/94 | A.M. Enterprise | Vitrified / Ceramic Tiles | Providing & fixing charges of 300x450 Vitrified / Ceramic Tiles (Brand as approved) at Toilet & Kitchen Dado in any level on a bed of 25-30mm thick cement mortar (1:4) including jam & soffit of Ledge wall, door, window with necessary chipping, cutting, joint filled with white cement slurry pigmented to match after acid washing including all finishing & cleaning as per drawing, direction of Engineer-in-Charge. (Only Cement & Tiles will be supplied by the Client but subject to reconciliation. Shifting & Lifting of all materials & machineries are in contractor's scope) The scope of work also include Chippings and Grindings | Sq.Ft. | 24850 | 31.5 | Approved
The Soul, Rajarhat | BLOCK | Flooring Work |  | WO/HR01/BOK01/94 | A.M. Enterprise | Granite Tiles | Providing & fixing charges of 300x600 Granite Tiles (Brand as approved) at Balcony Floor at any level including cutting of edges in sharp & right angle on a bed of 30-40mm thick cement mortar (1:4) with necessary chipping, cutting, joint filled with white cement slurry pigmented to match after acid washing including all finishing & cleaning as per drawing, direction of Engineer-in-Charge. (Only Cement & Tiles will be supplied by the Client but subject to reconciliation. Shifting & Lifting of all materials & machineries are in contractor's scope) | Sq.Ft. | 10699 | 37 | Approved
The Soul, Rajarhat | BLOCK | Flooring Work |  | WO/HR01/BOK01/94 | A.M. Enterprise | Granite Tiles | Providing & fixing charge of 300x600 Granite Tiles (Brand as approved) at Balcony Skirting / Patty at any level including cutting of edges in sharp & right angle with Adhesive (As per approved Brand) with necessary chipping, cutting, joint filled with white cement slurry pigmented to match after acid washing including all finishing & cleaning as per drawing, direction of Engineer-in-Charge. (Only Chemical & Tiles will be supplied by the Client but subject to reconciliation. Shifting & Lifting of all materials & machineries are in contractor's scope) | Rft | 10194 | 21 | Approved
The Soul, Rajarhat | BLOCK | Flooring Work |  | WO/HR01/BOK01/94 | A.M. Enterprise | Granite Slab | Providing & fixing charges for Fixing of Granite Slab (Brand as approved) on Kitchen Counter Top above Kadappa Stone at any level on a bed of 30-40 mm thick cement mortar (1:4) with necessary chipping, cutting, joint filled with white cement slurry pigmented to match including TINEX, ARALDITE, OXIDE, PUTTY all finishing & cleaning as per drawing, direction of Engineer-in-Charge. (Only Cement & Granite Slab will be supplied by the Client but subject to reconciliation. Shifting & Lifting of all materials & machineries are in contractor's scope) | Sq.Ft. | 6908 | 49 | Approved
The Soul, Rajarhat | BLOCK | Flooring Work |  | WO/HR01/BOK01/94 | A.M. Enterprise | Sink cutting | Charges for Sink cutting Granite counter top as per drawing, direction of Engineer-in-charge. | Nos. | 224 | 300 | Approved
The Soul, Rajarhat | BLOCK | Flooring Work |  | WO/HR01/BOK01/94 | A.M. Enterprise | Moulding of Granite Slab | Labour Charges of Moulding of Granite Slab at Kitchen Counter, Window Sill, Door Sill, Railing Granite Sill etc. in any level as per drawing & direction of Engineer-in-charge. (Shifting & Lifting of all materials & machineries are in contractor's scope) | Rft | 14353 | 32 | Approved
The Soul, Rajarhat | BLOCK | Flooring Work |  | WO/HR01/BOK01/94 | A.M. Enterprise | Granite Patty / Strip | Providing & fixing charges for Fixing of Granite Patty / Strip (Brand as approved) at Window Sill, Kitchen Counter etc. with necessary chipping in any level with Adhesive (As per approved Brand) as per drawing & direction of Engineer-in-charge. (Only Chemical & Granite Slab will be supplied by the Client but subject to reconciliation. Shifting & Lifting of all materials & machineries are in contractor's scope) | Rft | 5818 | 32 | Approved
The Soul, Rajarhat | BLOCK | Flooring Work |  | WO/HR01/BOK01/94 | A.M. Enterprise | Granite Patty / Strip | Providing & fixing charges for Fixing of Granite Patty / Strip (Brand as approved) at Window sil, balcony railing sil door threshold etc. with necessary chipping in any level with Cement Sand Mortar (1:4) as per drawing & direction of Engineer-in-charge. (Only Cement & Granite Slab will be supplied by the Client but subject to reconciliation. Shifting & Lifting of all materials & machineries are in contractor's scope) | Rft | 4786 | 36 | Approved
The Soul, Rajarhat | BLOCK | Flooring Work |  | WO/HR01/BOK01/94 | A.M. Enterprise | Black Stone | Providing & Fixing charges for fixing of Black Stone for support & partition of granite counter top at Kitchen including skirting at partition wall in any level with Cement Sand Mortar (1:4) with necessary chipping, as per drawing & direction of Engineer-in-charge. (Only Black Stone & Granite Slab will be supplied by the Client but subject to reconciliation. Shifting & Lifting of all materials & machineries are in contractor's scope) | Sq.Ft. | 11722 | 39 | Approved
The Soul, Rajarhat | BLOCK | Flooring Work |  | WO/HR01/BOK01/94 | A.M. Enterprise | 1:3:6 rough casting | Providing & fixing charges for Laying of 1:3:6 rough casting over the waterproofing protective plaster thickness varies from 20 to 35mm on the floor of Toilet, Kitchen, Balcony at all level including curing in respect, all lead & lift of the material as per drawing & direction of Engineer-in-Charge. (Cement will be supplied by the client but subject to reconciliation) | Sq.Ft. | 54170 | 40 | Approved
The Soul, Rajarhat | BLOCK | Flooring Work |  | WO/HR01/BOK01/94 | A.M. Enterprise | making of V' grooves | Labour charges for making of V' grooves by cutting the Tiles in any level as per drawing & direction of Enginner-in-charge | Rft | 20105 | 15 | Approved
The Soul, Rajarhat | BLOCK | Flooring Work |  | WO/HR01/BOK01/95 | Front Tech | Flooring work at Tower-2 | Flooring work at Tower-2 |  | 0 | 0 | Amended & Approved
The Soul, Rajarhat | BLOCK | Flooring Work |  | WO/HR01/BOK01/95 | Front Tech | Vitrified / Ceramic Tiles | Providing & fixing charges of 600x600 Vitrified / Ceramic Tiles (Brand as approved) at Bed Room, Kitchen, Passage, Living, Dining, Common Lobby Floor in any level on a bed of 30-40mm thick cement mortar (1:4) with necessary chipping, cutting, joint filled with white cement slurry pigmented to match after acid washing including all finishing & cleaning as per drawing, direction of Engineer-in-Charge. (Only Cement & Tiles will be supplied by the Client but subject to reconciliation. Shifting & Lifting of all materials & machineries are in contractor's scope) | Sq.Ft. | 42700 | 29.3 | Approved
The Soul, Rajarhat | BLOCK | Flooring Work |  | WO/HR01/BOK01/95 | Front Tech | Vitrified / Ceramic Tiles | Providing & fixing charge of 600x600 Vitrified / Ceramic Tiles (As per approved Brand) at Bed Room, Kitchen, Passage, Living, Dining, Common Lobby Skirting with Adhesive (As Approved by Site) with necessary chipping, cutting, joint filled with white cement slurry pigmented to match after acid washing including all finishing & cleaning as per drawing, direction of Engineer-in-Charge. (Only Chemical & Tiles will be supplied by the Client but subject to reconciliation. Shifting & Lifting of all materials & machineries are in contractor's scope) | Rft | 12648 | 17 | Approved
The Soul, Rajarhat | BLOCK | Flooring Work |  | WO/HR01/BOK01/95 | Front Tech | Vitrified / Ceramic Tiles | Providing & fixing charges of 300x300 Vitrified / Ceramic Tiles (Brand as approved) at Utility, Toilet Floor at any level on a bed of 30-40mm thick cement mortar (1:4) with necessary chipping, cutting, joint filled with white cement slurry pigmented to match after acid washing including all finishing & cleaning as per drawing, direction of Engineer-in-Charge. (1:4) (Only Cement & Tiles will be supplied by the Client but subject to reconciliation. Shifting & Lifting of all materials & machineries are in contractor's scope) | Sq.Ft. | 10103 | 28.8 | Approved
The Soul, Rajarhat | BLOCK | Flooring Work |  | WO/HR01/BOK01/95 | Front Tech | Vitrified / Ceramic Tiles | Providing & fixing charges of 300x300 Vitrified / Ceramic Tiles (Brand as approved) at Utility Skirting, sill, Jamb, Soffit etc. in any level on a bed of Adhesive (As per approved Brand) with necessary chipping, cutting, joint filled with white cement slurry pigmented to match after acid washing including all finishing & cleaning as per drawing, direction of Engineer-in-Charge. (Only Chemical & Tiles will be supplied by the Client but subject to reconciliation. Shifting & Lifting of all materials & machineries are in contractor's scope) | Rft | 2179 | 17 | Approved
The Soul, Rajarhat | BLOCK | Flooring Work |  | WO/HR01/BOK01/95 | Front Tech | Vitrified / Ceramic Tiles Dado | Providing & fixing charges of 300x450 Vitrified / Ceramic Tiles (Brand as approved) at Toilet & Kitchen Dado in any level with Adhesive (As per approved Brand) including jam & soffit of Ledge wall, door, window with necessary chipping, cutting, joint filled with white cement slurry pigmented to match after acid washing including all finishing & cleaning as per drawing, direction of Engineer-in-Charge. (Only Chemical & Tiles will be supplied by the Client but subject to reconciliation. Shifting & Lifting of all materials & machineries are in contractor's scope) The scope of work also include Chippings and Grindings | Sq.Ft. | 23128 | 22.3 | Approved
The Ramdulari | PRE-CONSTRUCTION PHASE | Site Office | Civil and Finishing Work of Site Office | WO/RP/RP01/17 | NEW L. N. CONSTRUCTION | Civil work for Car washing Pit & Security Room modification work | Civil work for Car washing Pit & Security Room modification work |  | 0 | 0 | Approved
The Ramdulari | PRE-CONSTRUCTION PHASE | Site Office | Civil and Finishing Work of Site Office | WO/RP/RP01/17 | NEW L. N. CONSTRUCTION | E/W up to 1.5m | E/W up to 1.5m All charges for doing excavation in required profile in all type of soils in dry and wet condition for raft or any other foundation of the proposed structure as per drawings or direction of Engineer-in-Charge including dismantling of foundation (if any) made with brick, PCC, RCC, dressing of side, bottom, ramming of bottom, dewatering, shoring, strutting, diverting underground sewer line, water line, electrical line (if any) barricading the area providing caution board maintaining required slopes including all labour, materials, machinery, tools & tackles for all lead & lift to the entire satisfaction of EIC. For, 'Depth up to 1.5m" | Cum. | 8.554 | 160 | Approved
The Ramdulari | PRE-CONSTRUCTION PHASE | Site Office | Civil and Finishing Work of Site Office | WO/RP/RP01/17 | NEW L. N. CONSTRUCTION | Backfilling | Backfilling All charges for doing backfilling of excavated pit, trench etc. with inside/excavated earth in layer not exceeding 150mm in depth including watering, ramming, compacting, consolidating in deposited layer to achieve 95% Proctor Density and transportation of soil, all labour, materials, machinery, tools & tackles etc. for all lead & lift to the entire satisfaction of Engineer-in-Charge." | Cum. | 1.716 | 83 | Approved
The Ramdulari | PRE-CONSTRUCTION PHASE | Site Office | Civil and Finishing Work of Site Office | WO/RP/RP01/17 | NEW L. N. CONSTRUCTION | B.F.S | B.F.S. All charges for providing and laying single brick flat soling of picked, jhama bricks below foundation floor, tie beam etc. or any other location till Plinth level including ramming dressing and bringing to proper level and filling joints with sand including all materials, labour, tools and plants etc. complete below foundation as per specification, drawing and direction of Engineering-in-Charge | Sq.Mtr. | 5.376 | 400 | Approved
The Ramdulari | PRE-CONSTRUCTION PHASE | Site Office | Civil and Finishing Work of Site Office | WO/RP/RP01/17 | NEW L. N. CONSTRUCTION | P.C.C (1:3:6) SMC | P.C.C (1:3:6) SMC Charges for providing & laying of P.C.C (1:3:6) by site mix concrete 25 mm and down sized , screened and washed well graded stone chips excluding shuttering, consolidation complete in all respect as per drawing, specification and direction of EIC. Cement would be supplied by client, but subjected to reconciliation" | Cum. | 0.354 | 5300 | Approved
The Ramdulari | PRE-CONSTRUCTION PHASE | Site Office | Civil and Finishing Work of Site Office | WO/RP/RP01/17 | NEW L. N. CONSTRUCTION | RCC M-20/25 SMC | RCC M-20/25 SMC: All charges for providing and laying M20/M25 Grade of reinforced cement concrete-by SMC excluding shuttering and reinforcement, including concrete pump, vibrator with complete design of concrete mix as per IS code and relevant special publication , submission of job mix formula after preliminary mix design and testing of concrete cubes as per direction of Engineer-in-Charge. (Cement will be supplied by us, but subjected to reconciliation.) | Cum. | 1.75 | 5350 | Approved
The Ramdulari | PRE-CONSTRUCTION PHASE | Site Office | Civil and Finishing Work of Site Office | WO/RP/RP01/17 | NEW L. N. CONSTRUCTION | Shuttering | All charges for providing, fabricating, erecting and fixing in position plained timber, plywood centering and shuttering true to line and level, including steel propping, staging, shuttering removal, applying shuttering oil, including required bracing, chamfering corners (of exposed edges) of beams, columns, walls etc. complete as per drawing & direction of Engineer-in-Charge. Rate shall also include removal and dismantling the aforesaid assembly after specified period complete at all depths and leads for all items, all profile and till Plinth level" | Sq.Mtr. | 18.34 | 390 | Approved
The Ramdulari | PRE-CONSTRUCTION PHASE | Site Office | Civil and Finishing Work of Site Office | WO/RP/RP01/17 | NEW L. N. CONSTRUCTION | Reinforcement | Labour charges for fixing Steel Reinforcement (Tor Steel as per IS-1786, Fe 500) for RCC work including transporting, decoiling, straightening, removing loose rust, cutting, bending and placing for all profile and for all lead & lift, binding with 18 gauge annealed wire as per drawing and direction of Engineer-in-Charge. Payment of steel shall be made as per drawing and approved bar bending schedule with permissible laps and paid on the basis of the sectional weights of bar as per relevant I.S. Code. The rate shall include cost of binding wire, chairs, spacers, pins, cover blocks which will not be measured separately for payment. (Reinforcement would be supplied by the employer free of cost, but subjected to reconciliation). | MT | 0.262 | 5800 | Approved
The Ramdulari | PRE-CONSTRUCTION PHASE | Site Office | Civil and Finishing Work of Site Office | WO/RP/RP01/17 | NEW L. N. CONSTRUCTION | PVC Pipe | "Labour Charges for laying ,jointing, testing and commissioning of PVC Pipe for underground Pit connection, including earthwork in excavation and stacking of earth at convenient locations ( as per instruction of Engineer-in-charge, up to a lead of 0.5 Km within the site premises), complete with proper base preparation by compacting the earth properly and maintaining proper gradient and backfilling work with selected earth after completion of laying. Pipes are to be laid in straight aligned lengths to correct line and level. Pipes shall be checked in 'as laid' condition before back filling . Payment will made on the center line measurements of the total pipe line laid. (only pipe, fittings and cement would be supplied by the Employer free of cost, but subjected to reconciliation) i) 150mm dia " | RMT | 28.88 | 200 | Approved
The Ramdulari | PRE-CONSTRUCTION PHASE | Site Office | Civil and Finishing Work of Site Office | WO/RP/RP01/17 | NEW L. N. CONSTRUCTION | 125mm Fly Ash brickwork | 125mm Fly Ash brickwork Providing and erecting 125 mm thick brick work with 1st class Fly Ash bricks for walls of specified thickness in sand cement mortar (4 :1) including the cost of all material, labour, tools, tackles, scaffolding, curing etc. complete as per direction of Engineer-in-Charge and technical specification. (Cement would be supplied by the employer free of cost, but subjected to reconciliation). " | Sq.Mtr. | 8.362 | 780 | Approved
The Ramdulari | PRE-CONSTRUCTION PHASE | Site Office | Civil and Finishing Work of Site Office | WO/RP/RP01/17 | NEW L. N. CONSTRUCTION | Internal wall plaster | Internal wall plaster Providing and applying plaster ( to internal walls) with sand and cement mortar including round off or chamfering of concrete surface , curing etc, complete as per direction of EIC - 12-15 mm thick sand cement mortar ( 6 parts sand : 1 part cement), at any floor and level . Scaffolding material will be provided by client. (Cement would be supplied by the employer free of cost, but subjected to reconciliation) | Sq.Mtr. | 22.862 | 180 | Approved
The Ramdulari | PRE-CONSTRUCTION PHASE | Site Office | Civil and Finishing Work of Site Office | WO/RP/RP01/17 | NEW L. N. CONSTRUCTION | cement paint work (Snowcem) | Providing and Applying of two coats of Cement Paint of approved manufacture at wall and ceiling area including finish surface as per drawing and direction of Engineer-in-Charge. (Rate including all required materials, labours, tools & tackles, scaffoldings and necessary arrangements for the work. Loading, Unloading, Transportation, Hire charges of machinery, Shifting & lifting of all materials & machineries are in contractor's scope.) BRAND : SNOWCEM or As approved | Sq.Mtr. | 31.928 | 48 | Approved
The Ramdulari | PRE-CONSTRUCTION PHASE | Site Office | Civil and Finishing Work of Site Office | WO/RP/RP01/17 | NEW L. N. CONSTRUCTION | Door frame fixing | Labour Charges for door frame including shutter fixing after resize of old door with proper cutting fixing by Ms hold fast /Anchor fastener adjacent to Brick surface including concrete grouting with at any Level as per drawing, specification and direction of Engineer-in-charge (Only Old Door frame with shutter & hinges to be supplied by employer free of cost) | Nos. | 1 | 1000 | Approved
The Ramdulari | PRE-CONSTRUCTION PHASE | Site Office | Civil and Finishing Work of Site Office | WO/RP/RP01/17 | NEW L. N. CONSTRUCTION | Galvalume Sheet | Providing and Fixing of 0.45mm thick precoated Galvalume troughed sheet fixing at roof of security room using MS pipe with Red Oxide Primer, Tata Blue scope sheet (Colour as Approved) as a covering sheet & Transport and Fixing by proper welding & screws as applicable for all levels as per drawing and direction of Engineer-in-Charge. (Location- Roof of Security room) (Only MS Pipe supplied by employer free of cost) | SqFt | 197.654 | 90 | Approved
The Soul, Rajarhat | BLOCK | Flooring Work |  | WO/HR01/BOK01/95 | Front Tech | Vitrified / Ceramic Tiles Dado | Providing & fixing charges of 300x450 Vitrified / Ceramic Tiles (Brand as approved) at Toilet & Kitchen Dado in any level on a bed of 25-30mm thick cement mortar (1:4) including jam & soffit of Ledge wall, door, window with necessary chipping, cutting, joint filled with white cement slurry pigmented to match after acid washing including all finishing & cleaning as per drawing, direction of Engineer-in-Charge. (Only Cement & Tiles will be supplied by the Client but subject to reconciliation. Shifting & Lifting of all materials & machineries are in contractor's scope) The scope of work also include Chippings and Grindings. | Sq.Ft. | 7137 | 29.3 | Approved
The Soul, Rajarhat | BLOCK | Flooring Work |  | WO/HR01/BOK01/95 | Front Tech | Granite Tiles | Providing & fixing charges of 300x600 Granite Tiles (Brand as approved) at Balcony Floor at any level including cutting of edges in sharp & right angle on a bed of 30-40mm thick cement mortar (1:4) with necessary chipping, cutting, joint filled with white cement slurry pigmented to match after acid washing including all finishing & cleaning as per drawing, direction of Engineer-in-Charge. (Only Cement & Tiles will be supplied by the Client but subject to reconciliation. Shifting & Lifting of all materials & machineries are in contractor's scope) | Sq.Ft. | 2890 | 37 | Approved
The Soul, Rajarhat | BLOCK | Flooring Work |  | WO/HR01/BOK01/95 | Front Tech | Granite Tiles | Providing & fixing charge of 300x600 Granite Tiles (Brand as approved) at Balcony Skirting / Patty at any level including cutting of edges in sharp & right angle with Adhesive (As per approved Brand) with necessary chipping, cutting, joint filled with white cement slurry pigmented to match after acid washing including all finishing & cleaning as per drawing, direction of Engineer-in-Charge. (Only Chemical & Tiles will be supplied by the Client but subject to reconciliation. Shifting & Lifting of all materials & machineries are in contractor's scope) | Rft | 1766 | 21 | Approved
The Soul, Rajarhat | BLOCK | Flooring Work |  | WO/HR01/BOK01/95 | Front Tech | Granite Slab | Providing & fixing charges for Fixing of Granite Slab (Brand as approved) on Kitchen Counter Top above Kadappa Stone at any level on a bed of 30-40 mm thick cement mortar (1:4) with necessary chipping, cutting, joint filled with white cement slurry pigmented to match including TINEX, ARALDITE, OXIDE, PUTTY all finishing & cleaning as per drawing, direction of Engineer-in-Charge. (Only Cement & Granite Slab will be supplied by the Client but subject to reconciliation. Shifting & Lifting of all materials & machineries are in contractor's scope) | Sq.Ft. | 1847 | 49.3 | Approved
The Soul, Rajarhat | BLOCK | Flooring Work |  | WO/HR01/BOK01/95 | Front Tech | Sink cutting Granite counter | Charges for Sink cutting Granite counter top as per drawing, direction of Engineer-in-charge. | Nos | 64 | 300 | Approved
The Soul, Rajarhat | BLOCK | Flooring Work |  | WO/HR01/BOK01/95 | Front Tech | Moulding of Granite | Labour Charges of Moulding of Granite Slab at Kitchen Counter, Window Sill, Door Sill, Railing Granite Sill etc. in any level as per drawing & direction of Engineer-in-charge. (Shifting & Lifting of all materials & machineries are in contractor's scope) | Rft | 2906.5 | 17 | Approved
The Soul, Rajarhat | BLOCK | Flooring Work |  | WO/HR01/BOK01/95 | Front Tech | Granite Patty / Strip | Providing & fixing charges for Fixing of Granite Patty / Strip (Brand as approved) at Window Sill, Kitchen Counter etc. with necessary chipping in any level with Adhesive (As per approved Brand) as per drawing & direction of Engineer-in-charge. (Only Chemical & Granite Slab will be supplied by the Client but subject to reconciliation. Shifting & Lifting of all materials & machineries are in contractor's scope) | Rft | 866.5 | 19 | Approved
The Soul, Rajarhat | BLOCK | Flooring Work |  | WO/HR01/BOK01/95 | Front Tech | Granite Patty / Strip | Providing & fixing charges for Fixing of Granite Patty / Strip (Brand as approved) at Window sil, balcony railing sil door threshold etc. with necessary chipping in any level with Cement Sand Mortar (1:4) as per drawing & direction of Engineer-in-charge. (Only Cement & Granite Slab will be supplied by the Client but subject to reconciliation. Shifting & Lifting of all materials & machineries are in contractor's scope) | Rft | 1677 | 25.3 | Approved
The Soul, Rajarhat | BLOCK | Flooring Work |  | WO/HR01/BOK01/95 | Front Tech | Black Stone | Providing & Fixing charges for fixing of Black Stone for support & partition of granite counter top at Kitchen including skirting at partition wall in any level with Cement Sand Mortar (1:4) with necessary chipping, as per drawing & direction of Engineer-in-charge. (Only Black Stone & Granite Slab will be supplied by the Client but subject to reconciliation. Shifting & Lifting of all materials & machineries are in contractor's scope) | Sq.Ft. | 3056 | 35.6 | Approved
The Soul, Rajarhat | BLOCK | Flooring Work |  | WO/HR01/BOK01/95 | Front Tech | 1:3:6 rough casting | Providing & fixing charges for Laying of 1:3:6 rough casting over the waterproofing protective plaster thickness varies from 20 to 35mm on the floor of Toilet, Kitchen, Balcony at all level including curing in respect, all lead & lift of the material as per drawing & direction of Engineer-in-Charge. (Cement will be supplied by the client but subject to reconciliation) | Sq.Ft. | 9505.5 | 40 | Approved
The Soul, Rajarhat | BLOCK | Flooring Work |  | WO/HR01/BOK01/95 | Front Tech | V' grooves | Labour charges for making of V' grooves by cutting the Tiles in any level as per drawing & direction of Enginner-in-charge | Rft | 4191 | 15 | Approved
The Soul, Rajarhat | OVERHEADS | Pest Control |  | WO/HR01/OHES/45 | Secura Infra Services Pvt. Ltd. | Disinfection Service | Disinfection Service Chemical Name: 10 % Sodium Hypochlorite Dosage: 1:10 ratio (Sodium Hypochlorite: Water) Method of disinfection: Spraying fumigation/Misting PPE Required: The person engaged for disinfection service should wear appropriate PPE. 1. Whole body coveralls (which designed to 360-degree protection), 2. Nitrile gloves because they resist chemicals like chlorine 3. Triple layer mask or N-95 Respirator mask 4. Goggles/Face Shield 5. Safety shoe/Gumboot Note: MSDS (Material Safety Data Sheet) should be submitted prior start the service. Location: 1.Marketing Office (Approx. Area: 650 SQM), 2. Staff mess, Site Office, Office Boy & Cook's Room, Contractual Staff office & Mess (Approx. Area- 416 SQM) Repetition: Once in a month. and to be continue for upto 6 month period | Sq.Mtr. | 6396 | 2.7 | Approved
The Soul, Rajarhat | PRE-CONSTRUCTION PHASE | Electrical | DG Cost | WO/HR01/PCE01/41 | C & B POWERGEN PVT. LTD. | Servicing of 62.5KVA (Volvo Eicher) D.G. Set | Servicing of 62.5KVA (Volvo Eicher) D.G. Set |  | 0 | 0 | Approved
The Soul, Rajarhat | PRE-CONSTRUCTION PHASE | Electrical | DG Cost | WO/HR01/PCE01/41 | C & B POWERGEN PVT. LTD. | Fuel Filter (KIT) & Lub Oil Filter | Supply of Fuel Filter (KIT) & Lub Oil Filter as per direction of EIC | Nos. | 1 | 1169 | Approved
The Soul, Rajarhat | PRE-CONSTRUCTION PHASE | Electrical | DG Cost | WO/HR01/PCE01/41 | C & B POWERGEN PVT. LTD. | LUB OIL 15W-40 | Supply of Lub Oil 15W-40 as per direction of EIC. | Ltrs | 15 | 288 | Approved
The Soul, Rajarhat | PRE-CONSTRUCTION PHASE | Electrical | DG Cost | WO/HR01/PCE01/41 | C & B POWERGEN PVT. LTD. | COOLANT | Supply of Coolant as per direction of EIC | Ltrs | 3 | 240 | Approved
The Soul, Rajarhat | PRE-CONSTRUCTION PHASE | Electrical | DG Cost | WO/HR01/PCE01/41 | C & B POWERGEN PVT. LTD. | AIR FILTER(INNER + OUTER) | Supply of Air Filter (Inner+Outer) as per direction of EIC | Nos. | 1 | 4073 | Approved
The Soul, Rajarhat | PRE-CONSTRUCTION PHASE | Electrical | DG Cost | WO/HR01/PCE01/41 | C & B POWERGEN PVT. LTD. | SERVICE CHARGES | Services charges all complete as per direction of EIC. | Job | 1 | 2500 | Approved
The Soul, Rajarhat | PRE-CONSTRUCTION PHASE | Electrical | DG Cost | WO/HR01/PCE01/41 | C & B POWERGEN PVT. LTD. | TRANSPORTATION CHARGES | Transportation Charges. | Lump Sum | 1 | 800 | Approved
The Ramdulari | BLOCK | Civil | Sub & Super Structure Work | WO/RP/RP02/7 | RAJ TRIMURTI INFRAPROJECT PVT. LTD. | Labour Rate-Sub & Super Structure Work | Labour Rate-Sub & Super Structure Work |  | 0 | 0 | Amended & Approved
The Ramdulari | BLOCK | Civil | Sub & Super Structure Work | WO/RP/RP02/7 | RAJ TRIMURTI INFRAPROJECT PVT. LTD. | Depth up to 1.5m. | All charges for doing excavation in required profile in all type of soils in dry and wet condition for raft or any other foundation of the proposed structure as per drawings or direction of Engineer-in-Charge, including barricading the area providing caution board maintaining required slopes including all labour, materials, machinery, tools & tackles for all lead & lift to the entire satisfaction of EIC. Contractor will be paid for a working space of 600 mm or as indicated in IS : 1200 , whichever is less . The excavation drawing will be submitted by the contractor before starting the excavation for client's approval. For, Depth up to 1.5m. | Cum. | 2276 | 178 | Approved
The Ramdulari | BLOCK | Civil | Sub & Super Structure Work | WO/RP/RP02/7 | RAJ TRIMURTI INFRAPROJECT PVT. LTD. | Depth 1.5m to 3.0m. | All charges for doing excavation in required profile in all type of soils in dry and wet condition for raft or any other foundation of the proposed structure as per drawings or direction of Engineer-in-Charge, including barricading the area providing caution board maintaining required slopes including all labour, materials, machinery, tools & tackles for all lead & lift to the entire satisfaction of EIC. Contractor will be paid for a working space of 600 mm or as indicated in IS : 1200 , whichever is less . The excavation drawing will be submitted by the contractor before starting the excavation for client's approval. Depth 1.5m to 3.0m. | Cum. | 4647.5 | 200.25 | Approved
The Ramdulari | BLOCK | Civil | Sub & Super Structure Work | WO/RP/RP02/7 | RAJ TRIMURTI INFRAPROJECT PVT. LTD. | Depth 3.0m to 4.5m. | All charges for doing excavation in required profile in all type of soils in dry and wet condition for raft or any other foundation of the proposed structure as per drawings or direction of Engineer-in-Charge, including barricading the area providing caution board maintaining required slopes including all labour, materials, machinery, tools & tackles for all lead & lift to the entire satisfaction of EIC. Contractor will be paid for a working space of 600 mm or as indicated in IS : 1200 , whichever is less . The excavation drawing will be submitted by the contractor before starting the excavation for client's approval. Depth 3.0m to 4.5m. | Cum. | 3008.5 | 222.5 | Approved
The Ramdulari | BLOCK | Civil | Sub & Super Structure Work | WO/RP/RP02/7 | RAJ TRIMURTI INFRAPROJECT PVT. LTD. | Depth 4.5m to 6.0m. | All charges for doing excavation in required profile in all type of soils in dry and wet condition for raft or any other foundation of the proposed structure as per drawings or direction of Engineer-in-Charge, including barricading the area providing caution board maintaining required slopes including all labour, materials, machinery, tools & tackles for all lead & lift to the entire satisfaction of EIC. Contractor will be paid for a working space of 600 mm or as indicated in IS : 1200 , whichever is less . The excavation drawing will be submitted by the contractor before starting the excavation for client's approval. Depth 4.5m to 6.0m. | Cum. | 616.5 | 267 | Approved
The Ramdulari | BLOCK | Civil | Sub & Super Structure Work | WO/RP/RP02/7 | RAJ TRIMURTI INFRAPROJECT PVT. LTD. | Depth 6.0m to 7.5m. | All charges for doing excavation in required profile in all type of soils in dry and wet condition for raft or any other foundation of the proposed structure as per drawings or direction of Engineer-in-Charge, including barricading the area providing caution board maintaining required slopes including all labour, materials, machinery, tools & tackles for all lead & lift to the entire satisfaction of EIC. Contractor will be paid for a working space of 600 mm or as indicated in IS : 1200 , whichever is less . The excavation drawing will be submitted by the contractor before starting the excavation for client's approval. Depth 6.0m to 7.5m. | Cum. | 368.5 | 311.5 | Approved
The Ramdulari | BLOCK | Civil | Sub & Super Structure Work | WO/RP/RP02/7 | RAJ TRIMURTI INFRAPROJECT PVT. LTD. | shoring work including supply of Ballah shoring | All charges for shoring work with Double layer Ballah shoring , provide proper support to retain earth pressure by driving of Double layer Ballah and supporting with bracings with Nut, Bolt, Washer, Nail etc including removal of the same in full completion for foundation excavation of Lift Pile Caps up to required depth of penetration with dispatch of all members from site in full completion as per approved design/ instruction of EIC . (Vertical surface area in contact with supported earth is to be measured only. (H)= Height of contact surface 3.5 Mtr. avg.) | Sq.Mtr. | 335 | 5696 | Approved
The Ramdulari | BLOCK | Civil | Sub & Super Structure Work | WO/RP/RP02/7 | RAJ TRIMURTI INFRAPROJECT PVT. LTD. | backfilling of excavated pit, | Labour charges for doing backfilling of excavated pit, trench etc. with inside/excavated earth in layer not exceeding 150mm in depth including watering, ramming, compacting, consolidating in deposited layer to achieve 95% Proctor Density and transportation of soil, all labour, materials, machinery, tools & tackles etc. for all lead & lift to the entire satisfaction of Engineer-in-Charge. | Cum. | 106.033 | 115.7 | Approved
The Ramdulari | BLOCK | Civil | Sub & Super Structure Work | WO/RP/RP02/7 | RAJ TRIMURTI INFRAPROJECT PVT. LTD. | silver sand cushion filling of good quality | Labour charges for doing silver sand cushion filling of good quality at foundation in layer not exceeding 150mm in depth including watering, ramming, compacting, consolidating in deposited layer to achieve 95% Proctor Density and transportation of soil, all labour, materials, machinery, tools & tackles etc. for all lead & lift to the entire satisfaction of Engineer-in-Charge. | Cum. | 1992 | 246 | Approved
The Ramdulari | BLOCK | Civil | Sub & Super Structure Work | WO/RP/RP02/7 | RAJ TRIMURTI INFRAPROJECT PVT. LTD. | 250 micron Polythene Sheet | Charges for Supplying and laying 250 micron Polythene Sheet over damp proof course or below flooring or in foundation or in foundation trenches as per drawing and direction of Engineer-in-Charge. | Sq.Mtr. | 100 | 31.15 | Approved
The Ramdulari | BLOCK | Civil | Sub & Super Structure Work | WO/RP/RP02/7 | RAJ TRIMURTI INFRAPROJECT PVT. LTD. | 1:3:6/1:4:8 plain cement concrete | Charges for laying 1:3:6/1:4:8 plain cement concrete (PCC) of required thickness below footings, rafts or any other location as specified in the drawing till Plinth level using 20 mm nominal size well-graded approved quality aggregate including vibrating / compacting, scaffolding as required establishing dewatering system by pumping / bailing out water, cleaning, preparing surfaces, junctions etc. including shuttering, curing complete as per drawing and direction of Engineer-in-Charge. (Source of concrete will be RMC supplied by Client subject to reconciliation) | Cum. | 173 | 979 | Approved
The Ramdulari | BLOCK | Civil | Sub & Super Structure Work | WO/RP/RP02/7 | RAJ TRIMURTI INFRAPROJECT PVT. LTD. | single brick flat soling | Labour charges for laying single brick flat soling of picked, jhama bricks below foundation floor, tie beam etc. or any other location till Plinth level including ramming dressing and bringing to proper level and filling joints with sand including all materials, labour, tools and plants etc. complete below foundation as per specification, drawing and direction of Engineering-in-Charge | Sq.Mtr. | 2553 | 131.6 | Approved
The Ramdulari | BLOCK | Civil | Sub & Super Structure Work | WO/RP/RP02/7 | RAJ TRIMURTI INFRAPROJECT PVT. LTD. | disposal of excavated earth outside | Labour charges for disposal of excavated earth outside of the site premises as specified by statutory authorities under contractor’s own arrangement including all statutory sanction and royalties if any shall be paid by the contractor. | Cum. | 10867.5 | 89 | Approved
The Ramdulari | BLOCK | Civil | Sub & Super Structure Work | WO/RP/RP02/7 | RAJ TRIMURTI INFRAPROJECT PVT. LTD. | dismantling concrete in pile head 750 mm dia pile | Labour charges for dismantling concrete in pile head 750 mm dia pile projecting above cut-off level & exposing the reinforcement bars, cleaning & straitening the same as per pile cap drawing and removing of the debris at designated dump yard out side of the site premises as specified by statutory authorities under contractor's own arrangement including all statutory sanction and royalties if any shall be paid by the contractor. If the dismantled material is not being advised PMC/Owner to dispose it off, it shall be the property of the owner. | Cum. | 212.5 | 3560 | Approved
The Ramdulari | BLOCK | Civil | Sub & Super Structure Work | WO/RP/RP02/7 | RAJ TRIMURTI INFRAPROJECT PVT. LTD. | dismantling concrete in pile head 500 mm dia pile | Labour charges for dismantling concrete in pile head 500 mm dia pile projecting above cut-off level & exposing the reinforcement bars, cleaning & straitening the same as per pile cap drawing and removing of the debris at designated dump yard out side of the site premises as specified by statutory authorities under contractor's own arrangement including all statutory sanction and royalties if any shall be paid by the contractor. If the dismantled material is not being advised PMC/Owner to dispose it off, it shall be the property of the owner. | Cum. | 21.047 | 3115 | Approved
The Ramdulari | BLOCK | Civil | Sub & Super Structure Work | WO/RP/RP02/7 | RAJ TRIMURTI INFRAPROJECT PVT. LTD. | centering and shuttering | Charges for providing, fabricating, erecting and fixing in position plained timber, Laminated plywood centering and shuttering true to line and level, including steel propping, staging, shuttering removal, applying shuttering oil, including required bracing, chamfering corners (of exposed edges) of beams, columns, stairs, slabs, walls etc. complete as per drawing & direction of Engineer-in-Charge. Rate shall also include removal and dismantling the aforesaid assembly after specified period complete at all depths and leads for all items, all profile and till Plinth level. | Sq.Mtr. | 4517 | 445 | Approved
The Ramdulari | BLOCK | Civil | Sub & Super Structure Work | WO/RP/RP02/7 | RAJ TRIMURTI INFRAPROJECT PVT. LTD. | reinforced cement concrete | Charges for laying M70/M60/M40/M30 grade reinforced cement concrete (excluding cost of shuttering & reinforcement) for all leads and for all items e.g. columns, beams, slabs, lintels, staircase, retaining wall, machine foundation, pockets etc. of all profile coming till Plinth level using 20 mm nominal size & downgraded good quality aggregate as per design mix approved by Engineer-in-Charge. including vibrating/compacting, curing, scaffolding as required establishing dewatering system by pumping / bailing out water, cleaning, preparing surfaces, junctions etc. including curing complete to the entire satisfaction of Engineer-in-Charge. Cement concrete should have an ultimate crushing strength of not less than 700/600/400/300 Kg/sq.cm respectively on 15cm X15cm X 15cm cube at 28 days and source of concrete will be RMC. Special conditions: - Rates are quoted for all levels & heights. For material/cube testing, the contractor shall maintain QC lab, cube testing machine, sieves, slump cones, graduated cylinder, weight scales etc. in good working condition cost of which shall be included in the rate. Source of concrete will be RMC supplied by the Client. " The rates shall include the cost of plasticizer / super plasticizer of an approved brand to get the required workability/strength. The column beam junctions shall be with the grade of concrete as in column up to a distance of depth of beam in all directions & rate shall be inclusive of this. up to Plinth Level. (Source of concrete will be RMC supplied by Client subject to reconciliation.) | Cum. | 2296.5 | 1157 | Approved
The Ramdulari | BLOCK | Civil | Sub & Super Structure Work | WO/RP/RP02/7 | RAJ TRIMURTI INFRAPROJECT PVT. LTD. | steel reinforcement | Charges for fixing steel reinforcement (Tor Steel as per IS-1786, Fe 500) for RCC work including transporting, decoiling, straightening, removing loose rust, cutting, bending and placing for all profile and for all lead & lift till Plinth level and binding with 18 gauge annealed wire to the entire satisfaction of Engineer-in-Charge. Payment of steel shall be made as per drawing and approved bar bending schedule with permissible laps and paid on the basis of the sectional weights of bar as per relevant I.S. Code. The rate shall include cost of binding wire, spacers, pins, cover blocks which will not be measured separately for payment. (Reinforcement Steel Shall be supplied by Client subject to reconciliation.) " up to Plinth Level. | MT | 322 | 7120 | Approved
The Ramdulari | BLOCK | Civil | Sub & Super Structure Work | WO/RP/RP02/7 | RAJ TRIMURTI INFRAPROJECT PVT. LTD. | For 8mm dia. | "Charges for fixing reinforcement bars including drilling & chemical injection in the concrete surface till Plinth level as per the manufacturer's specification either Fischer or Hilti product. At least 10% of the reinforcement shall be tested by Pull Out test as per the instruction of Structural Consultant. The rate shall be inclusive of all labour, material, scaffolding, gangway etc. involved for rebar grouting however cost of reinforcement steel will be paid as per item. --" For 8mm dia. (Reinforcement Steel & Cement Shall be supplied by Client subject to reconciliation) | Nos | 545 | 71.2 | Approved
The Ramdulari | BLOCK | Civil | Sub & Super Structure Work | WO/RP/RP02/7 | RAJ TRIMURTI INFRAPROJECT PVT. LTD. | For 10mm dia. | "Charges for fixing reinforcement bars including drilling & chemical injection in the concrete surface till Plinth level as per the manufacturer's specification either Fischer or Hilti product. At least 10% of the reinforcement shall be tested by Pull Out test as per the instruction of Structural Consultant. The rate shall be inclusive of all labour, material, scaffolding, gangway etc. involved for rebar grouting however cost of reinforcement steel will be paid as per item. ---." For 10mm dia. (Reinforcement Steel & Cement Shall be supplied by Client subject to reconciliation) | Nos | 439 | 95.25 | Approved
The Ramdulari | BLOCK | Civil | Sub & Super Structure Work | WO/RP/RP02/7 | RAJ TRIMURTI INFRAPROJECT PVT. LTD. | For 12mm dia . | "Charges for fixing reinforcement bars including drilling & chemical injection in the concrete surface till Plinth level as per the manufacturer's specification either Fischer or Hilti product. At least 10% of the reinforcement shall be tested by Pull Out test as per the instruction of Structural Consultant. The rate shall be inclusive of all labour, material, scaffolding, gangway etc. involved for rebar grouting however cost of reinforcement steel will be paid as per item. ---" For 12mm dia . (Reinforcement Steel & Cement Shall be supplied by Client subject to reconciliation) | Nos | 150 | 119.25 | Approved
The Ramdulari | BLOCK | Civil | Sub & Super Structure Work | WO/RP/RP02/7 | RAJ TRIMURTI INFRAPROJECT PVT. LTD. | For 16mm dia. | "Charges for fixing reinforcement bars including drilling & chemical injection in the concrete surface till Plinth level as per the manufacturer's specification either Fischer or Hilti product. At least 10% of the reinforcement shall be tested by Pull Out test as per the instruction of Structural Consultant. The rate shall be inclusive of all labour, material, scaffolding, gangway etc. involved for rebar grouting however cost of reinforcement steel will be paid as per item. ----" For 16mm dia. (Reinforcement Steel & Cement Shall be supplied by Client subject to reconciliation) | Nos | 50 | 178 | Approved
The Ramdulari | BLOCK | Civil | Sub & Super Structure Work | WO/RP/RP02/7 | RAJ TRIMURTI INFRAPROJECT PVT. LTD. | For 20mm dia. | "Charges for fixing reinforcement bars including drilling & chemical injection in the concrete surface till Plinth level as per the manufacturer's specification either Fischer or Hilti product. At least 10% of the reinforcement shall be tested by Pull Out test as per the instruction of Structural Consultant. The rate shall be inclusive of all labour, material, scaffolding, gangway etc. involved for rebar grouting however cost of reinforcement steel will be paid as per item. ---." For 20mm dia. ((Reinforcement Steel & Cement Shall be supplied by Client subject to reconciliation) | Nos | 2 | 285.7 | Approved
The Ramdulari | BLOCK | Civil | Sub & Super Structure Work | WO/RP/RP02/7 | RAJ TRIMURTI INFRAPROJECT PVT. LTD. | For 25mm dia | "Charges for fixing reinforcement bars including drilling & chemical injection in the concrete surface till Plinth level as per the manufacturer's specification either Fischer or Hilti product. At least 10% of the reinforcement shall be tested by Pull Out test as per the instruction of Structural Consultant. The rate shall be inclusive of all labour, material, scaffolding, gangway etc. involved for rebar grouting however cost of reinforcement steel will be paid as per item. ---" For 25mm dia ((Reinforcement Steel & Cement Shall be supplied by Client subject to reconciliation) | Nos | 0 | 378.25 | Approved
The Ramdulari | BLOCK | Civil | Sub & Super Structure Work | WO/RP/RP02/7 | RAJ TRIMURTI INFRAPROJECT PVT. LTD. | For 28mm dia | "Charges for fixing reinforcement bars including drilling & chemical injection in the concrete surface till Plinth level as per the manufacturer's specification either Fischer or Hilti product. At least 10% of the reinforcement shall be tested by Pull Out test as per the instruction of Structural Consultant. The rate shall be inclusive of all labour, material, scaffolding, gangway etc. involved for rebar grouting however cost of reinforcement steel will be paid as per item. ---" For 28mm dia ((Reinforcement Steel & Cement Shall be supplied by Client subject to reconciliation) | Nos | 0 | 467.25 | Approved
The Ramdulari | BLOCK | Civil | Sub & Super Structure Work | WO/RP/RP02/7 | RAJ TRIMURTI INFRAPROJECT PVT. LTD. | For 32mm dia | "Charges for fixing reinforcement bars including drilling & chemical injection in the concrete surface till Plinth level as per the manufacturer's specification either Fischer or Hilti product. At least 10% of the reinforcement shall be tested by Pull Out test as per the instruction of Structural Consultant. The rate shall be inclusive of all labour, material, scaffolding, gangway etc. involved for rebar grouting however cost of reinforcement steel will be paid as per item. ---" For 32mm dia ((Reinforcement Steel & Cement Shall be supplied by Client subject to reconciliation) | Nos | 0 | 712 | Approved
The Ramdulari | BLOCK | Civil | Sub & Super Structure Work | WO/RP/RP02/7 | RAJ TRIMURTI INFRAPROJECT PVT. LTD. | 250 mm thick brick work with 1st class Conventional bricks | Labour charges for erecting 250 mm thick brick work with 1st class Conventional bricks in plinth and foundation of specified thickness in sand : cement mortar (6 :1) including the cost of all material, labour, tools, tackles, scaffolding, curing etc. complete as per direction of Engineer-in-Charge and technical specification. (Cement would be supplied by client, but subjected to reconciliation). | Cum. | 137.004 | 1418.5 | Approved
The Ramdulari | BLOCK | Civil | Sub & Super Structure Work | WO/RP/RP02/7 | RAJ TRIMURTI INFRAPROJECT PVT. LTD. | 125 mm thick brick work | labour charges for erecting 125 mm thick brick work with 1st class Conventional bricks in plinth and foundation of specified thickness in sand cement mortar (4 :1) including the cost of all material, labour, tools, tackles, scaffolding, curing etc. complete as per direction of Engineer-in-Charge and technical specification. (Cement would be supplied by client, but subjected to reconciliation). | Sq.Mtr. | 153 | 251 | Approved
The Ramdulari | BLOCK | Civil | Sub & Super Structure Work | WO/RP/RP02/7 | RAJ TRIMURTI INFRAPROJECT PVT. LTD. | treatment of construction joint | Charges for doing treatment of construction joint till Plinth level before the fresh concreting is done by properly cleaning the joint, cutting it vertical and applying bonding agent as per manufacturers specifications and detail given below (provision of construction joint shall be as per the approval of PMC/Owner) If the Construction joint is 3 days old latex based bonding agent to be applied. | RMT | 0 | 102.35 | Approved
The Ramdulari | BLOCK | Civil | Sub & Super Structure Work | WO/RP/RP02/7 | RAJ TRIMURTI INFRAPROJECT PVT. LTD. | treatment of construction joint | Charges for doing treatment of construction joint till Plinth level before the fresh concreting is done by properly cleaning the joint, cutting it vertical and applying bonding agent as per manufacturers specifications and detail given below (provision of construction joint shall be as per the approval of PMC/Owner) If the Construction joint is more than 3 days old polymer based bonding agent to be applied. | RMT | 451.5 | 137.95 | Approved
The Ramdulari | BLOCK | Civil | Sub & Super Structure Work | WO/RP/RP02/7 | RAJ TRIMURTI INFRAPROJECT PVT. LTD. | treatment of construction joint | Charges for doing treatment of construction joint till Plinth level before the fresh concreting is done by properly cleaning the joint, cutting it vertical and applying bonding agent as per manufacturers specifications and detail given below (provision of construction joint shall be as per the approval of PMC/Owner) If the Construction joint is more than the 15 days old Epoxy based bonding agent to be applied. | RMT | 0 | 164.65 | Approved
The Ramdulari | BLOCK | Civil | Sub & Super Structure Work | WO/RP/RP02/7 | RAJ TRIMURTI INFRAPROJECT PVT. LTD. | grouting of pockets, | Labour charges for doing grouting of pockets, foundations etc. with approved grouting compound at all levels coming up to Plinth level including cleaning, vibrating, compacting, curing, scaffolding, tools & tackles, plant machinery as per drawing and/or direction of PMC/owner. (Concrete/Micro Concrete will be supplied by Client FOC) | Cum. | 0 | 1780 | Approved
The Ramdulari | BLOCK | Civil | Sub & Super Structure Work | WO/RP/RP02/7 | RAJ TRIMURTI INFRAPROJECT PVT. LTD. | fixing M.S. sleeves | Labour charges for making holes and fixing M.S. sleeves of various dia in RCC surface for services or any other purpose as per design/drawing/instruction of PMC/Owner till Plinth level and complete in all respect to the entire satisfaction of PMC/Owner. The rate shall include fixing of necessary flange. - Up to 75 mm Dia. (M.S Sleeve & Flanges will be provided by Client FOC subject to reconciliation) | Nos | 8 | 193.1 | Approved
The Ramdulari | BLOCK | Civil | Sub & Super Structure Work | WO/RP/RP02/7 | RAJ TRIMURTI INFRAPROJECT PVT. LTD. | fixing M.S. sleeves | Labour charges for making holes and fixing M.S. sleeves of various dia in RCC surface for services or any other purpose as per design/drawing/instruction of PMC/Owner till Plinth level and complete in all respect to the entire satisfaction of PMC/Owner. The rate shall include fixing of necessary flange. 100 mm Dia. (M.S Sleeve & Flanges will be provided by Client FOC subject to reconciliation) | Nos | 87 | 222.5 | Approved
The Ramdulari | BLOCK | Civil | Sub & Super Structure Work | WO/RP/RP02/7 | RAJ TRIMURTI INFRAPROJECT PVT. LTD. | fixing M.S. sleeves | Labour charges for making holes and fixing M.S. sleeves of various dia in RCC surface for services or any other purpose as per design/drawing/instruction of PMC/Owner till Plinth level and complete in all respect to the entire satisfaction of PMC/Owner. The rate shall include fixing of necessary flange. -150 mm Dia. (M.S Sleeve & Flanges will be provided by Client FOC subject to reconciliation) | Nos | 3 | 222.5 | Approved
The Ramdulari | BLOCK | Civil | Sub & Super Structure Work | WO/RP/RP02/7 | RAJ TRIMURTI INFRAPROJECT PVT. LTD. | fixing M.S. sleeves | Labour charges for making holes and fixing M.S. sleeves of various dia in RCC surface for services or any other purpose as per design/drawing/instruction of PMC/Owner till Plinth level and complete in all respect to the entire satisfaction of PMC/Owner. The rate shall include fixing of necessary flange.- 200 mm Dia. (M.S Sleeve & Flanges will be provided by Client FOC subject to reconciliation) | Nos | 0 | 267 | Approved
The Ramdulari | BLOCK | Civil | Sub & Super Structure Work | WO/RP/RP02/7 | RAJ TRIMURTI INFRAPROJECT PVT. LTD. | fixing M.S. sleeves | Labour charges for making holes and fixing M.S. sleeves of various dia in RCC surface for services or any other purpose as per design/drawing/instruction of PMC/Owner till Plinth level and complete in all respect to the entire satisfaction of PMC/Owner. The rate shall include fixing of necessary flange. -250 mm Dia. (M.S Sleeve & Flanges will be provided by Client FOC subject to reconciliation) | Nos | 0 | 267 | Approved
The Ramdulari | BLOCK | Civil | Sub & Super Structure Work | WO/RP/RP02/7 | RAJ TRIMURTI INFRAPROJECT PVT. LTD. | miscellaneous structural works | All charges for providing & doing miscellaneous structural works, including supplying, preparation of fabrication drawings based on Consultants drawings, obtaining approval, fabrication, erections as per IS 800 etc complete for miscellaneous structural steel stairs, ladders, platforms, monorails, gratings, chequered plates, hand rails etc. coming up to Plinth level including surface preparation, cleaning, welding and applying one coat of zinc chromate primer to the entire satisfaction of EIC/Owner. (Base Rate of Structural steel considered @ 45,000/- per MT) | MT | 0 | 84550 | Approved
The Ramdulari | BLOCK | Civil | Sub & Super Structure Work | WO/RP/RP02/7 | RAJ TRIMURTI INFRAPROJECT PVT. LTD. | applying plaster ( to internal walls) | Labour Charges for applying plaster ( to internal walls) with sand and cement mortar including round off or chamfering of concrete surface , curing etc, complete as per direction of EIC - 12 mm thick sand cement mortar ( 6 parts sand : 1 part cement), up to plinth level . (Cement would be supplied by the employer free of cost, but subjected to reconciliation) | Sq.Mtr. | 0 | 150 | Approved
The Ramdulari | BLOCK | Civil | Sub & Super Structure Work | WO/RP/RP02/7 | RAJ TRIMURTI INFRAPROJECT PVT. LTD. | Pile Built-up | Charges of Concreting work for Pile Built-up as per drawing and direction of Engineer-in-Charge. (Concrete/Micro Concrete will be supllied by Client FOC) | Cum. | 0.748 | 1780 | Approved
The Ramdulari | BLOCK | Civil | Sub & Super Structure Work | WO/RP/RP02/7 | RAJ TRIMURTI INFRAPROJECT PVT. LTD. | dismantling of brick work | Charges for doing dismantling of brick work of all thickness & of all mortar ratio along with its plaster & other finishes to incorporate changes & revisions of drawings/design or as directed by PMC/Owner including barricading the area, providing caution board, separating useable material, non-useable material & debris, all labour, materials, plant & machinery, tools & tackles etc. for all lead & lift, for all level including maintaining dump yard for all dismantled material within the specified lines and levels to the entire satisfaction of PMC/Owner and subsequently if being directed by PMC/Owner, disposing full or part of the dismantled material & its debris at designated dump yard outside of the site premises as specified by statutory authorities under contractor’s own arrangement including all statutory sanction and royalties if any shall be paid by the contractor. If the dismantled material is not being advised by PMC/Owner to dispose it off, it shall be the property of the Owner. | Cum. | 53 | 1780 | Approved
The Ramdulari | BLOCK | Civil | Sub & Super Structure Work | WO/RP/RP02/7 | RAJ TRIMURTI INFRAPROJECT PVT. LTD. | dismantling of cement concrete | Charges for doing dismantling of cement concrete of all thickness and grade to incorporate changes & revisions of drawings/design or as directed of PMC/Owner including barricading the area, providing caution board, all labour, materials, plant & machinery, tools & tackles etc. for all lead & lift, for all level including maintaining dump yard for debris within the specified lines and levels to the entire satisfaction of PMC/Owner and subsequently if being directed by PMC/Owner, disposing full or part of the dismantled material & its debris at designated dump yard outside of the site premises as specified by statutory authorities under contractor’s own arrangement including all statutory sanction and royalties if any shall be paid by the contractor. If the dismantled material is not being advised by PMC/Owner to dispose it off, it shall be the property of the Owner. | Cum. | 0 | 2403 | Approved
The Ramdulari | BLOCK | Civil | Sub & Super Structure Work | WO/RP/RP02/7 | RAJ TRIMURTI INFRAPROJECT PVT. LTD. | dismantling of reinforced cement concrete | Charges for doing dismantling of reinforced cement concrete of all thickness and grade to incorporate changes & revisions of drawings/design or as directed of PMC/Owner including barricading the area, providing caution board, cutting of reinforcement steel of the concrete, separating reinforcement steel & debris, all labour, materials, plant & machinery, tools & tackles etc. for all lead & lift, for all level including maintaining dump yard for debris & stacking reinforcement dia wise within the specified lines and levels to the entire satisfaction of PMC/Owner and subsequently if being directed by PMC/Owner, disposing debris at designated dump yard outside of the site premises as specified by statutory authorities under contractor’s own arrangement including all statutory sanction and royalties if any shall be paid by the contractor. If the dismantled material is not being advised by PMC/Owner to dispose it off, it shall be the property of the Owner however reinforcement steel of dismantled concrete shall be always the property of the Owner. | Cum. | 1.4 | 3115 | Approved
The Ramdulari | BLOCK | Civil | Sub & Super Structure Work | WO/RP/RP02/7 | RAJ TRIMURTI INFRAPROJECT PVT. LTD. | plained timber, laminated plywood centering and shuttering | Charges for providing, fabricating, erecting and fixing in position plained timber, laminated plywood centering and shuttering true to line and level, including making provision for cut out (plan area of cut out shall be paid as per provision of relevant IS code) steel propping, staging of required height, shuttering removal, applying shuttering oil, including required bracing, chamfering corners (of exposed edges) of beams, columns, walls, mullion post (if any), Lintel, Vertical Post, Band etc. complete to the entire satisfaction of Engineer-in-Charge. Rate shall include removal and dismantling the aforesaid assembly after specified period complete at all levels and leads for all items e.g. columns, beams, slabs, lintels, staircase, wall etc. of all profile coming above Plinth level. | Sq.Mtr. | 4830.5 | 489.5 | Approved
The Ramdulari | BLOCK | Civil | Sub & Super Structure Work | WO/RP/RP02/7 | RAJ TRIMURTI INFRAPROJECT PVT. LTD. | Aluminium centering and shuttering | Charges for designing, providing, fabricating, erecting and fixing in position plained Aluminum centering and shuttering true to line and level, including making provision for cut out, steel propping, staging of required height, shuttering removal, applying shuttering oil, making the joints fully leak proof to avoid leakage of cement slurry including required bracing, chamfering corners (of exposed edges) of beams, columns, walls, mullion post (if any) etc. complete to the entire satisfaction of Engineer-in-Charge. Rate shall include removal and dismantling the aforesaid assembly after specified period complete at all levels and leads for all items e.g. columns, beams, slabs, lintels, staircase, wall, pergolas, niches, transoms, mullions etc. of all profile coming above Plinth level. Note: Aluminum Formwork shall be provided by client, excluding of external MS platform Bracings Railing etc. | Sq.Mtr. | 0 | 240.3 | Approved
The Ramdulari | BLOCK | Civil | Sub & Super Structure Work | WO/RP/RP02/7 | RAJ TRIMURTI INFRAPROJECT PVT. LTD. | reinforced cement concrete | Charges for laying M70/M60/M50/M40 grade cement concrete/reinforced cement concrete (excluding cost of shuttering & reinforcement) at all levels and leads for all items e.g. columns, beams, slabs, staircase, wall, pockets, etc. of all profile coming above Plinth level using 20 mm nominal size & downgraded good quality aggregate as per design mix approved by Engineer-in-Charge including vibrating / compacting, curing, scaffolding as required, dewatering (if any), cleaning, preparing surfaces, junctions etc. including curing complete to the entire satisfaction of Engineer-in-Charge. Cement concrete should have an ultimate crushing strength of not less than 700/600/500/400 Kg/sq.cm on 15cm X 15cm X 15cm cube at 28 days and source of concrete will be RMC Special conditions: - Rates are quoted for all levels & heights. For material/cube testing, the contractor shall maintain QC lab, cube testing machine, sieves, slump cones, graduated cylinder, weight scales etc. in good working condition cost of which shall be included in the rate. The rate shall include the cost of plasticizer / super plasticizer of an approved brand to get the required workability / strength. The column beam junctions shall be with the grade of concrete as in column up to a distance of depth of beam in all directions & rate shall be inclusive of this. Source of concrete will be RMC supplied by Client subject to reconciliation. | Cum. | 627 | 1068 | Approved
The Ramdulari | BLOCK | Civil | Sub & Super Structure Work | WO/RP/RP02/7 | RAJ TRIMURTI INFRAPROJECT PVT. LTD. | steel reinforcement | Charges for fixing steel reinforcement (Tor Steel as per IS-1786, Fe 500) for RCC work including transporting, de-coiling, straightening, removing loose rust, cutting, bending and placing for all profile and for all lead & lift above Plinth level and binding with 18 gauge annealed wire to the entire satisfaction of Engineer-in-Charge. Payment of steel shall be made as per drawing and approved bar bending schedule with permissible laps and paid on the basis of the sectional weights of bar as per relevant I.S. Code. The rate shall include cost of binding wire, spacers, pins, cover blocks which will not be measured separately for payment. (Reinforcement Steel Shall be supplied by Client subject to reconciliation). | MT | 137 | 8455 | Approved
The Ramdulari | BLOCK | Civil | Sub & Super Structure Work | WO/RP/RP02/7 | RAJ TRIMURTI INFRAPROJECT PVT. LTD. | 200 mm thick AAC block walls | Labour charges for erecting 200 mm thick AAC block walls with mentioned thickness, using block fixing jointing materials 2-3 mm thin layer of ready mix jointing mortar for joining the AAC blocks finish with proper line and levelling, complete as per the instruction of the Architect/Engineers. Including racking of joints, Scaffolding, Transporting, Placing, Curing, Disposal of debris, cleaning of floor & Providing RCC Band & Post as per drawing & direction of EIC complete in all respect. (RCC band & Post will be paid separately in relevant item of works) (NOTE: 1. The Contractor should ensure that the surface of the masonry units is slightly wet prior to application of Sika Ultratech or similar block jointing materials, the masonry unit should be clean, the surface must be structurally sound and defects such as cracks, holes should be repaired prior to application as per manufacturer's instruction. Sika /Ultra Tech or similar clock jointing materials of 2-3 mm thick to be applied on the surface of the masonry units using a trowel specially used for AAC block, wooden rammer, Saw for cutting AAC block. Contractor should ensure that the masonry units are placed on evenly laid jointing mortar bed in proper line and level. 2. All necessary openings for doors, window, rolling shutters, any other cut-outs finished with proper plaster etc. to be provided as per detailed drawings. 3. Tie Blocks/ Keys to be left in the external walls for the internal walls as per working drawing complete. 4. AAC block, AAC block fixing material (ready mix powder with a powder-water ratio of max 0.5) will be supplied by Contractor) | Cum. | 874.5 | 2118.5 | Approved
The Ramdulari | BLOCK | Civil | Sub & Super Structure Work | WO/RP/RP02/7 | RAJ TRIMURTI INFRAPROJECT PVT. LTD. | 250 mm thick brick work with 1st class Coneventional bricks | Labour charges for erecting 250 mm thick brick work with 1st class Conventional bricks for walls at Ledge Wall, Duct Wall, Gr. Floor and Above Roof of specified thickness in sand cement mortar (6 :1) including the cost of all material, labour, tools, tackles, scaffolding, curing etc. complete as per direction of Engineer-in-Charge and technical specification. (Cement would be supplied by the employer free of cost, but subjected to reconciliation). | Cum. | 97.5 | 2000 | Approved
The Ramdulari | BLOCK | Civil | Sub & Super Structure Work | WO/RP/RP02/7 | RAJ TRIMURTI INFRAPROJECT PVT. LTD. | 100/150 mm thick AAC block walls | All charges for Laying & constructing 100/150 mm thick AAC block walls with mentioned thickness, using block fixing jointing materials 2-3 mm thin layer of ready mix jointing mortar for joining the AAC blocks finish with proper line and levelling, complete as per the instruction of the Architect/Engineers. Including racking of joints, Scaffolding, Transporting, Placing, Curing, Disposal of debris, cleaning of floor & Providing RCC Band & Post as per drawing & direction of EIC complete in all respect. (RCC band & Post will be paid separately in relevant item of works) | Sq.Mtr. | 445.1 | 384.5 | Approved
The Ramdulari | BLOCK | Civil | Sub & Super Structure Work | WO/RP/RP02/7 | RAJ TRIMURTI INFRAPROJECT PVT. LTD. | plaster ( to internal walls) | Labour charges for applying plaster ( to internal walls) with sand and cement mortar including round off or chamfering of concrete surface , curing etc, complete as per direction of EIC - 12 mm thick sand cement mortar ( 6 parts sand : 1 part cement), at any floor and level . (Cement would be supplied by the employer free of cost, but subjected to reconciliation) | Sq.Mtr. | 8051.5 | 155.46 | Approved
The Ramdulari | BLOCK | Civil | Sub & Super Structure Work | WO/RP/RP02/7 | RAJ TRIMURTI INFRAPROJECT PVT. LTD. | External Walls)of 20 mm thick | Labour charges for applying plaster ( to External Walls) of 20 mm thick , with sand and cement mortar ( 6:1) including rounding off or chamfering of corners as directed and raking out joints or roughening of concrete surface, including threading nosing and drip course where necessary including MS pipe scaffolding, curing etc. all complete as per drawing & direction of EIC. , at any floor and level . (Cement would be supplied by the employer free of cost, but subjected to reconciliation) | Sq.Mtr. | 511 | 306 | Approved
The Ramdulari | BLOCK | Civil | Sub & Super Structure Work | WO/RP/RP02/7 | RAJ TRIMURTI INFRAPROJECT PVT. LTD. | scaffolding work beyond 4.0 mtr height | Hire and labour charges for scaffolding work beyond 4.0 mtr height as per drawing and direction of Engineer-in-Charge | Cum. | 14501 | 106.8 | Approved
The Ramdulari | BLOCK | Civil | Sub & Super Structure Work | WO/RP/RP02/7 | RAJ TRIMURTI INFRAPROJECT PVT. LTD. | Insert Plate (150 X 100 X 10 mm) | Labour charges for fixing of Insert Plate (150 X 100 X 10 mm) at Balcony Projection for fixing of Outdoor Door Unit of A.C as per direction of Engineer-in-Charge. ( Insert Plates will be supplied by Client FOC but subjected to reconciliation.) | Nos | 210 | 178 | Approved
The Ramdulari | BLOCK | Civil | Sub & Super Structure Work | WO/RP/RP02/7 | RAJ TRIMURTI INFRAPROJECT PVT. LTD. | AC Sleeves and Fire Sleeves | Labour charges for Fixing of AC Sleeves and Fire Sleeves as per drawing and as per direction of Engineer-in-Charge. AC Sleeves and Fire Sleeves would be supplied by Client, but subjected to reconciliation. ( AC Sleeves & Fire Sleeve will be supplied by Client but subject to reconciliation.) | Nos | 1060 | 133.5 | Approved
The Ramdulari | BLOCK | Civil | Sub & Super Structure Work | WO/RP/RP02/7 | RAJ TRIMURTI INFRAPROJECT PVT. LTD. | 1:2:4 Screed Concrete at all level | "Labour charges for laying 1:2:4 Screed Concrete at all level over the water proofing coating, of average thickness 65mm, including all lead and lift of the material at terrace level including curing in all respect as per drawing , specification, under supervision of Water Proofing agency and direction of Engineer-in-Charge. The quoted rate also include the cost of levelling of top surface as per ridge line and lvl as mentioned in drawing. (Cement would be supplied by client, but subjected to reconciliation.) | Sq.Mtr. | 0 | 225 | Approved
The Ramdulari | BLOCK | Civil | Sub & Super Structure Work | WO/RP/RP02/7 | RAJ TRIMURTI INFRAPROJECT PVT. LTD. | 1:2:4 Screed Concrete at Roof | "Labour charges for laying 1:2:4 Screed Concrete at Roof level over the water proofing coating, of average thickness 75 mm, including all lead and lift of the material at terrace level including curing in all respect as per drawing , specification, under supervision of Water Proofing agency and direction of Engineer-in-Charge. The quoted rate also include the cost of levelling of top surface as per ridge line and Level as mentioned in drawing. (Cement would be supplied by client, but subjected to reconciliation.) | Sq.Mtr. | 0 | 250 | Approved
The Ramdulari | BLOCK | Civil | Sub & Super Structure Work | WO/RP/RP02/7 | RAJ TRIMURTI INFRAPROJECT PVT. LTD. | 1:2:4 Screed Concrete | "Labour charges for laying 1:2:4 Screed Concrete at Deck level over the water proofing coating, of average thickness 75 mm, including all lead and lift of the material at terrace level including curing in all respect as per drawing , specification, under supervision of Water Proofing agency and direction of Engineer-in-Charge. The quoted rate also include the cost of levelling of top surface as per ridge line and level as mentioned in drawing. (Cement would be supplied by client, but subjected to reconciliation.) | Sq.Mtr. | 0 | 232.2 | Approved
The Ramdulari | BLOCK | Civil | Sub & Super Structure Work | WO/RP/RP02/7 | RAJ TRIMURTI INFRAPROJECT PVT. LTD. | IPS (Indian patent stone) flooring | Labour Charges for IPS (Indian patent stone) flooring work including skirting, of average 40 mm thickness, using cement concrete 1:2:4 (1 cement:2 coarse sand: 4 graded stone aggregates of 10 mm) , finished with a floating coat of neat cement, on treads, riser and landing of fire staircase in Block I ( (Stair 1 and 4), Fire refuge area ( attached to Stair 2 and 3) including skirting of average 100 mm height , at any floor and level ( except Ground and 1st Floor). The base concrete surface shall be thoroughly chipped to remove laitance, loose sand, dirt etc. cleaned with wire brush before laying the concrete. The rate is inclusive of labour, tools and tackles, all lead and lift , curing, necessary formwork if required etc. all complete. (Cement would be supplied by client, but subjected to reconciliation.) | Sq.Mtr. | 0 | 200 | Approved
The Ramdulari | BLOCK | Civil | Sub & Super Structure Work | WO/RP/RP02/7 | RAJ TRIMURTI INFRAPROJECT PVT. LTD. | M.S Angle 25x25x3 mm | All Charges for Fixing of M.S Angle 25x25x3 mm or as required size to act as Nosing at the edges of the steps of Fire Staircase, including drilling holes ( minimum 3 nos) on the steps where angle needs to be fixed and then fixing the same by inserting 10mm dia rod into the holes and welding with the angle, applying a priming cost of approved primer on exposed surface, at any floor ,inclusive of tools and tackles, all lead and lift etc. all complete as per drawing & direction of EIC. | Kg | 0 | 106.8 | Approved
The Ramdulari | BLOCK | Civil | Sub & Super Structure Work | WO/RP/RP02/7 | RAJ TRIMURTI INFRAPROJECT PVT. LTD. | Neat cement finish | Charges for laying of Neat cement finish over plastered surface (cement not more than 2.75 kg/sqm.) as per drawing and direction of Engineer-in-Charge. (Cement would be supplied by client, but subjected to reconciliation.) | Sq.Mtr. | 0 | 71.2 | Approved
The Ramdulari | BLOCK | Civil | Sub & Super Structure Work | WO/RP/RP02/7 | RAJ TRIMURTI INFRAPROJECT PVT. LTD. | Door frame fixing i | Labour charges for Door frame fixing including supply & fixing by MS hold fast /Anchor fastener adjacent to Brick surface including concrete grouting with at any Level as per drawing and direction of Engineer-in-charge. (Only Door frame to be supplied by client, but subjected to reconciliation. MS ) | Nos | 4.288 | 489.5 | Approved
The Ramdulari | BLOCK | Civil | Sub & Super Structure Work | WO/RP/RP02/7 | RAJ TRIMURTI INFRAPROJECT PVT. LTD. | Making V Groove line | Making V Groove line ( above 12 mm wide and 12 mm deep) in plaster surface at any floor and level as per drawing and direction of Engineer-in-Charge. | RMT | 0 | 53.4 | Approved
The Ramdulari | BLOCK | Civil | Sub & Super Structure Work | WO/RP/RP02/7 | RAJ TRIMURTI INFRAPROJECT PVT. LTD. | 125 mm thick brick work | Labour charges for erecting 125 mm thick brick work with 1st class Conventional bricks for walls at Ledge Wall, Duct Wall, Gr. Floor and Above Roof of specified thickness in sand cement mortar (4 :1) including the cost of all material, labour, tools, tackles, scaffolding, curing etc. complete as per direction of Engineer-in-Charge and technical specification. (Cement would be supplied by client, but subjected to reconciliation.) | Sq.Mtr. | 2840.5 | 468 | Approved
Primarc Chambers | OVERHEAD | Security Expense |  | WO/PCH/PC05/3 | Secura Infra Services Pvt. Ltd. | Security Officer 9 hr | Providing 01 (One) No. Security Officer at day shift @9 hr duty basis wef. 1st April' 2021 to 30th June'2021 BOQ Calculation: Total days from 1st April, 2021 to 30th June, 2021 = 91 days Total Sundays = 3 days Total days of 12 hr duty = 21 days Total Duty = 91-(21+3) = 67 days | Duties | 22 | 601 | Approved
Primarc Chambers | OVERHEAD | Security Expense |  | WO/PCH/PC05/3 | Secura Infra Services Pvt. Ltd. | Security Officer @12 hr | Providing 01 (One) No. Security Officer at day shift @12 hr duty basis as per instruction of Site in charge. | Duties | 4 | 771 | Approved
The Soul, Rajarhat | BLOCK | Civil | Sub & Super Structure Work | WO/HR01/BOK01/96 | ADRIJA CONSTRUCTION | Core cutting work at Block-B for Tower Crane support | Core cutting work at Block-B for Tower Crane support |  | 0 | 0 | Approved
The Soul, Rajarhat | BLOCK | Civil | Sub & Super Structure Work | WO/HR01/BOK01/96 | ADRIJA CONSTRUCTION | Core Cutting of 30mm dia. in RCC | Charges for Core cutting work of 30mm dia, depth up to 200mm in RCC beam/slab for making through holes at locations marked & directed by EIC, including all machineries, tools, tackles, transportation and labour as per drawing and direction of Engineer-in-Charge. | Nos. | 40 | 290 | Approved
The Ramdulari | BLOCK | Civil | Sub & Super Structure Work | WO/RP/RP02/7 | RAJ TRIMURTI INFRAPROJECT PVT. LTD. | H.B netting in every 3rd layers | Charges for Providing and fixing of approved H.B netting in every 3rd layers in 125 mm thick brick work at any floor and level as per drawing and direction of Engineer-in-Charge. | Sq.Mtr. | 2840.5 | 4.45 | Approved
The Ramdulari | BLOCK | Civil | Sub & Super Structure Work | WO/RP/RP02/7 | RAJ TRIMURTI INFRAPROJECT PVT. LTD. | Fiber Chicken Wire Mesh | Charges for providing and fixing of Fiber Chicken Wire Mesh at concrete and brickwork joint before applying inside plaster and as per the direction of EIC, at any floor and level as per drawing and direction of Engineer-in-Charge. | Sq.Mtr. | 0 | 0 | Approved
The Ramdulari | BLOCK | Civil | Sub & Super Structure Work | WO/RP/RP02/7 | RAJ TRIMURTI INFRAPROJECT PVT. LTD. | Fiber Chicken Wire Mesh | Charges for providing and fixing of Fiber Chicken Wire Mesh at concrete and brickwork joint before applying outside plaster and as per drawing and direction of EIC, at any floor and level. | RMT | 0 | 35.6 | Approved
The Ramdulari | BLOCK | Civil | Sub & Super Structure Work | WO/RP/RP02/7 | RAJ TRIMURTI INFRAPROJECT PVT. LTD. | P.C.C (1:4:8) | Labour charges for laying of P.C.C (1:4:8) by site mix concrete 25 mm and down sized , screened and washed well graded stone chips excluding shuttering, consolidation complete in all respect as per drawing, specification and direction of EIC. (Cement would be supplied by client, but subjected to reconciliation.) | Cum. | 0 | 1495 | Approved
The Ramdulari | BLOCK | Civil | Sub & Super Structure Work | WO/RP/RP02/7 | RAJ TRIMURTI INFRAPROJECT PVT. LTD. | R.C.C (1:2:4) | Labour charges for laying of R.C.C (1:2:4) by site mix concrete 25 mm and down sized , screened and washed well graded stone chips excluding shuttering, consolidation complete at Band Beam, Vertical Post, Lintel in any floor level complete in all respect as per approved consultant drawing, specification and direction of EIC. Reinforcement and shuttering will be paid in separate item. (Cement would be supplied by client, but subjected to reconciliation.) | Cum. | 12 | 1506 | Approved
The Ramdulari | BLOCK | Civil | Sub & Super Structure Work | WO/RP/RP02/7 | RAJ TRIMURTI INFRAPROJECT PVT. LTD. | Rung ladder | Labour charges for fixing of Rung ladder in proper line at any level with supply of all tool tackles & machineries as per drawing & direction of EIC. (Rung Ladder will be supplied by Client subject to reconciliation.) | Nos | 124 | 133.5 | Approved
The Ramdulari | BLOCK | Civil | Sub & Super Structure Work | WO/RP/RP02/7 | RAJ TRIMURTI INFRAPROJECT PVT. LTD. | Puddle flange | Labour charges for fixing of Puddle flange in proper line at any level with supply of all tool tackles & machineries as per drawing & direction of EIC. (Puddle Flange will be supplied by Client subject to reconciliation.) | Nos | 0 | 178 | Approved
The Ramdulari | BLOCK | Civil | Sub & Super Structure Work | WO/RP/RP02/7 | RAJ TRIMURTI INFRAPROJECT PVT. LTD. | Bitumen Drum Sheet | Charges for providing and fixing of Bitumen Drum Sheet on Sal Ballah shoring work with a minimum lap of 150 mm (both horizontal and vertical) including nails/ties as required to resist the ingress of sand in to the excavated area as per drawing and direction of Engineer-in-Charge. Payment shall be made on the contact area only. | Sq.Mtr. | 52 | 356 | Approved
The Ramdulari | BLOCK | Civil | Sub & Super Structure Work | WO/RP/RP02/7 | RAJ TRIMURTI INFRAPROJECT PVT. LTD. | fixing of manhole | Labour charges for fixing of manhole with proper line level as per direction of EIC. | Nos | 0 | 712 | Approved
The Ramdulari | BLOCK | Civil | Sub & Super Structure Work | WO/RP/RP02/7 | RAJ TRIMURTI INFRAPROJECT PVT. LTD. | Filling of Holes in RCC Wall | Charges for Filling of Holes in RCC Wall ( with Aluminum Shuttering ) with SIKA TOP HS200 / SIKA TOP 122HS or equivalent materials with proper cleaning of holes from grease, pvc sheet, etc. in all floors incl. labour, tools & tackles etc. complete as per drawing and direction of Engineer-in-Charge. Chemical to be supplied by Client, but subjected to reconciliation. (Measurement taken on single side of shuttering) | Sq.Mtr. | 14169 | 22.25 | Approved
The Ramdulari | BLOCK | Civil | Sub & Super Structure Work | WO/RP/RP02/7 | RAJ TRIMURTI INFRAPROJECT PVT. LTD. | Plaster Band 100 mm X 10 mm | Charges for providing and Labour charges of Plaster Band 100 mm X 10 mm at 1st floor level along external face of the building including MS pipe, scaffolding, curing etc. all complete, as per drawing and direction of Engineer-in-Charge. (Cement would be supplied by client, but subjected to reconciliation.) | RMT | 0 | 71.2 | Approved
The Ramdulari | BLOCK | Civil | Sub & Super Structure Work | WO/RP/RP02/7 | RAJ TRIMURTI INFRAPROJECT PVT. LTD. | Carpenter and Fitter | Charges for Carpenter and Fitter for misc. work as per direction of Engineer-in-Charge | Nos | 41 | 489.5 | Approved
The Ramdulari | BLOCK | Civil | Sub & Super Structure Work | WO/RP/RP02/7 | RAJ TRIMURTI INFRAPROJECT PVT. LTD. | Mason for misc. work | Charges for Mason for misc. work as per direction of Engineer-in-Charge. | Nos | 60 | 489.5 | Approved
The Ramdulari | BLOCK | Civil | Sub & Super Structure Work | WO/RP/RP02/7 | RAJ TRIMURTI INFRAPROJECT PVT. LTD. | Chipper | Charges for Chipper for misc. work as per direction of Engineer-in-Charge. | Nos | 30 | 445 | Approved
The Ramdulari | BLOCK | Civil | Sub & Super Structure Work | WO/RP/RP02/7 | RAJ TRIMURTI INFRAPROJECT PVT. LTD. | Unslilled Labour for misc. work | Charges for Unskilled Labour for misc. work as per direction of Engineer-in-Charge . | Nos | 628.5 | 356 | Approved
The Soul, Rajarhat | BLOCK | Civil | Sub & Super Structure Work | WO/HR01/BOK01/97 | SABINA BIBI | Fabrication Work | Fabrication Work |  | 0 | 0 | Approved
The Soul, Rajarhat | BLOCK | Civil | Sub & Super Structure Work | WO/HR01/BOK01/97 | SABINA BIBI | Fabrication and earthing | Charges for fabrication and earthing rod welding work including the cost of welder, helper machine rent (Welding, Hand Grinding and Drill) and materials (welding rod & Cutting blade) as per direction of EIC 8 Hours of Working per day | Days | 100 | 1200 | Approved
The Soul, Rajarhat | BLOCK | Civil | Sub & Super Structure Work | WO/HR01/BOK01/97 | SABINA BIBI | Misc. Charges | Charges for loading - unloading, transportation, hire charges for machinery as per direction of Engineer-in-Charge | Days | 100 | 36 | Approved
The Soul, Rajarhat | BLOCK | Civil | Sub & Super Structure Work | WO/HR01/BOK01/97 | SABINA BIBI | Safety Barricading | Charges for safety barricading work per floor wise including the cost of welder, helper machine rent and materials (welding rod & Cutting blade) as per direction of EIC | Nos | 28 | 700 | Approved
The Soul, Rajarhat | BLOCK | Civil | Sub & Super Structure Work | WO/HR01/BOK01/97 | SABINA BIBI | Misc. Charges | Charges for loading - unloading, transportation, hire charges for machinery as per direction of Engineer-in-Charge | Nos | 28 | 21 | Approved
The Ramdulari | BLOCK | Civil | Sub & Super Structure Work | WO/RP/RP02/7 | RAJ TRIMURTI INFRAPROJECT PVT. LTD. | Thermopolis Block | Charges for providing and fixing Thermopolis Block between double columns/walls with tools tackles, labour, materials etc. all complete at all levels as per drawing & direction of Engineer-in-Charge. | Sq.Mtr. | 0 | 89 | Approved
The Ramdulari | BLOCK | Civil | Sub & Super Structure Work | WO/RP/RP02/7 | RAJ TRIMURTI INFRAPROJECT PVT. LTD. | MS sleeves of all sizes/ dia | Charges for making MS sleeves of all sizes/ dia by cutting and welding (Reusable) with all tools & tackles all complete as per drawing and direction of Engineer-in-charge | Nos | 0 | 133.5 | Approved
The Soul, Rajarhat | OVERHEADS | miscellaneous |  | WO/HR01/OHES/46 | A.M. Enterprise | Tiles Fixing & painting | Tiles Fixing & painting |  | 0 | 0 | Approved
The Soul, Rajarhat | OVERHEADS | miscellaneous |  | WO/HR01/OHES/46 | A.M. Enterprise | Tiles Fixing | Labour charges for Tiles Fixing as per direction of EIC. 1. 300X300 Ceramic Floor Tiles (Approx. Area 163 SQFT) 2.300X450 Ceramic Tiles at wall Dado (Approx. Area 534 SQFT) Cement, Sand, Tiles Supplied by Client but subjected to reconciliation. | Lump Sum | 1 | 17000 | Approved
The Soul, Rajarhat | OVERHEADS | miscellaneous |  | WO/HR01/OHES/46 | A.M. Enterprise | Paint | Supply of material & Labour charges for paint work at 1. Plaster surface area (Approx. 525 SQFT) with distemper. 2. Grill Paint (One coat red oxide primer & two coats of enamel paint) 3. 3 Nos. Tin Door Enamel Paint. | Lump Sum | 1 | 8500 | Approved
The Ramdulari | BLOCK | Civil | Sub & Super Structure Work | WO/RP/RP02/7 | RAJ TRIMURTI INFRAPROJECT PVT. LTD. | slab cut out making | Charges for slab cut out making (all sizes) with plywood and fixing with all tools & tackles all complete at all level as per drawing and direction of Engineer-in-charge | Nos | 66 | 133.5 | Approved
The Ramdulari | BLOCK | Civil | Sub & Super Structure Work | WO/RP/RP02/7 | RAJ TRIMURTI INFRAPROJECT PVT. LTD. | earthing rod welding | Charges for earthing rod welding with all tools tackles, including the cost of welding rod etc. complete as per drawing and direction of Engineer-in-Charge | Nos | 0 | 235.85 | Approved
The Ramdulari | BLOCK | Civil | Sub & Super Structure Work | WO/RP/RP02/7 | RAJ TRIMURTI INFRAPROJECT PVT. LTD. | Precast Slab of PCC Block | Charges for Laying of Precast Slab of PCC Block including all labour, machinery, tools & tackles for all lead & lift at all levels as per drawing and direction of Engineer-in-Charge | Sq.Mtr. | 0 | 133.5 | Approved
The Ramdulari | BLOCK | Civil | Sub & Super Structure Work | WO/RP/RP02/7 | RAJ TRIMURTI INFRAPROJECT PVT. LTD. | Hessian cloth beneath the Precast Slab | Charges for Supply and Laying of Hessian cloth beneath the Precast Slab including all labour, machinery, tools & tackles for all lead & lift at all levels as per drawing and direction of Engineer-in-Charge. | Sq.Mtr. | 0 | 8.9 | Approved
The Ramdulari | BLOCK | Civil | Sub & Super Structure Work | WO/RP/RP02/7 | RAJ TRIMURTI INFRAPROJECT PVT. LTD. | making MS Cut out frame | Charges for making MS Cut out frame of all sizes by cutting and welding with all tools & tackles all complete as per drawing and direction of Engineer-in-charge | Nos | 0 | 133.5 | Approved
The Ramdulari | BLOCK | Civil | Sub & Super Structure Work | WO/RP/RP02/7 | RAJ TRIMURTI INFRAPROJECT PVT. LTD. | MS Cut out frame | Charges for fixing MS Cut out frame of all sizes with all tools & tackles all complete as per drawing and direction of Engineer-in-charge | Nos | 0 | 89 | Approved
The Ramdulari | BLOCK | Civil | Sub & Super Structure Work | WO/RP/RP02/7 | RAJ TRIMURTI INFRAPROJECT PVT. LTD. | M20 grade reinforced cement | Labour charges for laying M20 grade reinforced cement concrete (excluding cost of shuttering & reinforcement) for all leads and for all items e.g. columns, beams, slabs, lintels, staircase, retaining wall, machine foundation, pockets etc. of all profile coming till Plinth level using 20 mm nominal size & down graded good quality aggregate as per design mix approved by Engineer-in-Charge including vibrating/compacting, curing, scaffolding as required establishing dewatering system by pumping / bailing out water, cleaning, preparing surfaces, junctions etc. including curing complete to the entire satisfaction of Engineer-in-Charge. Cement concrete should have an ultimate crushing strength of not less than 200 Kg/sq.cm on 15cm X15cm X 15cm cube at 28 days and source of concrete will be RMC. Special conditions:- Rates are quoted for all levels & heights. For material/cube testing, the contractor shall maintain QC lab, cube testing machine, sieves, slump cones, graduated cylinder, weight scales etc. in good working condition cost of which shall be included in the rate. Source of concrete will be RCC supplied by the Client subject to reconciliation. "The Rate shall include the cost of plasticizer/super plasticizer of an approved brand to get the required workability/strength. The column beam junction shall be with the grade of concrete as in column up to a distance of depth of beam in all directions & rate shall be inclusive of this. Grade Slab (100mm thick) | Cum. | 0 | 1068 | Approved
The Ramdulari | BLOCK | Civil | Sub & Super Structure Work | WO/RP/RP02/7 | RAJ TRIMURTI INFRAPROJECT PVT. LTD. | 125 mm thick Brick work (Ledge Wall) | Labour charges for erecting 125 mm thick Brick work (Ledge Wall) with 1st Class Fly Ash bricks including rebar grouting With Cement for RCC Band and wall hacking of specified thickness in sand cement mortar (4:1) including the cost of all materials, tools, tackles, scaffolding, curing etc. complete as per direction of Engineer-in-charge and technical specification. (RCC band item will be paid separately). (Cement will be supplied by Client FOC subject to reconciliation.) | Sq.Mtr. | 0 | 345.5 | Approved
The Ramdulari | BLOCK | Civil | Sub & Super Structure Work | WO/RP/RP02/7 | RAJ TRIMURTI INFRAPROJECT PVT. LTD. | 125 mm thick Brick work (Ledge Wall) | Labour charges for erecting 125 mm thick Brick work (Ledge Wall) with 1st Class Conventional bricks including rebar grouting With Cement for RCC Band and wall hacking of specified thickness in sand cement mortar (4:1) including the cost of all materials, tools, tackles, scaffolding, curing etc. complete as per direction of Engineer-in-charge and technical specification. (RCC band item will be paid separately). (Cement will be supplied by Client FOC subject to reconciliation.) | Sq.Mtr. | 0 | 400 | Approved
The Ramdulari | BLOCK | Civil | Sub & Super Structure Work | WO/RP/RP02/7 | RAJ TRIMURTI INFRAPROJECT PVT. LTD. | rebar grouting with Lock fix P chemical | Charges for supply and fixing of rebar grouting with Lock fix P chemical in RCC wall for bend of AAC block work including all labour, machinery, tools & tackles for all lead & lift at all levels as per drawing and direction of Engineer-in-Charge | Nos | 12326 | 44.5 | Approved
The Soul, Rajarhat | BASEMENT WITH PODIUM | Grill / Steel Work |  | WO/HR01/BP01/21 | ADA-METCON | Podium Sample MS Work | Podium Sample MS Work: Providing and fixing of MS railing made with approved section (25 X 25 MS SQ SEC, 6 X 25 MM MS FLAT SEC, 8 X 25 MM MS FLAT SEC /As per GFC Drawing) including one coat of red oxide primer, transportation, lifting and fixing for all levels as per drawing and direction of EIC" Location: 1st Floor | Kg | 157 | 86 | Approved
The Soul, Rajarhat | COMMON INFRASTRUCTURE | Landscaping | Softscape | WO/HR01/CIH01/65 | EVEREST ENTERPRISE | Charges for supply of Plants at required location as per approved drawing, specification and direction of EIC. | Charges for supply of Plants at required location as per approved drawing, specification and direction of EIC. |  | 0 | 0 | Approved
The Soul, Rajarhat | COMMON INFRASTRUCTURE | Landscaping | Softscape | WO/HR01/CIH01/65 | EVEREST ENTERPRISE | MANGIFERA INDICA | MANGIFERA INDICA Height-3.5 to 4 M Girth- Approx. 125mm | Nos | 3 | 2000 | Approved
The Soul, Rajarhat | COMMON INFRASTRUCTURE | Landscaping | Softscape | WO/HR01/CIH01/65 | EVEREST ENTERPRISE | BAHUNIA BLACKEANA | BAHUNIA BLACKEANA Height-3.5 to 4 M Girth- Approx. 125mm | Nos | 3 | 2500 | Approved
The Soul, Rajarhat | COMMON INFRASTRUCTURE | Landscaping | Softscape | WO/HR01/CIH01/65 | EVEREST ENTERPRISE | CASSIA FISTULA | CASSIA FISTULA Height-3 to 3.5 M Girth- Approx. 85 mm | Nos | 2 | 2500 | Approved
The Soul, Rajarhat | COMMON INFRASTRUCTURE | Landscaping | Softscape | WO/HR01/CIH01/65 | EVEREST ENTERPRISE | ALPINIA ZERUMBET | ALPINIA ZERUMBET Height-0.6 M | Nos | 33 | 50 | Approved
The Soul, Rajarhat | COMMON INFRASTRUCTURE | Landscaping | Softscape | WO/HR01/CIH01/65 | EVEREST ENTERPRISE | ALPINIA PURPURATA | ALPINIA PURPURATA Height-0.6 M | Nos | 27 | 85 | Approved
The Soul, Rajarhat | COMMON INFRASTRUCTURE | Landscaping | Softscape | WO/HR01/CIH01/65 | EVEREST ENTERPRISE | SYZYGIUM COMPANULATUM | SYZYGIUM COMPANULATUM Height-0.45 M | Nos | 22 | 40 | Approved
The Soul, Rajarhat | COMMON INFRASTRUCTURE | Landscaping | Softscape | WO/HR01/CIH01/65 | EVEREST ENTERPRISE | TABERNAE MONATANA COR. VARIEGATED | TABERNAE MONATANA COR. VARIEGATED Height-0.45 M | Nos | 27 | 25 | Approved
The Soul, Rajarhat | COMMON INFRASTRUCTURE | Landscaping | Softscape | WO/HR01/CIH01/65 | EVEREST ENTERPRISE | Transportation | Charges for Transportation | Lump Sum | 1 | 2500 | Approved
The Soul, Rajarhat | COMMON INFRASTRUCTURE | Landscaping | Softscape | WO/HR01/CIH01/65 | EVEREST ENTERPRISE | Fertiliser and Pesticides etc | Charges for supply of Fertilizer and Pesticides etc. | Lump Sum | 1 | 5000 | Approved
The Soul, Rajarhat | BLOCK | HVAC Works |  | WO/HR01/BOK01/98 | MEHO HCP AIR SYSTEMS PVT. LTD. | Installation of Air Conditioning Work | Installation of Air Conditioning Work : Unloading, Lifting, Shifting, Installation, Testing & Commissioning of Inverter type Hi-wall units with all accessories (viz. indoor unit, outdoor unit, cordless remote, isolation pad etc) including Refrigerant top up as required. The Refrigerant used shall be R 32. |  | 0 | 0 | Approved
The Soul, Rajarhat | BLOCK | HVAC Works |  | WO/HR01/BOK01/98 | MEHO HCP AIR SYSTEMS PVT. LTD. | 1.0 TR | 1.0 TR | Nos | 1064 | 800 | Approved
The Soul, Rajarhat | BLOCK | HVAC Works |  | WO/HR01/BOK01/98 | MEHO HCP AIR SYSTEMS PVT. LTD. | 1.5 TR | 1.5 TR | Nos | 308 | 800 | Approved
The Soul, Rajarhat | BLOCK | HVAC Works |  | WO/HR01/BOK01/98 | MEHO HCP AIR SYSTEMS PVT. LTD. | 2.0 TR | 2.0 TR | Nos | 213 | 800 | Approved
The Soul, Rajarhat | BLOCK | HVAC Works |  | WO/HR01/BOK01/98 | MEHO HCP AIR SYSTEMS PVT. LTD. | Installation of Air Conditioning Work | Supply, Laying & Testing of refrigerant copper pipe set of Liquid & Suction with nitrile rubber insulation through out the running length. Thickness of insulation should be 13 mm upto 15.9 mm copper pipe & 19 mm for above. Insulation will be Class O type. Pipe thickness will be as per specification. The piping shall be well supported at specific intervals with Clamps or anchor fasteners. |  | 0 | 0 | Approved
The Soul, Rajarhat | BLOCK | HVAC Works |  | WO/HR01/BOK01/98 | MEHO HCP AIR SYSTEMS PVT. LTD. | Installation of Air Conditioning Work | "Supply, laying & testing of Power cum Control cable from indoor to outdoor unit with necessary fittings. Cabling shall be weatherproof type as most of the cable will be exposed to the atmosphere. Cabling shall be bundled properly and shall be neatly aligned with the refrigerant piping. Cabling shall be well supported at specific intervals with Clamps CABLE : 4 CORE X 2.5 SQ.MM" | RMT | 25907 | 105 | Approved
The Soul, Rajarhat | BLOCK | HVAC Works |  | WO/HR01/BOK01/98 | MEHO HCP AIR SYSTEMS PVT. LTD. | Installation of Air Conditioning Work | Supply, laying & testing of pvc drain pipe with insulation of 13 mm thk. Nitrile rubber./ Braided Drain Pipe: 15.8 mm Dia |  | 0 | 0 | Amended & Approved
The Soul, Rajarhat | BLOCK | HVAC Works |  | WO/HR01/BOK01/98 | MEHO HCP AIR SYSTEMS PVT. LTD. | PVC Drain Pipe: 25 MM dia. with 13 mm thk insulation | PVC Drain Pipe: 25 MM dia. with 13 mm thk insulation | RMT | 431 | 140 | Approved
The Soul, Rajarhat | BLOCK | HVAC Works |  | WO/HR01/BOK01/98 | MEHO HCP AIR SYSTEMS PVT. LTD. | PVC Drain Pipe: 32 MM dia. with 13 mm thk insulation | PVC Drain Pipe: 32 MM dia. with 13 mm thk insulation | RMT | 0 | 190 | Approved
The Soul, Rajarhat | BLOCK | HVAC Works |  | WO/HR01/BOK01/98 | MEHO HCP AIR SYSTEMS PVT. LTD. | Installation of Air Conditioning Work | Supply & Installation of MS structure for two-tier AC units. No railing or platform considered. | Nos | 256 | 900 | Approved
The Soul, Rajarhat | BLOCK | Civil | Sub & Super Structure Work | WO/HR01/BOK01/99 | Armatix(India) Pvt. Ltd. | Rebar grouting | Rebar grouting: All charges for fixing reinforcement bars including drilling & chemical injection in the concrete surface as per the manufacturer's specification Fisher 360 product. At least 1% of the reinforcement shall be tested by Pull Out test. The rate shall be inclusive of all labour, material, scaffolding, gangway etc. involved for rebar grouting however cost of reinforcement steel will be paid as per item. |  | 0 | 0 | Approved
The Soul, Rajarhat | BLOCK | Civil | Sub & Super Structure Work | WO/HR01/BOK01/99 | Armatix(India) Pvt. Ltd. | For 8 MM | For 8 MM | Nos | 1784 | 40 | Approved
The Soul, Rajarhat | BLOCK | Civil | Sub & Super Structure Work | WO/HR01/BOK01/99 | Armatix(India) Pvt. Ltd. | For 10 MM | For 10 MM | Nos | 1046 | 58 | Approved
The Soul, Rajarhat | BLOCK | Civil | Sub & Super Structure Work | WO/HR01/BOK01/99 | Armatix(India) Pvt. Ltd. | For 16 MM | For 16 MM | Nos | 252 | 170 | Approved
The Soul, Rajarhat | BLOCK | Civil | Sub & Super Structure Work | WO/HR01/BOK01/99 | Armatix(India) Pvt. Ltd. | For 20 MM | For 20 MM | Nos | 144 | 260 | Approved
The Soul, Rajarhat | BLOCK | Flooring Work |  | WO/HR01/BOK01/93 | MD SATIKUL HOQUE | MS Angle | All Charges for supply, fabrication, erection, fixing of MS angle (ISA 25X25X3) fixed with 03 (Three) nos MS lugs (for each pieces of angle of nosing) made of 10mm dia MS Round bar of minimum 50mm length to act as Nosing at the edges of the steps of staircase including drilling holes on the treads where angle needs to be fixed and then fixing the same by inserting 10 mm dia MS round bars into the holes and welding with the lugs attached with the angle including application of one coat of Red-oxide primer of approved brand on overall MS arrangement, at any floor level. The rate is inclusive of all materials, tools and tackles, lead & lifts, transportation, line, levels etc. all complete as per drawing, specification and direction of EIC. Required scraped reinforcement will be supplied by client free of cost | Rft | 2503 | 35 | Approved
The Soul, Rajarhat | BLOCK | Flooring Work |  | WO/HR01/BOK01/93 | MD SATIKUL HOQUE | Loading- Unloading, transportation | Charges for Loading- Unloading, transportation, hire charges for machinery as per direction of Engineer-in-Charge. | Rft | 2503 | 1 | Approved
The Soul, Rajarhat | OVERHEADS | Mechanical Equipment |  | WO/HR01/OHES/47 | KIRAN EARTH MOVERS | JCB & Tractor Hire charges | JCB & Tractor Hire charges |  | 0 | 0 | Approved
The Soul, Rajarhat | OVERHEADS | Mechanical Equipment |  | WO/HR01/OHES/47 | KIRAN EARTH MOVERS | Tractor | Hire charges for tractor on daily rental basis including driver charge, Tiffin charge & Diesel expenses. Working hors: 8 hours of working daily excluding 1 hours of tiffin. | Days | 17 | 2300 | Approved
The Soul, Rajarhat | OVERHEADS | Mechanical Equipment |  | WO/HR01/OHES/47 | KIRAN EARTH MOVERS | JCB | Hire charges for JCB on Hourly basis including driver charge, Tiffin charge & Diesel expenses. | hrs. | 28 | 800 | Approved
SOUTHWINDS PROJECT LLP (PHASE - III & IV) | BLOCK PHASE - III | Civil | Sub & Super Structure Work | WO/SP34/BP34/9 | M.A Construction | Sheet piling | Labour charges for Sheet piling work as per following item including all T & P, shifting of all material from their existing location to working location of Bl-14 as per approved dwg. & direction of EIC. ( Sheet piling material ( ISMB, plate, channel ) will be supplied by client ) |  | 0 |  | Approved
SOUTHWINDS PROJECT LLP (PHASE - III & IV) | BLOCK PHASE - III | Civil | Sub & Super Structure Work | WO/SP34/BP34/9 | M.A Construction | Driving of Sheet Pile | Driving of Sheet Pile made of Structural Steel girders (ISMB-300) and MS Plates (10 mm thick)and MS Angle (50 x 50 x 6) to a depth of 6 mtr. as per approved drawing and design and direction of Engineer-in-Charge. | MT | 0 |  | Approved
SOUTHWINDS PROJECT LLP (PHASE - III & IV) | BLOCK PHASE - III | Civil | Sub & Super Structure Work | WO/SP34/BP34/9 | M.A Construction | Lifting & Removal of Sheet Pile | Lifting & Removal of Sheet Pile made of Structural Steel girders (ISMB-300) and MS Plates (10 mm thick)and MS Angle (50 x 50 x 6) as per drawing and direction of Engineer-in-Charge. | MT | 0 |  | Approved
SOUTHWINDS PROJECT LLP (PHASE - III & IV) | BLOCK PHASE - III | Civil | Sub & Super Structure Work | WO/SP34/BP34/9 | M.A Construction | Fixing and supporting of Waller and Bracket | Fixing and supporting of Waller and Bracket (ISMB 300) as per drawing and dir. of EIC . | MT | 0 |  | Approved
SOUTHWINDS PROJECT LLP (PHASE - III & IV) | BLOCK PHASE - III | Civil | Sub & Super Structure Work | WO/SP34/BP34/9 | M.A Construction | Removing of Waller and Bracket (ISMB 300) | Removing of Waller and Bracket (ISMB 300) as per drawing and dir. of EIC . | MT | 0 |  | Approved
SOUTHWINDS PROJECT LLP (PHASE - III & IV) | BLOCK PHASE - III | Civil | Sub & Super Structure Work | WO/SP34/BP34/9 | M.A Construction | Charges for Splicing of ISMB | Charges for Splicing of ISMB for Sheet Piling work as per approved drawing and design and direction of Engineer-in-Charge | Nos | 0 |  | Approved
SOUTHWINDS PROJECT LLP (PHASE - III & IV) | BLOCK PHASE - III | Civil | Sub & Super Structure Work | WO/SP34/BP34/9 | M.A Construction | Charges for Splicing of MS Plate | Charges for Splicing of MS Plate for Sheet Piling work as per approved drawing and design and direction of Engineer-in-Charge | Nos | 0 |  | Approved
SOUTHWINDS PROJECT LLP (PHASE - III & IV) | BLOCK PHASE - III | Civil | Sub & Super Structure Work | WO/SP34/BP34/9 | M.A Construction | Charges for cutting of ISMB and Plate | Charges for cutting of ISMB and Plate for Sheet piling work as per drawing and direction of Engineer-in-Charge | Pcs | 0 |  | Approved
The Soul, Rajarhat | BLOCK | Civil | Sub & Super Structure Work | WO/HR01/BOK01/100 | Waterproof | Epoxy Grouting and Coating | Concrete rectification work by Epoxy Grouting and Coating at Block-A Tower-05, 1st Floor including Labour, Material all complete. | Lump Sum | 1 | 16196 | Approved
The Soul, Rajarhat | COMMON INFRASTRUCTURE | Electrical Trench |  | WO/HR01/CIH01/66 | TEAM WORK | Electrical Cable Trench Work | Electrical Cable Trench Work |  | 0 | 0 | Amended & Approved
The Soul, Rajarhat | COMMON INFRASTRUCTURE | Electrical Trench |  | WO/HR01/CIH01/66 | TEAM WORK | Earthwork | Earth work in excavation in all sorts of soil including upto 1.5 m deep, spreading or stacking the spoils within a lead of 30m as necessary, including trimming , levelling, dressing ,ramming the bottom, bailing out water, with men & machineries as directed by Engineer in charge | Cum. | 71.05 | 170 | Approved
The Soul, Rajarhat | COMMON INFRASTRUCTURE | Electrical Trench |  | WO/HR01/CIH01/66 | TEAM WORK | Back Filling | Earth work in filling with good earth obtained from excavation, in layers not exceeding 250mm including watering, ramming, etc, complete in all respect as per direction of Engineer in charge | Cum. | 1.34 | 90 | Approved
The Soul, Rajarhat | COMMON INFRASTRUCTURE | Electrical Trench |  | WO/HR01/CIH01/66 | TEAM WORK | BFS | Single brick flat soling (75mm thickness) with soling bricks including preparation of bed as necessary with joints properly filled in & packed with powdered earth or silver sand complete as per drawing , specification and direction of Engineer-in-Charge | Sq.Mtr. | 139.31 | 385 | Approved
The Soul, Rajarhat | COMMON INFRASTRUCTURE | Electrical Trench |  | WO/HR01/CIH01/66 | TEAM WORK | PCC (1:4:8) | Providing, laying & finishing Plain Cement Concrete (1:4:8) with 25mm & down screened and washed well graded stone chips excluding shuttering at all levels, consolidation complete in all respect as per drawing, specification and direction of Engineer-in-Charge. Cement will be supplied by the client but subject to reconciliation | Cum. | 9.52 | 5500 | Approved
The Soul, Rajarhat | COMMON INFRASTRUCTURE | Electrical Trench |  | WO/HR01/CIH01/66 | TEAM WORK | RCC_M25 (SMC) | Providing, laying & finishing M25 (SMC) Concrete (design mix to be submitted and approved by structural consultant/ EIC) excluding shuttering at all levels, consolidation complete in all respect as per drawing, specification and direction of Engineer-in-Charge. Cement will be supplied by the client but subject to reconciliation | Cum. | 18.77 | 5650 | Approved
The Soul, Rajarhat | COMMON INFRASTRUCTURE | Electrical Trench |  | WO/HR01/CIH01/66 | TEAM WORK | Shuttering | Hire & labour charges for shuttering with centering & necessary staging up to necessary height using approved stout props, 12mm thick quality ply board shuttering, with required bracing for curved or straight including fitting, fixing & striking out after completion of works (including bailing out water, if required) complete as per drawing, specification and direction of Engineer-in-Charge. | Sq.Mtr. | 145.1 | 380 | Approved
The Soul, Rajarhat | COMMON INFRASTRUCTURE | Electrical Trench |  | WO/HR01/CIH01/66 | TEAM WORK | Reinforcement | Labour charges for fixing Reinforcement for reinforced cement concrete work in all sorts of structures including distribution bars, stirrups, binding wire etc. Initial straightening and removal of loose rust ( if necessary) cutting to requisite length, hooking & bending to correct shape , placing in proper position & binding with 16 gauge black annealed wire / welding as per relevant I.S. code in every intersection complete as per drawing , specification Engineer-in-Charge including bailing out water (if required). (Reinforcement will be supplied by client but subject to reconciliation.) | MT | 3.72 | 5940 | Approved
The Soul, Rajarhat | COMMON INFRASTRUCTURE | Electrical Trench |  | WO/HR01/CIH01/66 | TEAM WORK | Pre Cast Slab | Charges for making and laying of Precast Slab of Size 800 mmX700 mmX100mm and 800mmX600mmX100mm including the cost of Binding of reinforcement and Shuttering as per drawing and direction of EIC. (Cement and Reinforcement will be supplied by the client but subject to reconciliation) | Nos | 48 | 526 | Approved
The Soul, Rajarhat | MARKETING | Marketing Office | Landscape | WO/HR01/MKT01/127 | EVEREST ENTERPRISE | Charges for supply of Plants at required location as per approved drawing, specification and direction of EIC | Charges for supply of Plants at required location as per approved drawing, specification and direction of EIC |  | 0 | 0 | Approved
The Soul, Rajarhat | MARKETING | Marketing Office | Landscape | WO/HR01/MKT01/127 | EVEREST ENTERPRISE | CARYOTA URAUS | CARYOTA URAUS Height-2700MM Girth-3.5-4 inch Space-Equal | Nos | 4 | 1000 | Approved
The Soul, Rajarhat | MARKETING | Marketing Office | Landscape | WO/HR01/MKT01/127 | EVEREST ENTERPRISE | TAGAR VERIGATED | TAGAR VERIGATED Height-450MM Space-300MM | Nos | 150 | 25 | Approved
The Soul, Rajarhat | MARKETING | Marketing Office | Landscape | WO/HR01/MKT01/127 | EVEREST ENTERPRISE | MICHELIA CHAMPACA | MICHELIA CHAMPACA Height-2700MM Girth-3.5-4 inch Space-6000MM | Nos | 12 | 1000 | Approved
The Soul, Rajarhat | MARKETING | Marketing Office | Landscape | WO/HR01/MKT01/127 | EVEREST ENTERPRISE | WEDELIA TRILOBATA | WEDELIA TRILOBATA Height-As per drawing Space-As per drawing No. of Plant-300 Nos | Lump Sum | 1 | 1000 | Approved
The Soul, Rajarhat | MARKETING | Marketing Office | Landscape | WO/HR01/MKT01/127 | EVEREST ENTERPRISE | Spider Lily | Supply of Spider Lily | Lump Sum | 1 | 600 | Approved
The Soul, Rajarhat | MARKETING | Marketing Office | Landscape | WO/HR01/MKT01/127 | EVEREST ENTERPRISE | Misc Plants | Supply of Misc. Plants | Lump Sum | 1 | 1150 | Approved
The Soul, Rajarhat | MARKETING | Marketing Office | Landscape | WO/HR01/MKT01/127 | EVEREST ENTERPRISE | Fertiliser and Pesticides etc | Charges for supply of Fertilizer and Pesticides etc | Lump Sum | 1 | 2000 | Approved
The Soul, Rajarhat | MARKETING | Marketing Office | Landscape | WO/HR01/MKT01/127 | EVEREST ENTERPRISE | Charges for Transportation | Charges for Transportation | Lump Sum | 1 | 2500 | Approved
The Soul, Rajarhat | BLOCK | Flooring Work |  | WO/HR01/BOK01/101 | A.M. Enterprise | Flooring Work | Flooring Work |  | 0 | 0 | Approved
The Soul, Rajarhat | BLOCK | Flooring Work |  | WO/HR01/BOK01/102 | Front Tech | Flooring Work | Flooring Work |  | 0 | 0 | Approved
The Soul, Rajarhat | BLOCK | Flooring Work |  | WO/HR01/BOK01/101 | A.M. Enterprise | Kota stone Fixing with polishing | "Kota stone Fixing with polishing Fixing charges of Kota Stone at Tread and Landing portion of Stair for all levels over a bed of 20-30 mm thick cement mortar (1:4) joints filled with white cement slurry pigmented to match including polishing of Stair Kota Stone in all levels with 3 types of carborundum stone cutting, all finishing & Cleanning as per drawing and direction of Engineer-In-Charge. (Only Kota & Cement will be supplied by the Client but subject to reconciliation. Shifting & Lifting of all materials & machineries are in contractor's scope) Location: Stair landing, Trade" | Sq.Ft. | 6106.5 | 38 | Approved
The Soul, Rajarhat | BLOCK | Flooring Work |  | WO/HR01/BOK01/102 | Front Tech | Kota stone Fixing with polishing | "Kota stone Fixing with polishing Fixing charges of Kota Stone at Tread and Landing portion of Stair for all levels over a bed of 20-30 mm thick cement mortar (1:4) joints filled with white cement slurry pigmented to match including polishing of Stair Kota Stone in all levels with 3 types of carborundum stone cutting, all finishing & Cleanning as per drawing and direction of Engineer-In-Charge. (Only Kota & Cement will be supplied by the Client but subject to reconciliation. Shifting & Lifting of all materials & machineries are in contractor's scope) Location: Stair landing, Trade" | Sq.Ft. | 3204 | 38 | Approved
The Soul, Rajarhat | BLOCK | Flooring Work |  | WO/HR01/BOK01/101 | A.M. Enterprise | Kota stone Fixing with polishing | "Kota stone Fixing with polishing Fixing charges of Kota Stone at Riser, Strip and Sill portion of Stair for all levels over a bed of 20-30 mm thick cement mortar (1:4) joints filled with white cement slurry pigmented to match after including polishing of Stair Kota Stone in all levels with 3 types of carborundum stone cutting, all finishing & Cleaning as per drawing and direction of Engineer-In-Charge. (Only Kota & Cement will be supplied by the Client but subject to reconciliation. Shifting & Lifting of all materials & machineries are in contractor's scope) Location: Riser, Strip & Halflanding Sill" | Rft | 10086 | 28 | Approved
The Soul, Rajarhat | BLOCK | Flooring Work |  | WO/HR01/BOK01/102 | Front Tech | Kota stone Fixing with polishing | "Kota stone Fixing with polishing Fixing charges of Kota Stone at Riser, Strip and Sill portion of Stair for all levels over a bed of 20-30 mm thick cement mortar (1:4) joints filled with white cement slurry pigmented to match after including polishing of Stair Kota Stone in all levels with 3 types of carborundum stone cutting, all finishing & Cleaning as per drawing and direction of Engineer-In-Charge. (Only Kota & Cement will be supplied by the Client but subject to reconciliation. Shifting & Lifting of all materials & machineries are in contractor's scope) Location: Riser, Strip & Halflanding Sill" | Rft | 5866 | 28 | Approved
The Soul, Rajarhat | BLOCK | Flooring Work |  | WO/HR01/BOK01/101 | A.M. Enterprise | Kota stone Fixing with polishing | "Kota stone Fixing with polishing Fixing charges of Kota Stone at Skirting portion of Stair with necessary chipping in any level with Adhesive (As per approved Brand) joints filled with white cement slurry pigmented to match after including polishing of Stair Kota Stone in all levels with 3 types of carborundum stone cutting, all finishing & Cleaning as per drawing and direction of Engineer-In-Charge. (Only Kota & Adhesive will be supplied by the Client but subject to reconciliation. Shifting & Lifting of all materials & machineries are in contractor's scope) Location: Riser, Skirting, Strip & Halflanding Sill" | Rft | 2208.5 | 25 | Approved
The Soul, Rajarhat | BLOCK | Flooring Work |  | WO/HR01/BOK01/102 | Front Tech | Kota stone Fixing with polishing | "Kota stone Fixing with polishing Fixing charges of Kota Stone at Skirting portion of Stair with necessary chipping in any level with Adhesive (As per approved Brand) joints filled with white cement slurry pigmented to match after including polishing of Stair Kota Stone in all levels with 3 types of carborundum stone cutting, all finishing & Cleaning as per drawing and direction of Engineer-In-Charge. (Only Kota & Adhesive will be supplied by the Client but subject to reconciliation. Shifting & Lifting of all materials & machineries are in contractor's scope) Location: Riser, Skirting, Strip & Halflanding Sill" | Rft | 1106 | 25 | Approved
The Soul, Rajarhat | BLOCK | Flooring Work |  | WO/HR01/BOK01/101 | A.M. Enterprise | Half Moulding | "Half Moulding Labour charges for Half Moulding of Kota Stone in all levels as per drawing and direction of Engineer-In-Charge. (Shifting & Lifting of all materials & machineries are in contractor's scope) " | Rft | 6453 | 25 | Approved
The Soul, Rajarhat | BLOCK | Flooring Work |  | WO/HR01/BOK01/102 | Front Tech | Half Moulding | "Half Moulding Labour charges for Half Moulding of Kota Stone in all levels as per drawing and direction of Engineer-In-Charge. (Shifting & Lifting of all materials & machineries are in contractor's scope) " | Rft | 4636 | 24 | Approved
The Soul, Rajarhat | OVERHEADS | Corporate Social Responsibility |  | WO/HR01/OHES/48 | Feel Green | Tree Plantation and Maintenance work | Tree Plantation and Maintenance work |  | 0 | 0 | Approved
The Soul, Rajarhat | OVERHEADS | Corporate Social Responsibility |  | WO/HR01/OHES/48 | Feel Green | Tree Plantation | Supply and plantation of 800 nos trees Number of Trees: 1) Neem: 100pc 2) Mahaneem: 100pc 3) Mehagany: 50pc 4) Arjun: 100pc 5) Chatim: 50pc 6) Almond: 50pc 7) Mango: 50pc 8) Guava: 50pc 9) Water Apple: 50pc 10) Krishnachura: 50pc 11) Hybrid Mehagany: 100pc 12) Jamun: 50pc | Lump Sum | 1 | 275000 | Approved
The Soul, Rajarhat | OVERHEADS | Corporate Social Responsibility |  | WO/HR01/OHES/48 | Feel Green | Maintenance of Trees for first 11 months | Maintenance of Trees for first 11 months after completion of plantation | Lump Sum | 1 | 100000 | Approved
The Soul, Rajarhat | OVERHEADS | Corporate Social Responsibility |  | WO/HR01/OHES/48 | Feel Green | Maintenance of Trees for next 11 months | Maintenance of Trees for next 11 months (On approval) | Lump Sum | 1 | 225000 | Approved
The Ramdulari | PRE-CONSTRUCTION PHASE | Site Office | Plumbing Work | WO/RP/RP01/18 | PRODYUT MONDAL | New FW connection for Building purpose | Charges for providing and fixing of new water connection for Building purpose at premises no- 13/1 Ballygunge Park road under ward no-65. including all material (25mm ferrule, 32mm stop cock, Tata B G.I pipe etc.) all Liasioning etc. all complete as per direction of EIC. | Lump Sum | 1 | 50000 | Approved
The Soul, Rajarhat | COMMON INFRASTRUCTURE | Grill / Steel Work | Gate and Security Room | WO/HR01/CIH01/67 | ADA-METCON | MS Gate made | Providing, Fabrication and Erection of MS Gate made with approved section (200 X 200 X 6 MM MS BOX SEC, 40 X 80 MM RHS, 25 X 50 MM RHS,450 X 450 X 12 MM BASE PLATE, 100 X 100 X 8 ANGLE CLEAT /As per GFC Drawing) including one coat of red oxide primer, transportation, loading un-loading, lifting and fixing charges at all levels as per drawing and direction of EIC | Kg | 1594.9 | 100 | Approved
The Ramdulari | PRE-CONSTRUCTION PHASE | Mechanical Equipment |  | WO/RP/RP01/19 | FTC CONCRETE PRIVATE LIMITED | Hire charges for Concrete Pump | Hire charges of Concrete Pump Aquarious or Putzmeister made model no CP-1407 with operator &100 mtr Pipeline Material complete set including supply of all tools & tackles. | Months | 2 | 81000 | Approved
The Ramdulari | PRE-CONSTRUCTION PHASE | Mechanical Equipment |  | WO/RP/RP01/20 | YAZIM MONDAL | Supply of Concrete pipeline gang | Supply of Manpower for fixing of Concrete pipe line of 4 nos manpower (including labour, fitter etc) as per direction of EIC. | Months | 2 | 68000 | Approved
The Ramdulari | PRE-CONSTRUCTION PHASE | Mechanical Equipment |  |  |  | Loading & Unloading charges | Loading-Unloading & Transportation charges | Months |  |  | Approved
The Ramdulari | PRE-CONSTRUCTION PHASE | Mechanical Equipment |  | WO/RP/RP01/21 | M. S. ENTERPRISE. | Hire charges for Rock Breaker | Hire charges for Rock Breaker on daily / hourly rental basis including diesel and operator for concrete breaking as per direction of Engineer-in-Charge. | hrs. | 16 | 1300 | Approved
The Soul, Rajarhat | COMMON INFRASTRUCTURE | MS Catlink |  | WO/HR01/CIH01/68 | NEW L. N. CONSTRUCTION | Civil Work for MS Catlink | Civil Work for MS Catlink |  | 0 | 0 | Approved
The Soul, Rajarhat | COMMON INFRASTRUCTURE | MS Catlink |  | WO/HR01/CIH01/68 | NEW L. N. CONSTRUCTION | Doing excavation or, Depth up to 1.5m | """Earth Work In Excavation 1.5mE/W up to 1.5m All charges for doing excavation in required profile in all type of soils in dry and wet condition for raft or any other foundation of the proposed structure as per drawings or direction of Engineer-in-Charge including dismantling of foundation (if any) made with brick, PCC, RCC, dressing of side, bottom, ramming of bottom, dewatering, shoring, strutting, diverting underground sewer line, water line, electrical line (if any) barricading the area providing caution board maintaining required slopes including all labour, materials, machinery, tools & tackles for all lead (30 m) & lift to the entire satisfaction of EIC. Contractor will be paid for a working space of 600 mm or as indicated in IS : 1200 , which ever is less . The excavation drawing will be submitted by the contractor before starting the excavation for client's approval. For, Depth up to 1.5m " | Cum. | 197.55 | 185 | Approved
The Soul, Rajarhat | COMMON INFRASTRUCTURE | MS Catlink |  | WO/HR01/CIH01/68 | NEW L. N. CONSTRUCTION | Doing excavation Depth 1.5m to 3.0m | """Earth Work In Excavation 1.5mE/W up to 1.5m All charges for doing excavation in required profile in all type of soils in dry and wet condition for raft or any other foundation of the proposed structure as per drawings or direction of Engineer-in-Charge including dismantling of foundation (if any) made with brick, PCC, RCC, dressing of side, bottom, ramming of bottom, dewatering, shoring, strutting, diverting underground sewer line, water line, electrical line (if any) barricading the area providing caution board maintaining required slopes including all labour, materials, machinery, tools & tackles for all lead (30 m) & lift to the entire satisfaction of EIC. Contractor will be paid for a working space of 600 mm or as indicated in IS : 1200 , which ever is less . The excavation drawing will be submitted by the contractor before starting the excavation for client's approval. For, Depth up to 1.5 to 3 m " | Cum. | 0 | 205 | Approved
The Soul, Rajarhat | COMMON INFRASTRUCTURE | MS Catlink |  | WO/HR01/CIH01/68 | NEW L. N. CONSTRUCTION | Doing backfilling | Earth Filling Backfilling All charges for doing backfilling of excavated pit, trench etc. with inside/excavated earth in layer not exceeding 150mm in depth including watering, ramming, compacting, consolidating in deposited layer to achieve 95% Proctor Density and transportation of soil, all labour, materials, machinery, tools & tackles etc. for all lead (30 m) & lift to the entire satisfaction of Engineer-in-Charge | Cum. | 173.5 | 95 | Approved
The Soul, Rajarhat | COMMON INFRASTRUCTURE | MS Catlink |  | WO/HR01/CIH01/68 | NEW L. N. CONSTRUCTION | Laying 1:3:6/1:4:8 plain cement concrete (PCC) | P.C.C. (1:3:6/1:4:8) SMC P.C.C (1:3:6/ 1:4:8) SMC Charges for providing & laying of P.C.C (1:3:6/1:4:8) by site mix concrete 25 mm and down sized , screened and washed well graded stone chips excluding shuttering, consolidation complete in all respect as per drawing, specification and direction of EIC. Cement would be supplied by client, but subjected to reconciliation" | Cum. | 2.85 | 5650 | Approved
The Soul, Rajarhat | COMMON INFRASTRUCTURE | MS Catlink |  | WO/HR01/CIH01/68 | NEW L. N. CONSTRUCTION | Single brick flat soling of picked, jhama bricks | B.F.S Single Layer B.F.S. All charges for providing and laying single brick flat soling of picked, jhama bricks below foundation floor, tie beam etc. or any other location till Plinth level including ramming dressing and bringing to proper level and filling joints with sand including all materials, labour, tools and plants etc. complete below foundation as per specification, drawing and direction of Engineering-in-Charge" | Sq.Mtr. | 60.5 | 420 | Approved
The Soul, Rajarhat | COMMON INFRASTRUCTURE | MS Catlink |  | WO/HR01/CIH01/68 | NEW L. N. CONSTRUCTION | Plywood centering and shuttering for Sub Structure | "Shuttering Shuttering till Plinth level All charges for providing, fabricating, erecting and fixing in position plained timber, plywood centering and shuttering true to line and level, including steel propping, staging, shuttering removal, applying shuttering oil, nails including required bracing, chamfering corners (of exposed edges) of beams, columns, walls etc. complete as per drawing & direction of Engineer-in-Charge. Rate shall also include removal and dismantling the aforesaid assembly after specified period complete at all depths and leads for all items, all profile and till Plinth level"" Scaffolding and Ply Board supplied by client" | Sq.Mtr. | 114 | 280 | Approved
The Soul, Rajarhat | COMMON INFRASTRUCTURE | MS Catlink |  | WO/HR01/CIH01/68 | NEW L. N. CONSTRUCTION | Steel reinforcement Sub Structure | "Reinforcement work: Labour charges for fixing Steel Reinforcement (Tor Steel as per IS-1786, Fe 500) for RCC work including transporting, decoiling, straightening, removing loose rust, cutting, bending and placing for all profile and for all lead & lift, binding with 18 gauge annealed wire as per drawing and direction of Engineer-in-Charge. Payment of steel shall be made as per drawing and approved bar bending schedule with permissible laps and paid on the basis of the sectional weights of bar as per relevant I.S. Code. The rate shall include cost of binding wire, chairs, spacers, pins, cover blocks which will not be measured separately for payment. (Reinforcement would be supplied by the Client, but subjected to reconciliation). " | MT | 1.85 | 6700 | Approved
The Soul, Rajarhat | COMMON INFRASTRUCTURE | MS Catlink |  | WO/HR01/CIH01/68 | NEW L. N. CONSTRUCTION | Plywood centering and shuttering for Super Structure | "Shuttering above Plinth level All charges for providing, fabricating, erecting and fixing in position plained timber, plywood centering and shuttering true to line and level, including steel propping, staging, shuttering removal, applying shuttering oil, nails including required bracing, chamfering corners (of exposed edges) of beams, columns, walls etc. complete as per drawing & direction of Engineer-in-Charge. Rate shall also include removal and dismantling the aforesaid assembly after specified period complete at all depths and leads for all items, all profile and above Plinth level"" Scaffolding and Ply Board supplied by client" | Sq.Mtr. | 249 | 395 | Approved
The Soul, Rajarhat | COMMON INFRASTRUCTURE | MS Catlink |  | WO/HR01/CIH01/68 | NEW L. N. CONSTRUCTION | Steel reinforcement Super Structure | "Reinforcement work: Labour charges for fixing Steel Reinforcement (Tor Steel as per IS-1786, Fe 500) for RCC work including transporting, decoiling, straightening, removing loose rust, cutting, bending and placing for all profile and for all lead & lift, binding with 18 gauge annealed wire as per drawing and direction of Engineer-in-Charge. Payment of steel shall be made as per drawing and approved bar bending schedule with permissible laps and paid on the basis of the sectional weights of bar as per relevant I.S. Code. The rate shall include cost of binding wire, chairs, spacers, pins, cover blocks which will not be measured separately for payment. (Reinforcement would be supplied by the Client, but subjected to reconciliation). " | MT | 3.75 | 6750 | Approved
The Soul, Rajarhat | COMMON INFRASTRUCTURE | MS Catlink |  | WO/HR01/CIH01/68 | NEW L. N. CONSTRUCTION | Rebar Grouting - 8mm dia | All charges for fixing reinforcement bars including drilling & chemical injection in the concrete surface at all level as per the manufacturer's specification either Fischer or Hilti product. At least 10% of the reinforcement shall be tested by Pull Out test as per the instruction of Structural Consultant. The rate shall be inclusive of all labour, material, scaffolding, gangway etc. involved for rebar grouting - Rebar Grouting (8 mm Dia) | Nos | 0 | 65 | Approved
The Soul, Rajarhat | COMMON INFRASTRUCTURE | MS Catlink |  | WO/HR01/CIH01/68 | NEW L. N. CONSTRUCTION | Rebar Grouting - 10mm dia | All charges for fixing reinforcement bars including drilling & chemical injection in the concrete surface at all level as per the manufacturer's specification either Fischer or Hilti product. At least 10% of the reinforcement shall be tested by Pull Out test as per the instruction of Structural Consultant. The rate shall be inclusive of all labour, material, scaffolding, gangway etc. involved for rebar grouting - Rebar Grouting (10 mm Dia) | Nos | 0 | 85 | Approved
The Soul, Rajarhat | COMMON INFRASTRUCTURE | MS Catlink |  | WO/HR01/CIH01/68 | NEW L. N. CONSTRUCTION | Rebar Grouting - 12mm dia | All charges for fixing reinforcement bars including drilling & chemical injection in the concrete surface at all level as per the manufacturer's specification either Fischer or Hilti product. At least 10% of the reinforcement shall be tested by Pull Out test as per the instruction of Structural Consultant. The rate shall be inclusive of all labour, material, scaffolding, gangway etc. involved for rebar grouting - Rebar Grouting (12 mm Dia) | Nos | 0 | 160 | Approved
The Soul, Rajarhat | COMMON INFRASTRUCTURE | MS Catlink |  | WO/HR01/CIH01/68 | NEW L. N. CONSTRUCTION | Rebar Grouting - 16mm dia | All charges for fixing reinforcement bars including drilling & chemical injection in the concrete surface at all level as per the manufacturer's specification either Fischer or Hilti product. At least 10% of the reinforcement shall be tested by Pull Out test as per the instruction of Structural Consultant. The rate shall be inclusive of all labour, material, scaffolding, gangway etc. involved for rebar grouting - Rebar Grouting (16 mm Dia) | Nos | 71 | 220 | Approved
The Soul, Rajarhat | COMMON INFRASTRUCTURE | MS Catlink |  | WO/HR01/CIH01/68 | NEW L. N. CONSTRUCTION | Rebar Grouting - 20mm dia | All charges for fixing reinforcement bars including drilling & chemical injection in the concrete surface at all level as per the manufacturer's specification either Fischer or Hilti product. At least 10% of the reinforcement shall be tested by Pull Out test as per the instruction of Structural Consultant. The rate shall be inclusive of all labour, material, scaffolding, gangway etc. involved for rebar grouting - Rebar Grouting (20 mm Dia) | Nos | 0 | 300 | Approved
The Soul, Rajarhat | COMMON INFRASTRUCTURE | MS Catlink |  | WO/HR01/CIH01/68 | NEW L. N. CONSTRUCTION | Scaffolding work beyond 4.0 mtr height | Labour charges for scaffolding work beyond 4.0 mtr height as per drawing and direction of Engineer-in-Charge | Cum. | 140 | 105 | Approved
The Soul, Rajarhat | COMMON INFRASTRUCTURE | MS Catlink |  | WO/HR01/CIH01/68 | NEW L. N. CONSTRUCTION | Brickwork 200mm thick Fly Ash brick (1:6 ratio) | "200mm thk Fly Ash bricks work Providing and erecting 200 mm thick brick work with 1st class Fly Ash bricks of specified thickness in sand cement mortar (4 :1) including the cost of all material, labour, tools, tackles, scaffolding, curing etc. complete as per direction of Engineer-in-Charge and technical specification. (Cement will be supplied by Client, but subjected to reconciliation.) " | Cum. | 4.5 | 6680 | Approved
The Soul, Rajarhat | COMMON INFRASTRUCTURE | MS Catlink |  | WO/HR01/CIH01/68 | NEW L. N. CONSTRUCTION | Internal Plaster 12.5 mm thick (1:4 ratio) | "Internal wall plaster Providing and applying plaster ( to internal walls) with sand and cement mortar including round off or chamfering of concrete surface/ Brick Surface , curing etc, complete as per direction of EIC - 12 mm thick sand cement mortar ( 6 parts sand : 1 part cement), at any floor and level . Scaffolding material will be provided by client. (Cement will be supplied by Client, but subjected to reconciliation.) " | SqMtr | 73 | 200 | Approved
The Soul, Rajarhat | COMMON INFRASTRUCTURE | MS Catlink |  | WO/HR01/CIH01/68 | NEW L. N. CONSTRUCTION | External Plaster 15 mm thick (1:4 ratio) | "External wall plaster Providing and applying plaster ( to External Walls)of 20 mm thick , with sand and cement mortar ( 6:1) including rounding off or chamfering of corners as directed and raking out joints or roughening of concrete surface, including threading nosing and drip course where necessary including MS pipe scaffolding, curing etc. all complete as per drawing & direction of EIC. , at any floor and level . Scaffolding material will be provided by client. (Cement will be supplied by Client, but subjected to reconciliation.) " | Sq.Mtr. | 100 | 235 | Approved
The Soul, Rajarhat | COMMON INFRASTRUCTURE | MS Catlink |  | WO/HR01/CIH01/68 | NEW L. N. CONSTRUCTION | M25 RCC for Sub Structure | "RCC M25 SMC: All charges for providing and laying M25 Grade of reinforced cement concrete-by SMC till plinth level excluding shuttering and reinforcement, including concrete pump, vibrator with complete design of concrete mix as per IS code and relevant special publication , submission of job mix formula after preliminary mix design and testing of concrete cubes as per direction of Engineer-in-Charge. (Cement will be supplied by Client, but subjected to reconciliation.) " | Cum. | 17.5 | 5700 | Approved
The Soul, Rajarhat | COMMON INFRASTRUCTURE | MS Catlink |  | WO/HR01/CIH01/68 | NEW L. N. CONSTRUCTION | M25 RCC for Super Structure | "RCC M25 SMC: All charges for providing and laying M25 Grade of reinforced cement concrete-by SMC above plinth level excluding shuttering and reinforcement, including concrete pump, vibrator with complete design of concrete mix as per IS code and relevant special publication , submission of job mix formula after preliminary mix design and testing of concrete cubes as per direction of Engineer-in-Charge. (Cement will be supplied by Client, but subjected to reconciliation.) " | Cum. | 31 | 6500 | Approved
SOUTHWINDS PROJECT LLP (PHASE - III & IV) | COMMON INFRASTRUCTURE - PHASE III & IV | Flooring Work | Main Gate and Security Room | WO/SP34/CI34/24 | SHAQUIB ENTERPRISES | Finishing Work at Main Gate (Tiles Cladding) | Finishing Work at Main Gate (Tiles Cladding) |  | 0 | 0 | Approved
SOUTHWINDS PROJECT LLP (PHASE - III & IV) | COMMON INFRASTRUCTURE - PHASE III & IV | Flooring Work | Main Gate and Security Room | WO/SP34/CI34/24 | SHAQUIB ENTERPRISES | Tiles Cladding | Providing & Fixing Charges of Tiles wall cladding (1200X200)/ (600X300) for all levels (Including all charges of scaffolding) over a bed of 20-30 mm thick cement mortar (1:4) , after acid washing including all finishing & Cleaning, excluding groove making 4mm/6mm /8mm(W)x10mm(D) and applying and filling with Epoxy Grout as per drawing and direction of Engineer-In-Charge. Tiles, Cement will be supplied by Client but subjected to reconciliation. . | Sq.Ft. | 1265.028 | 40 | Approved
SOUTHWINDS PROJECT LLP (PHASE - III & IV) | COMMON INFRASTRUCTURE - PHASE III & IV | Flooring Work | Main Gate and Security Room | WO/SP34/CI34/24 | SHAQUIB ENTERPRISES | Groove Making | Labour charges for Making Space Groove in wall tiles, cleaning of Tiles and inside as per drawing and direction of Engineer-in-Charge. (Measurement shall be made on actual groove making dimension) | Rft | 2051 | 15 | Approved
SOUTHWINDS PROJECT LLP (PHASE - III & IV) | COMMON INFRASTRUCTURE - PHASE III & IV | Flooring Work | Main Gate and Security Room | WO/SP34/CI34/24 | SHAQUIB ENTERPRISES | Epoxy grouting | Epoxy grouting: Providing and Labour charges for cleaning of tiles and inside of groove of 4/6/8 mm(W) X 10 mm(D) and applying and filling with Epoxy grouting with approved colour (As mentioned in drawing) at wall cladding area at all level (Including all charges of scaffolding) as per drawing and direction of Engineer-in-Charge. Brand: MYK | Sq.Ft. | 1265.028 | 25 | Approved
SOUTHWINDS PROJECT LLP (PHASE - III & IV) | COMMON INFRASTRUCTURE - PHASE III & IV | Flooring Work | Main Gate and Security Room | WO/SP34/CI34/24 | SHAQUIB ENTERPRISES | Granite Cladding | Providing and Fixing Granite Cladding at all level over a bed of 20-30 mm thick cement mortar (1:4) joints filled with Grey/ white cement slurry pigmented to match including all finishing as per drawing and direction of Engineer-In-Charge. (Only Cement & Granite will be supplied by client Location: Planter | Sq.Ft. | 88.868 | 55 | Approved
The Soul, Rajarhat | BASEMENT WITH PODIUM | Civil | Basement with Podium | WO/HR01/BP01/16 | WINNTUS FORMWORK PVT LTD | Hire charges for scaffolding material | Hire charges for scaffolding material Details BOQ attached separately as per Annexure-II | Lump Sum | 2.433 | 637058 | Approved
The Soul, Rajarhat | BASEMENT WITH PODIUM | Civil | Basement with Podium | WO/HR01/BP01/23 | PROTECH ENGINEERS | MS Circular column | supply, fabrication and delivery cost of MS Circular column made with 14 Gauge MS Sheet , 50 x 50 x 6 Ms Angle, MS Flat 25 X 8 including supply of 16 mm Bolt & Nuts with one coat of red oxide primer as per approved drawing | Nos | 2 | 34000 | Approved
SOUTHWINDS PROJECT LLP (PHASE - III & IV) | BLOCK PHASE - III | Piling Work |  | WO/SP34/BP34/8 | Drillers & Engineers, Kolkata (Calcutta) | ROUTINE VERTICAL LOAD TEST ( 500 Dia) for Block- 13,15 & 16. | ROUTINE VERTICAL LOAD TEST ( 500 Dia) for Block- 13,15 & 16. |  | 0 | 0 | Approved
SOUTHWINDS PROJECT LLP (PHASE - III & IV) | BLOCK PHASE - III | Piling Work |  | WO/SP34/BP34/8 | Drillers & Engineers, Kolkata (Calcutta) | Block-13 | Charges for ROUTINE VERTICAL LOAD TEST ( 500 Dia) on Cast-in-situ Piles (Design Load-140 MT Test Load-210 MT, Kentledge Load- 262.5 MT) including Mobilization & Demobilization Charges and preparation of Pile Head taking necessary Readings and Submitting Two Copies of Reports etc. for Block-13 as per direction of Engineer in charge. | Nos | 1 | 105000 | Approved
SOUTHWINDS PROJECT LLP (PHASE - III & IV) | BLOCK PHASE - III | Piling Work |  | WO/SP34/BP34/8 | Drillers & Engineers, Kolkata (Calcutta) | Block-15 | Charges for ROUTINE VERTICAL LOAD TEST ( 500 Dia) on Cast-in-situ Piles (Design Load-140 MT Test Load-210 MT, Kentledge Load- 262.5 MT) including Mobilization & Demobilization Charges and preparation of Pile Head taking necessary Readings and Submitting Two Copies of Reports etc. for Block-15 as per direction of Engineer in charge. | Nos | 1 | 105000 | Approved
SOUTHWINDS PROJECT LLP (PHASE - III & IV) | BLOCK PHASE - III | Piling Work |  | WO/SP34/BP34/8 | Drillers & Engineers, Kolkata (Calcutta) | Block-16 | Charges for ROUTINE VERTICAL LOAD TEST ( 500 Dia) on Cast-in-situ Piles (Design Load-140 MT Test Load-210 MT, Kentledge Load- 262.5 MT) including Mobilization & Demobilization Charges and preparation of Pile Head taking necessary Readings and Submitting Two Copies of Reports etc. for Block-16 as per direction of Engineer in charge. | Nos | 1 | 105000 | Approved
SOUTHWINDS PROJECT LLP (PHASE - III & IV) | BLOCK PHASE - III | Piling Work |  | WO/SP34/BP34/8 | Drillers & Engineers, Kolkata (Calcutta) | Shifting charges | Shifting charges for Load testing materials from i) 1st point ( Bl-MLCP) to 2nd point (Bl-16 ) ii) 2nd point ( Bl-16) to 3rd point (Bl-15 ) ii) 3rd point ( Bl-15) to 4th point (Bl-13 ) including transportation charges as per B.O.Q & direction of EIC | Lump Sum | 1 | 27000 | Approved
The Ramdulari | COMMON INFRASTRUCTURE | Consultancy Charges |  | WO/RP/RP03/15 | Premier Landscapes & Pools | Consultancy charges for swimming pool | Consultancy charges for preparation of Design and detail BOQ for The Ramdulari Park Swimming Pool with modern (with Hot water/salt water/Jacuzzi) specification. | Lump Sum | 1 | 21000 | Approved
The Soul, Rajarhat | BASEMENT WITH PODIUM | Grill / Steel Work |  | WO/HR01/BP01/21 | ADA-METCON | Podium MS Work | Podium MS Work: Providing and fixing of MS railing made with approved section (25 X 25 MS SQ SEC, 6 X 25 MM MS FLAT SEC, 8 X 25 MM MS FLAT SEC /As per GFC Drawing) including one coat of red oxide primer, transportation, lifting and fixing for all levels as per drawing and direction of EIC | Kgs | 6023 | 85 | Approved
The Ramdulari | PRE-CONSTRUCTION PHASE | Safety |  | WO/RP/RP01/22 | J R NAGAR ADVERTISING | Front Lit Flex printing & mounting | All charges for making of Front Flex printing & mounting with wooden fame including delivery at site. The flex size details are mentioned below. 1. Size ( 4' x 3') x 106 nos = 1272 Sq.ft 2. Size ( 5' x 4') x 31 nos = 620 Sq.ft 3. Size ( 3' x 3') x 13 nos = 117 Sq.ft 4. Size ( 4' x 4') x 27 nos = 432 Sq.ft | Sq.Ft. | 2441 | 13 | Approved
The Soul, Rajarhat | BLOCK | Signages and Art Work |  |  |  | Structural Work of Lobby Floating Bench | Charges for supply and fixing of (50X25X3)RHS(Length 375 mm), 25x25x4 angle clit (Boath Side of RHS), with 100X100x6 MS plate using 2 Nos Anchor fastner at all level as per direction of EIC Specification for Anchor Fastner & Grouting chemical: 1. Anchor Fastner with washer & Bolt(Hilti Make): Anchor Rod HIT-C 4.8 M10X100 embedded in concrete 75 mm 2. Grouting Chemical (Hilti Make): Injectable morter RE 500 " | Nos |  |  | Approved
The Soul, Rajarhat | BLOCK | Signages and Art Work | Lobby Furniture | WO/HR01/BOK01/103 | ADA-METCON | Structural Work of Lobby Floating Bench | Charges for supply and fixing of (50X25X3)RHS(Length 375 mm), 25x25x4 angle clit (Boath Side of RHS), with 100X100x6 MS plate using 2 Nos Anchor fastner at all level as per direction of EIC Specification for Anchor Fastner & Grouting chemical: 1. Anchor Fastner with washer & Bolt(Hilti Make): Anchor Rod HIT-C 4.8 M10X100 embedded in concrete 75 mm 2. Grouting Chemical (Hilti Make): Injectable mortar RE 500 | Nos | 102 | 535 | Approved
The Soul, Rajarhat | COMMON INFRASTRUCTURE | Landscaping | Softscape | WO/HR01/CIH01/69 | Feel Green | Tree Plantation and Maintenance work | Tree Plantation and Maintenance work |  | 0 | 0 | Approved
The Soul, Rajarhat | COMMON INFRASTRUCTURE | Landscaping | Softscape | WO/HR01/CIH01/69 | Feel Green | Tree Plantation | Supply and plantation of 800 nos trees Number of Trees: 1) Neem: 100pc 2) Mahaneem: 100pc 3) Mehagany: 50pc 4) Arjun: 100pc 5) Chatim: 50pc 6) Almond: 50pc 7) Mango: 50pc 8) Guava: 50pc 9) Water Apple: 50pc 10) Krishnachura: 50pc 11) Hybrid Mehagany: 100pc 12) Jamun: 50pc | Lump Sum | 1 | 275000 | Approved
The Soul, Rajarhat | COMMON INFRASTRUCTURE | Landscaping | Softscape | WO/HR01/CIH01/69 | Feel Green | Maintenance of Trees for first 11 months | Maintenance of Trees for first 11 months after completion of plantation | Lump Sum | 1 | 100000 | Approved
The Soul, Rajarhat | COMMON INFRASTRUCTURE | Landscaping | Softscape | WO/HR01/CIH01/69 | Feel Green | Maintenance of Trees for next 11 months | Maintenance of Trees for next 11 months (On approval) | Lump Sum | 1 | 225000 | Approved
The Ramdulari | PRE-CONSTRUCTION PHASE | Labour Hutment |  | WO/RP/RP01/23 | Sanjukta Enterprise | Labour Hutment | Providing and making charges of Labour Hutment with bamboo structure, Dorma, Plastic etc. including all consumables, tools & tackles as per drawing and direction of EIC. All material , tools & tackles will be supplied by contractor. | Sq.Ft. | 300 | 65 | Approved
The Ramdulari | PRE-CONSTRUCTION PHASE | Labour Hutment |  | WO/RP/RP01/23 | Sanjukta Enterprise | Macha | Providing and making charges of Macha with bamboo structure including all consumables, tools & tackles as per drawing and direction of EIC. All material will be supplied by contactor. | Sq.Ft. | 181.75 | 26 | Approved
The Ramdulari | PRE-CONSTRUCTION PHASE | Labour Hutment |  | WO/RP/RP01/23 | Sanjukta Enterprise | Transportation | Transportation charges | Lump Sum | 1 | 1800 | Approved
The Ramdulari | OVERHEAD | Security Expenditure |  |  |  | Security Guard | Providing 02 (Two) Nos. Security Guard @12 hr duty basis at site BOQ Calculations: Total Days from 1st Jul, 2021 to 31st Dec, 2021 = 184 days; Total Holidays from 1st Jul, 2021 to 31st Dec, 2021 =7 days Total Manpower = 2 nos. Total BOQ = (184+7)x2 = 382 duties | Duties |  |  | Approved
Primarc Chambers | OVERHEAD | Security Expenditure |  |  |  | Security Guard | Providing 02 (Two) Nos. Security Guard @12 hr duty basis at site BOQ Calculations: Total Days from 1st Jul, 2021 to 31st Dec, 2021 = 184 days; Total Holidays from 1st Jul, 2021 to 31st Dec, 2021 =7 days Total Manpower = 2 nos. Total BOQ = (184+7)x2 = 382 duties | Duties |  |  | Draft
The Ramdulari | OVERHEAD | Security Expenditure |  | WO/RP/RP04/3 | Martinet Facility Management Services Pvt. Ltd. | Security Guard | Providing 03 (Three) Nos. Security Guard @12 hr duty basis at site BOQ Calculations: Total Days from 1st Jul, 2021 to 31st Dec, 2021 = 184 days; Total Holidays from 1st Jul, 2021 to 31st Dec, 2021 =7 days Total Manpower = 3 nos. Total BOQ = (184+7)x3 = 382 duties | Duties | 573 | 529 | Approved
Primarc Chambers | OVERHEAD | Security Expense |  | WO/PCH/PC05/7 | Martinet Facility Management Services Pvt. Ltd. | Security Guard | Providing 02 (Two) Nos. Security Guard @12 hr duty basis at site BOQ Calculations: Total Days from 1st Jul, 2021 to 31st Dec, 2021 = 184 days; Total Holidays from 1st Jul, 2021 to 31st Dec, 2021 =7 days Total Manpower = 2 nos. Total BOQ = (184+7)x2 = 382 duties | Duties | 383 | 529 | Approved
The Ramdulari | MARKETING | Site Branding |  | WO/RP/RP05/1 | AV AQUAFLOAT GLAZINGS PRIVATE LIMITED | Freight Charges | Freight Charges as actual incurred | Lump Sum | 1 | 52000 | Approved
Primarc Chambers | MARKETING | Housekeeping |  | WO/PCH/PC03/36 | Integrated Security Service | Housekeeping cum pantry boy | Providing 01 (one) no. Housekeeping cum pantry boy at Marketing Office BOQ Calculation: Total Days from 1st July, 2021 to 30th June, 2022 = 365 days; Total Holidays = 10 days; Total Manpower = 1 no.; Total BOQ = (365+10) x 1 = 375 days. | Duties | 367 | 463 | Approved
The Ramdulari | BLOCK | Piling Work |  | WO/RP/RP02/8 | C.S ASSOCIATES | Piling & Miscellaneous Job | Piling & Miscellaneous Job |  | 0 | 0 | Approved
The Ramdulari | BLOCK | Piling Work |  | WO/RP/RP02/8 | C.S ASSOCIATES | Test Pile of 500mm dia | Labour charges for providing RCC cast-in-situ bored Test Pile of 500 mm diameter of specific depth from EGL including cost of boring by Auger technique and concreting, as per the specification, drawing and direction of EIC. (Less: Mobilisation of equipment at site) | Lump Sum | 1 | 25000 | Approved
The Ramdulari | BLOCK | Piling Work |  | WO/RP/RP02/8 | C.S ASSOCIATES | Labour charges for 3 nos undone pile | Labour charges for 3 nos undone pile: 120nos workers x 2 dauys = 24 Nos Head | Head | 24 | 500 | Approved
The Ramdulari | BLOCK | Piling Work |  | WO/RP/RP02/8 | C.S ASSOCIATES | Transportation | Transportation charges for worker | Days | 2 | 6000 | Approved
The Ramdulari | BLOCK | Piling Work |  | WO/RP/RP02/8 | C.S ASSOCIATES | Making well | Labour charges for Making well as per direction of EIC. | Nos | 2 | 6000 | Approved
The Soul, Rajarhat | MARKETING | Marketing Office | Interior Works | WO/HR01/MKT01/128 | ESPIN DECORX | Sign Board (6 FtX3Ft) | Complete charges of Supply and Installation of Sign Board (6 FtX3Ft) as per attached drawing & Specification. | Nos | 1 | 19491.5 | Approved
The Soul, Rajarhat | OVERHEADS | Security Expense |  | WO/HR01/OHES/49 | NIS MANAGEMENT LIMITED | Security Guards @12 hrs | Providing 06 (Six) nos. Security Guards @12 hrs duty basis at site BOQ Calculation: Total Days from 1st Jul,2021 to 31st Dec, 2021 = 184 days; Total holidays from 1st Jul,2021 to 31st Dec, 2021 = 7 days; Total Manpower = 6 nos. Total BOQ = (184+7)x6 = 1146 duties | Duties | 1172 | 653 | Approved
The Soul, Rajarhat | MARKETING | Housekeeping |  | WO/HR01/MKT01/129 | Secura Infra Services Pvt. Ltd. | Housekeeping boy @10 hr duty | Providing 02 (Two) Nos. Housekeeping boy @10 hr duty basis at Marketing office BOQ Calculation: Total Days from 1st July, 2021 to 31st Dec, 2021 = 184 days; Total Sundays from 1st July, 2021 to 31st Dec, 2021 = 26 days; Total Holidays = 7 days; Total Manpower = 2 nos.; Total BOQ = (184-26+7) x 2 = 330 duties. | Duties | 348 | 552 | Approved
The Soul, Rajarhat | MARKETING | Housekeeping |  | WO/HR01/MKT01/129 | Secura Infra Services Pvt. Ltd. | Housekeeping boy @8.5 hr | Providing 01 (One) No. Housekeeping boy @8.5 hr duty basis at Marketing office BOQ Calculation: Total Days from 1st July, 2021 to 31st Dec, 2021 = 184 days; Total Sundays from 1st July, 2021 to 31st Dec, 2021 = 26 days; Total Holidays = 7 days; Total Manpower = 1 no.; Total BOQ = (184-26+7) x 1 = 165 days. | Duties | 168 | 458 | Approved
The Soul, Rajarhat | OVERHEADS | Office Peon |  |  |  | Office peon @8.5 hr | Providing 01 no. Office peon @8.5 hr duty basis BOQ Calculations: Total days in the contract period = 184 days; total holidays = 7 days; total days of duty = 184+7 = 191 duties | Duties |  |  | Approved
The Soul, Rajarhat | OVERHEADS | Housekeeping |  | WO/HR01/OHES/50 | Integrated Security Service | Office peon | Providing 01 no. Office peon @8.5 hr duty basis BOQ Calculations: Total days in the contract period = 365 days; total holidays = 10 days; total days of duty = 365+10 = 375 duties | Duties | 375 | 606 | Approved
Primarc Chambers | BLOCK | Water Proofing |  | WO/PCH/PC01/8 | Waterproof | Waterproofing work at Basement area | Waterproofing work at Basement area |  | 0 | 0 | Approved
Primarc Chambers | BLOCK | Water Proofing |  | WO/PCH/PC01/8 | Waterproof | Water Proofing at vertical side | Water Proofing at Basement Raft side, Retaining wall application From Positive Side [outside of retaining wall], and for - Drain, Sump wall, Fire Tank, Domestic water tank, Pump room, stair inner wall, Lift pit inner wall, Treated water tank, CCT, SST, STP plant room, MBBR-I&II, EQT Room etc. application From Negative Side wall: 1.Surface Preparation: Cleaning the loose particle & surface. Cracks & depression or groove (if found) treatment will be done with Nitobond SBR Latex. The surface should be wetted well prior to application thoroughly with water to be in SSD condition. Typical mechanical properties of 1 : 3 cement sand mortar at W/C - 0.45 for control and W/C - 0.35 for mortar containing Nitobond SBR (Latex) ( 5 liters / 50 kg cement. Coverage: Slurry primer - approximately 4- 5 m2/ liter. 2.Water Proofing Coat: Providing and applying 2 coats of Brushbond RFX (High performance elastomeric cementitious coating) by brush with 40 GSM glass fiber mesh. The second coat of Brushbond RFX shall be applied as soon as the first coat has reached touch dry state. Average drying time is 4 to 6 hours at normal temperatures. Each of Brushbond RFX coating of will be 90 degree to each other. (Application will be done as per Manufacturer’s specification). Curing of the surface as instructed by manufactures. Ensure, the surface has no standing water during application and curing period. Finally, fine sieved sand will be sprinkled on the coated surface in tacky condition. Curing of the surface is instructed for 7 days. Coverage: (15kg + 5.088kg) pack will cover 12 – 14m2 with 1 mm thickness. " 3.Protective Plaster: Providing and laying protective plaster (~15mm thick) on the coated surface of retaining wall in 1:4 ratio (cement: sand) admixed with Fosroc Conplast WL @ 0.200 ltr./50 kg bag of cement, including curing work, all lead & fift of materials etc. all complete as per the specification & direction of Engineer in Charge. Consumption: 200 ml per 50 kg bag of cement. (Only Cement will be supplied by Client at free of cost, but subjected to reconciliation). | Sq.Mtr. | 1010 | 350 | Approved
Primarc Chambers | BLOCK | Water Proofing |  | WO/PCH/PC01/8 | Waterproof | Waterproofing work in Basement area horizontal surface | Waterproofing work in Basement area horizontal surface of Raft & Lift Pit-floor: (Fire Tank, Domestic water tank, Pump room, Treated water tank, CCT, SST, STP, Pump room, MBBR-I & II, EQT, Lift Pit etc.) (i) Surface Preparation for cleaning of concrete surface to remove dust, oil, grease, loose paint /coating, by cleaning or chipping. (ii) Hallormaking: The junction of Raft slab & wall shall be chamfered with 25mm X 25 mm fillet of mortar (Cement: sand 1:4) Before chamfering a prime coat with Nitobond SBR latex @ 5 liters / 50 kg cement shall be given with the slurry coat. (iii) Waterproofing Coating: Over prepared surface, SSD substrate shall be treated with Fosroc Brushbond TGP Crystalline waterproofing treatment, ready to use in inside surface of basement Raft & lift pit in two coats at right angles to each other. Coverage-1.0 to 2.0 kg Fosroc Brushbond TGP will cover 1 sq.m per application (Brush apply). (iv) Protective Plaster: Providing & Laying of 10 mm to 12 mm protective plaster admixed with Fosroc Conplast WL@0.200 ltr./50 kg bag of cement. (v) Complete curing: Brushbond TGP crystalline waterproofing system application must be kept moist for a minimum of 48 hours. After initial set, moist curing, using continuous water spray is recommended. Treated surfaces shall be fog sprayed 3 to 4 times daily for the 48-hour period. The surfaces shall be protected from foot traffic for 48 hours or heavy traffic for 7days. A minimum of 7 days of air curing shall be allowed prior to immersing the surface in water. (Only Cement will be supplied by Client at free of cost , but subjected to reconciliation). | Sq.Mtr. | 180.102 | 300 | Approved
Primarc Chambers | BLOCK | Water Proofing |  | WO/PCH/PC01/8 | Waterproof | Grouting at all construction joints | Grouting at all construction joints, in inside face of retaining wall, wherever required. Application From Negative Side [ On Retaining wall inside]: Identifying the construction joints, followed by cleaning these areas by mechanical per means and cutting grooves (50 mm X 50 mm) along the construction joints, followed point by drilling holes and inserting PVC nozzles (12 mm diameter) at 500 mm c/c on ramp; @500mm c/c on retaining wall along the construction joints and injecting cement slurry admixed with Fosroc Cebex 100 @ 225 gm per bag of cement at a pressure of 2-2.5 kg/ sq. cm till refusal. Finally, the PVC nozzles mouth will be cut and sealed with polymer mortars etc. all complete as per direction of manufacturer specification & direction of Engineer-in-Charge. Coverage: 50 kg cement and 225 g Fosroc Cebex 100 will give 36-57 ltrs. Yield, when used with a water: cement ratio of 0.40 to 0.45 (Only Cement will be supplied by Client, but subjected to reconciliation). | Nos | 575 | 70 | Approved
Primarc Chambers | BLOCK | Water Proofing |  | WO/PCH/PC01/8 | Waterproof | Neat Cement Punning | Neat Cement Punning: All charges for laying of 4 mm thick neat cement (cement consumption not more than 2.75 KG/SQM) inside or negative side wall & floor of all tanks on protective finish plaster with curing including tools tackles all complete as per direction of EIC (Only Cement will be supplied by client at free of cost but subjected to reconciliation) | Sq.Mtr. | 819.707 | 26.9 | Approved
The Soul, Rajarhat | COMMON INFRASTRUCTURE | MS Catlink |  | WO/HR01/CIH01/70 | PROTECH ENGINEERS | MS Structural Work of Catlink | MS Structural Work of Catlink Bridge with MS member confirming to relevant IS code connected to one another with plate as per approved design, drawing and direction of EIC including cutting to requisite shape and length, fabrication with necessary bolting, welding confirming to relevant IS codes using electrode of approved make, erection to a height of 6.5 Mtr. The rates inclusive the cost of Shop drawing submission and all consumables such as Gas, Electrode etc. hire charges of lifting, handling equipment, all labour, tools & tackles. | Kg | 980 | 108 | Amended & Draft
The Soul, Rajarhat | COMMON INFRASTRUCTURE | MS Catlink |  | WO/HR01/CIH01/70 | PROTECH ENGINEERS | MS Catlink Railing | MS Catlink Railing: Providing and fixing of MS Structural Steel for stair railing as per approved drawing at all level with scaffolding including one coat of red oxide primer all complete as per direction of EIC | Kg | 2400 | 101 | Approved
The Ramdulari | COMMON INFRASTRUCTURE | Land Development |  | WO/RP/RP03/16 | SHAH ENGINEERS | Hire of Excavator | Hire of Excavator |  | 0 | 0 | Approved
The Ramdulari | COMMON INFRASTRUCTURE | Land Development |  | WO/RP/RP03/16 | SHAH ENGINEERS | Hire of Excavator | Hire charges for Excavator as per direction of EIC. Working hours: 8 Hours per day (without Sunday/holiday) Including providing operator but excluding the cost of Diesel which will be provided by client. | Days | 7 | 4750 | Approved
The Ramdulari | COMMON INFRASTRUCTURE | Land Development |  | WO/RP/RP03/16 | SHAH ENGINEERS | Fooding for operator | Daily fooding charges for Operator (without Sunday/holiday) (@ Rs.300/- per day when working on 8 hours per day) | Days | 7 | 300 | Approved
The Ramdulari | COMMON INFRASTRUCTURE | Land Development |  | WO/RP/RP03/16 | SHAH ENGINEERS | Transportation | All charges for Both side transportation charges all complete at site | Lump Sum | 1 | 19000 | Approved
The Soul, Rajarhat | OVERHEADS | Networking-Interiors |  | WO/HR01/OHES/51 | ZED SECURITY SERVICES | Repairing Charges of CCTV | Repairing Charges of CCTV |  | 0 | 0 | Approved
The Soul, Rajarhat | OVERHEADS | Networking-Interiors |  | WO/HR01/OHES/51 | ZED SECURITY SERVICES | IR Verifocal bullet Camera | Supply, Intallations, Testing & Commissiong of IR Verifocal bullet Camera 30 - 40 mtr (2 megepixel IP 66,Turbo HD output 1080p resolution with 2.8 lence upto 12 mm verifocal lence upto 40 mm IR distanceIR Distance Metal Body) Make-HIKVISION | Nos | 1 | 3550 | Approved
The Soul, Rajarhat | OVERHEADS | Networking-Interiors |  | WO/HR01/OHES/51 | ZED SECURITY SERVICES | IR fixed lens Bullet,upto 30 Mtr 2 Mega Pixel | Supply and installation of IR fixed lens Bullet,upto 30 Mtr 2 Mega Pixel IP66, Turbo HD ouput upto1080 p resolution with 3.6mm lens upto 30 mtr IR distance. Make- HIKVISION | Nos | 1 | 1700 | Approved
The Soul, Rajarhat | OVERHEADS | Networking-Interiors |  | WO/HR01/OHES/51 | ZED SECURITY SERVICES | SMPS | supply and installation of SMPS Power Supply - Make : ERD( 12 V regulated power supply) | Nos | 2 | 245 | Approved
The Soul, Rajarhat | OVERHEADS | Networking-Interiors |  | WO/HR01/OHES/51 | ZED SECURITY SERVICES | Supply and installation of BNC Jack. | Supply and installation of BNC Jack. | Nos | 4 | 40 | Approved
The Soul, Rajarhat | OVERHEADS | Networking-Interiors |  | WO/HR01/OHES/51 | ZED SECURITY SERVICES | supply and installation of DC Jack | supply and installation of DC Jack | Nos | 2 | 40 | Approved
The Soul, Rajarhat | OVERHEADS | Networking-Interiors |  | WO/HR01/OHES/51 | ZED SECURITY SERVICES | Supply and installation of Cable jointer | Supply and installation of Cable jointer | Nos | 4 | 50 | Approved
The Soul, Rajarhat | OVERHEADS | Networking-Interiors |  | WO/HR01/OHES/51 | ZED SECURITY SERVICES | supply and installation F TYPE Connector | supply and installation F TYPE Connector | Nos | 8 | 50 | Approved
The Soul, Rajarhat | OVERHEADS | Networking-Interiors |  | WO/HR01/OHES/51 | ZED SECURITY SERVICES | Supply and Installation of 650 VA UPS (Make : Zebronics) | Supply and Installation of 650 VA UPS (Make : Zebronics) | Nos | 1 | 1900 | Approved
The Soul, Rajarhat | OVERHEADS | Networking-Interiors |  | WO/HR01/OHES/51 | ZED SECURITY SERVICES | Services Charges | Services Charges | Lot | 1 | 3000 | Approved
SOUTHWINDS PROJECT LLP (PHASE - III & IV) | OVERHEAD PHASE - III & IV | General |  | WO/SP34/OP34/2 | Initiative Media India (P) Ltd. | Advertisement for PCB Related. | Advertisement for PCB Related. |  | 0 | 0 | Approved
SOUTHWINDS PROJECT LLP (PHASE - III & IV) | OVERHEAD PHASE - III & IV | General |  | WO/SP34/OP34/2 | Initiative Media India (P) Ltd. | Printed Advertisement | Charges for Printed Advertisement on News Paper (Ei Samay & The times of India) Ei Samay: Edition: WB,H: 8 in W: 4 in Times of India: Edition: WB,H: 8 in W: 4 in | Lump Sum | 1 | 5712 | Approved
SOUTHWINDS PROJECT LLP (PHASE - III & IV) | OVERHEAD PHASE - III & IV | General |  | WO/SP34/OP34/2 | Initiative Media India (P) Ltd. | Media Agency Commission | Media Agency Commission | Lump Sum | 1 | 201.6 | Approved
The Ramdulari | PRE-CONSTRUCTION PHASE | Mechanical Equipment |  | WO/RP/RP01/20 | YAZIM MONDAL | Loading-unloading charges | Loading-Unloading charges | Months | 2 | 4080 | Approved
The Soul, Rajarhat | COMMON INFRASTRUCTURE | Boundary Wall |  | WO/HR01/CIH01/50 | Dipankar Sarkar | Concertina barbed Wire | "Y" shaped angle iron post (50 x 50 x 6 mm ) placed at required distance ( 3.00 mtr interval or as directed by the EIC as per site condition) embedded in RCC columns of existing boundary wall, last but one end post and corner post shall be strutted on both sides and end post on one side only, using hot dipped galvanized Concertina barbed Wire of outside diameter 600 mm , between the two posts fitted and fixed with at least 3 nos horizontal steel wires, G.I Staples, turn buckles etc. all complete. The rate is inclusive of all materials, labour, scaffolding if required while fixing the wire or embedding the post , dismantling of top of boundary wall where angle to be embedded etc. all except Cement for embedding of angles. Cement would be supplied by the Employer free of cost but subjected to reconciliation. | Rft | 1599 | 160 | Approved
The Soul, Rajarhat | MARKETING | Marketing Office | HVAC system | WO/HR01/MKT01/131 | MULTITECH AIRCON LLP | Supply & Installation of HVAC Copper Pipe Insulation and Misc. Work | Supply & Installation of HVAC Copper Pipe Insulation and Misc. Work |  | 0 | 0 | Approved
The Soul, Rajarhat | MARKETING | Marketing Office | HVAC system | WO/HR01/MKT01/131 | MULTITECH AIRCON LLP | 1-5/8" 19mm thk. Nitrile Tube | 1-5/8" 19mm thk. Nitrile Tube | Rft | 30 | 52 | Approved
The Soul, Rajarhat | MARKETING | Marketing Office | HVAC system | WO/HR01/MKT01/131 | MULTITECH AIRCON LLP | 1-1/8" 19mm thk. Nitrile Tube | 1-1/8" 19mm thk. Nitrile Tube | Rft | 24 | 37 | Approved
The Soul, Rajarhat | MARKETING | Marketing Office | HVAC system | WO/HR01/MKT01/131 | MULTITECH AIRCON LLP | 3/4" 13mm thk. Nitrile Tube | 3/4" 13mm thk. Nitrile Tube | Rft | 30 | 28 | Approved
The Soul, Rajarhat | MARKETING | Marketing Office | HVAC system | WO/HR01/MKT01/131 | MULTITECH AIRCON LLP | 5/8" 13mm thk. Nitrile Tube | 5/8" 13mm thk. Nitrile Tube | Rft | 24 | 26 | Approved
The Soul, Rajarhat | MARKETING | Marketing Office | HVAC system | WO/HR01/MKT01/131 | MULTITECH AIRCON LLP | Bopp Tape | Bopp Tape | Nos | 18 | 90 | Approved
The Soul, Rajarhat | MARKETING | Marketing Office | HVAC system | WO/HR01/MKT01/131 | MULTITECH AIRCON LLP | Cable Tie | Cable Tie | Lot | 1 | 300 | Approved
The Soul, Rajarhat | MARKETING | Marketing Office | HVAC system | WO/HR01/MKT01/131 | MULTITECH AIRCON LLP | Tube Insulation | Tube Insulation laying, fixing & Fittings of PVC Pipe Cover for External CU Pipe (Only Labour) | Lump Sum | 1 | 5218 | Approved
The Soul, Rajarhat | MARKETING | Marketing Office | HVAC system | WO/HR01/MKT01/131 | MULTITECH AIRCON LLP | Delivery Charges | Delivery Charges | Lump Sum | 1 | 1500 | Approved
The Soul, Rajarhat | BLOCK | Water Proofing |  | WO/HR01/BOK01/88 | AKJ Engineers Pvt. Ltd. | Grouting Work | Grouting Work: Charges towards fixing of 12mm dia GI nozzles @ 1c/c along the construction joints and 1.5 m c/c over the entire substrate surface at the time of concerting of RCC slab upto required depth by use of sika-2 and cement. After 28 days of concerting done, pressure grouting work with neat cement slurry admixed with expanding Sika Intraplast EP @ 500 grms/bag of cement including removing the nozzles, sealing the holes after grouting with sika latex enriched cement sand mortar etc. all complete as per manufacturers specification and direction of EIC | Nos | 398 | 250 | Approved
The Soul, Rajarhat | BLOCK | Water Proofing |  | WO/HR01/BOK01/121 | AKJ Engineers Pvt. Ltd. | Grouting Work | Grouting Work: Charges towards fixing of 12mm dia GI nozzles @ 1c/c along the construction joints and 1.5 m c/c over the entire substrate surface at the time of concerting of RCC slab upto required depth by use of sika-2 and cement. After 28 days of concerting done, pressure grouting work with neat cement slurry admixed with expanding Sika Intraplast EP @ 500 grms/bag of cement including removing the nozzles, sealing the holes after grouting with sika latex enriched cement sand mortar etc. all complete as per manufacturers specification and direction of EIC | Nos | 377 | 250 | Approved
The Soul, Rajarhat | BLOCK | Grill / Steel Work |  | WO/HR01/BOK01/59 | ADA-METCON | MS Duct Cover | Supply, fabrication & Erection of MS Duct Cover powder coated (Colour code approved by site) made of 1.6 mm sheet (2.4 kg per SQFT approx. weight) with frame fittings including transportation, lifting, fixing all complete in all respect as per drawing and direction of EIC Block-B | Kg | 7370 | 165 | Approved
The Soul, Rajarhat | BLOCK | Signages and Art Work | Lobby Furniture | WO/HR01/BOK01/104 | B. S. Furniture | Wood Work for Lobby Bench | Wood Work for Lobby Bench: Labour charges for making of Lobby area wall hanging sitting bench with laminate pasting along with the supply of screw, pvc gutkha, nails, tape and gum including cleaning the work area, shifting all the debris/wastes to a designated place at ground floor level, all complete at all level as per approved drawing and direction of Engineer in charge | Nos | 34 | 875 | Approved
The Soul, Rajarhat | BLOCK | Signages and Art Work | Lobby Furniture | WO/HR01/BOK01/104 | B. S. Furniture | Misc. Charges | Charges for loading - unloading, transportation, hire charges for machinery as per direction of Engineer-in-Charge | Nos | 34 | 35 | Approved
Primarc Chambers | OVERHEAD | Pest Control |  | WO/PCH/PC05/6 | Legend Sanicure Private Limited | Disinfection (01.07.2021 to 31.10.2021) | Disinfection Service Chemical Name: VIROSIL PHARMA (Hydrozen Peroxide and Silver Nitrate) Dosage: 2:8 ratio (VIROSIL PHARMA: Water) Method of disinfection: Spraying fumigation/Misting PPE Required: The person engaged for disinfection service should wear appropriate PPE. 1. Whole body coveralls (which designed to 360-degree protection), 2. Nitrile gloves because they resist chemicals like chlorine 3. Triple layer mask or N-95 Respirator mask 4. Goggles/Face Shield 5. Safety shoe/Gumboot Note: MSDS (Material Safety Data Sheet) should be submitted prior start the service. Disinfection Service Location: 1. Labour hutment 2. Marketing & Site office, Approx. coverage Area: 242 Sq.Mtr Repetition: 6 Times in a month (order Renewal for 4 month period 01.07.2021 to 31.10.2021) | Sq.Mtr. | 5808 | 2.7 | Approved
SOUTHWINDS PROJECT LLP (PHASE - III & IV) | COMMON INFRASTRUCTURE - PHASE III & IV | Painting | Main Gate & Security Room | WO/SP34/CI34/25 | ARTISAN | Painting & POP work | Painting & POP work at Gateway & Goomty as per B.O.Q & direction of EIC. |  | 0 | 0 | Approved
SOUTHWINDS PROJECT LLP (PHASE - III & IV) | COMMON INFRASTRUCTURE - PHASE III & IV | Painting | Main Gate & Security Room | WO/SP34/CI34/25 | ARTISAN | Texture at External Surface | "Providing and applying of one coat Alkali Block Primer followed by small buble spray Texture (Roller Finish) and then two coats of Exterior Acrylic Paint at External Surface of the Building with approved colour as mentioned in the drawing including all scaffolding (Jhula Bhara/Bamboo/ MS pipe), lifting, of the material, loading-unloading charges all complete as per direction of Engineer-in-Charge. (Application area up to 7.00 mt height ) Brand : Dulux/Nerolac/Asian Paints " | Sq.Ft. | 2093 | 15.79 | Approved
SOUTHWINDS PROJECT LLP (PHASE - III & IV) | COMMON INFRASTRUCTURE - PHASE III & IV | Painting | Main Gate & Security Room | WO/SP34/CI34/25 | ARTISAN | One Coat of epoxy based primer with two coats of Synthetic enmal paint at gate | " Providing and applying of one coat epoxy based primer with two coats of synthetic enamel paint of approved shade and brand over MS members including scraping, sand papering with all finishing work (Satin finish) as per direction of Engineer-in-Charge. Location: Main Gate Brand: Asian Paints/Dulux/Berger" | Sq.Ft. | 191 | 11.5 | Approved
SOUTHWINDS PROJECT LLP (PHASE - III & IV) | COMMON INFRASTRUCTURE - PHASE III & IV | Painting | Main Gate & Security Room | WO/SP34/CI34/25 | ARTISAN | 1.5 mm POP inside the Security Room | "1.5 mm POP on Wall/Celling: Providing and Applying Plaster of Paris with 1.5 mm thickness of approved manufacture to the wall & Ceiling including Scaffolding, preparing the surface, etc. all complete at all level as per drawing and direction of Engineer-in-Charge. Location: Inside the Security Room ." | Sq.Ft. | 402 | 4.9 | Approved
SOUTHWINDS PROJECT LLP (PHASE - III & IV) | COMMON INFRASTRUCTURE - PHASE III & IV | Painting | Main Gate & Security Room | WO/SP34/CI34/25 | ARTISAN | One coat of Primer followed by two coats of Plastic Emulsion Paint | "Providing and applying of one coat of Primer followed by two coats of Plastic Emulsion Paint of approved shade & brand with complete finish, up to the required height including all surfaces properly rubbed, smoothened with emery paper, thoroughly cleaned by dry mopping with cloths to make the surfaces dust free prior to application of paint, including fill cracks and holes with approved filler if required so with necessary tools, tackles & scaffolding at all levels as per direction of Engineer in charge. Location: Inside the Security Room . Brand: Asian Paints/Dulux/Berger" | Sq.Ft. | 402 | 8.5 | Approved
SOUTHWINDS PROJECT LLP (PHASE - III & IV) | COMMON INFRASTRUCTURE - PHASE III & IV | Painting | Main Gate & Security Room | WO/SP34/CI34/25 | ARTISAN | One Coat of Epoxy based primer with two coats of Synthetic enamal paint (Satin Finish) | " Providing and applying of one coat epoxy based primer with two coats of synthetic enamel paint of approved shade and brand over MS members including , scaffolding (Jhula Bhara/Bamboo/ MS pipe) , scraping, sand papering with all finishing work (Satin finish) as per direction of Engineer-in-Charge. Location: Pergola MS Member at 7.00 mt Height Brand: Asian Paints/Dulux/Berger Mode of Measurement - Actual Contact Surface of Member." | Sq.Ft. | 175 | 11.5 | Approved
SOUTHWINDS PROJECT LLP (PHASE - III & IV) | COMMON INFRASTRUCTURE - PHASE III & IV | Civil | Main Gate and Security Room | WO/SP34/CI34/26 | Waterproof | Water proofing | Waterproofing Work At Security Room Roof (Gate-3) |  | 0 | 0 | Approved
SOUTHWINDS PROJECT LLP (PHASE - III & IV) | COMMON INFRASTRUCTURE - PHASE III & IV | Civil | Main Gate and Security Room | WO/SP34/CI34/26 | Waterproof | Waterproofing Work At Security Room Roof (Gate-3) | I. Bore Packing: Preparing the inside surface of core and PVC by roughening using suitable file to get better adhesion prior to packing works. Cleaning the surface by wire brushing followed water jet to remove any laitance or loose flaky particles. Providing necessary formwork for packing the bore using suitable arrangement (depending upon site conditions). Applying a coat of styrene- butadiene based polymer coating using Nitobond SBR to enhance adhesion between the packing material and other surfaces andPacking the gap using non-shrink cement polymer based grout using Conbextra GP2upto the surface of the bore whilst the Nitobond SBR is in tacky stateand then sealing with epoxy/polyester sealant.Chipping and Cleaning of concrete surface to remove dust, oil, grease , loose paint / coating. II.Groove cutting and halloring work in floor and wall joints with Fosroc Hydraproof (Single Component Acrylic Polymer for cement based waterproof composite coating membrane) modified mortar. III.One coat Fosroc Brushbond RFX (High performance elastomeric cementitious waterproof coating) painting on entire surface. IV.Next day 2nd coat Fosroc Brushbond RFX (High performance elastomeric cementitious waterproof coating) painting on entire surface. Each coating of BrushbondRFX will be 90 degree to each other. (Application will be done as per Manufacturer’s specification). Sprinkle fine aggregate immediately after the application of second coat. Cure the BrushbondRFX membrane for minimum 3 days as per normal curing practice. Consumption of Fosroc Brushbond RFX - (15Kg +5.088 Kg Pack) 12m2 -14m2 Cement will be supplied by Client at free of cost but subjected to reconciliation."" V. Protective Plaster: The water proofing surface shall be protected with cement plaster of 12 mm (1:4) admixed with integral water proofing compound CONPLAST WL .(The minimum dosage is 125ml and the maximum is 200ml per 50kgs of cement "VI. Curing Complete. Cement will be supplied by client but subjected to reconciliation."" " | Sq.Ft. | 67.845 | 26.5 | Approved
SOUTHWINDS PROJECT LLP (PHASE - III & IV) | COMMON INFRASTRUCTURE - PHASE III & IV | Civil | Main Gate and Security Room | WO/SP34/CI34/26 | Waterproof | Screed concrete At Security Room Roof (Gate-3) | "Screed Concrete : Charges towards laying of avg. 50mm screed concrete in prop. of 1:1.5:3 (1 part cement :1.5 part sand: 3 part aggregate) admixed with integral waterproofing compound over the floor area, complete as per specification & direction of EIC. (Cement will be supplied by Client at free of cost but subjected to reconciliation.)" | Sq.Ft. | 57.727 | 39 | Approved
The Ramdulari | COMMON INFRASTRUCTURE | Landscaping |  | WO/RP/RP03/17 | JUPITER NURSERY | Charges for supply of proposed General Trees | Charges for supply of proposed General Trees at required location as per approved drawing,specification and direction of EIC. Location: Ground Floor |  | 0 | 0 | Approved
The Ramdulari | COMMON INFRASTRUCTURE | Landscaping |  | WO/RP/RP03/17 | JUPITER NURSERY | BAUHINIA BLACKENEA | BOTANICAL NAME: BAUHINIA BLACKENEA COMMON NAME: HONKONG ORCHID TREE HEIGHT (MM)=3000 MIN. TRUNK DIA (MM)=25 HEIGHT FOR MULTI BRANCHING (MM)= 2000 CANOPY DIAMETER (MM)= 1000 | Nos | 11 | 2245 | Approved
The Ramdulari | COMMON INFRASTRUCTURE | Landscaping |  | WO/RP/RP03/17 | JUPITER NURSERY | CASSIA SIAMEA | BOTANICAL NAME: CASSIA SIAMEA COMMON NAME: KASSOD HEIGHT (MM)= 3000 MIN. TRUNK DIA (MM)=25 HEIGHT FOR MULTI BRANCHING (MM)= 2000 CANOPY DIAMETER (MM)= 1000 | Nos | 26 | 2385 | Approved
The Ramdulari | COMMON INFRASTRUCTURE | Landscaping |  | WO/RP/RP03/17 | JUPITER NURSERY | CONOCARPUS | BOTANICAL NAME: CONOCARPUS COMMON NAME: CONOCARPUS LANCIFOLIUS HEIGHT (MM)= 3000 MIN. TRUNK DIA (MM)=25 HEIGHT FOR MULTI BRANCHING (MM)= 2000 CANOPY DIAMETER (MM)= 1000 | Nos | 39 | 1969 | Approved
The Ramdulari | COMMON INFRASTRUCTURE | Landscaping |  | WO/RP/RP03/17 | JUPITER NURSERY | TABUBIA YELLOW | BOTANICAL NAME: TABUBIA YELLOW HEIGHT (MM)= 3000 MIN. TRUNK DIA (MM)=25 HEIGHT FOR MULTI BRANCHING (MM)= 2000 CANOPY DIAMETER (MM)= 1000 | Nos | 8 | 1509 | Approved
The Ramdulari | COMMON INFRASTRUCTURE | Landscaping |  | WO/RP/RP03/17 | JUPITER NURSERY | NEOLAMRCKIA CADAMBA | BOTANICAL NAME: NEOLAMRCKIA CADAMBA COMMON NAME: KADAM HEIGHT (MM)= 4000 MIN. TRUNK DIA (MM)=50 HEIGHT FOR MULTI BRANCHING (MM)= 2000 CANOPY DIAMETER (MM)= 1000 | Nos | 3 | 2560 | Approved
The Ramdulari | COMMON INFRASTRUCTURE | Landscaping |  | WO/RP/RP03/17 | JUPITER NURSERY | TERMINALIA MANTLAY | BOTANICAL NAME: TERMINALIA MANTLAY COMMON NAME: MADAGASCAR ALMOND/ UMBRELLA TREE HEIGHT (MM)= 4000 MIN. TRUNK DIA (MM)=25 HEIGHT FOR MULTI BRANCHING (MM)= 2000 CANOPY DIAMETER (MM)= 1000 | Nos | 9 | 3020 | Approved
The Ramdulari | COMMON INFRASTRUCTURE | Landscaping |  | WO/RP/RP03/17 | JUPITER NURSERY | BOTTLEBRUSH | BOTANICAL NAME: BOTTLEBRUSH COMMON NAME: CALLISTEMON HEIGHT (MM)= 3000 MIN. TRUNK DIA (MM)=25 HEIGHT FOR MULTI BRANCHING (MM)= 2000 CANOPY DIAMETER (MM)= 1000 | Nos | 2 | 2245 | Approved
The Ramdulari | COMMON INFRASTRUCTURE | Landscaping |  | WO/RP/RP03/17 | JUPITER NURSERY | Charges for supply of proposed Palm Tree | Charges for supply of proposed Palm Trees at required location as per approved drawing, specification and direction of EIC. Location: Ground Floor |  | 0 | 0 | Approved
The Ramdulari | COMMON INFRASTRUCTURE | Landscaping |  | WO/RP/RP03/17 | JUPITER NURSERY | WOODYETIA BIFURCATA | BOTANICAL NAME: WOODYETIA BIFURCATA COMMON NAME: FOXTAIL PALM HEIGHT (MM)=2500 MIN. TRUNK DIA (MM)=75 NUMBER OF FRONDS: 7 | Nos | 34 | 1640 | Approved
The Ramdulari | COMMON INFRASTRUCTURE | Landscaping |  | WO/RP/RP03/17 | JUPITER NURSERY | ROYSTONEA REGIA | BOTANICAL NAME: ROYSTONEA REGIA COMMON NAME: ROYAL PALM HEIGHT (MM)=3000 MIN. TRUNK DIA (MM)=75 NUMBER OF FRONDS: 7 | Nos | 7 | 1456 | Approved
The Soul, Rajarhat | BLOCK | Electrical | External Electrical | WO/HR01/BOK01/105 | A B S Enterprise | Light point wiring | Providing and installation of Light point wiring at different area including supply of PVC conduit & accessories as per drawing and direction of Engineer in-charge. Light, wire/cable, switches and Modular Box will be supplied by client. | Nos | 8 | 285 | Approved
The Soul, Rajarhat | BLOCK | Electrical | External Electrical | WO/HR01/BOK01/105 | A B S Enterprise | Installation, Testing , Commissioning | Installation, Testing , Commissioning of following type of light fixture with lamp including supply of all consumable materials like anchor fastner, nut, Bolt, Screw, PVC tape, etc by the contractor, as per drawing and direction of Engineer in-charge as required to complete in all respect. |  | 0 | 0 | Amended & Approved
The Soul, Rajarhat | BLOCK | Electrical | External Electrical | WO/HR01/BOK01/105 | A B S Enterprise | i) Bollard Light (450 MM Height)(Foundation & associated civil works are excluded.) | i) Bollard Light (450 MM Height)(Foundation & associated civil works are excluded.) | Nos | 40 | 385 | Approved
The Soul, Rajarhat | BLOCK | Electrical | External Electrical | WO/HR01/BOK01/105 | A B S Enterprise | ii) 6 Mtr.Long Polar Light post Fixture(Foundation & associated civil works are excluded.) | ii) 6 Mtr.Long Polar Light post Fixture(Foundation & associated civil works are excluded.) | Nos | 25 | 1100 | Approved
The Soul, Rajarhat | BLOCK | Electrical | External Electrical | WO/HR01/BOK01/105 | A B S Enterprise | iii) 4 Mtr.Long Polar Light post Fixture(Foundation & associated civil works are excluded.) | iii) 4 Mtr.Long Polar Light post Fixture(Foundation & associated civil works are excluded.) | Nos | 6 | 1000 | Approved
The Soul, Rajarhat | BLOCK | Electrical | External Electrical | WO/HR01/BOK01/105 | A B S Enterprise | iv) Spike Light | iv) Spike Light | Nos | 192 | 85 | Approved
The Soul, Rajarhat | BLOCK | Electrical | External Electrical | WO/HR01/BOK01/105 | A B S Enterprise | single pole / three pole and neutral, double door MCB Distribution Board | Installation, Testing , Commissioning of following sizes of single pole / three pole and neutral, double door MCB Distribution Board in sheet steel, 240 / 415 V, on surface / recess, complete with tinned copper bus bar, neutral bus bar, earth bar, din bar, interconnections including dressing, earthing etc. to complete all respect as required. |  | 0 | 0 | Approved
The Soul, Rajarhat | BLOCK | Electrical | External Electrical | WO/HR01/BOK01/105 | A B S Enterprise | i) 6 way VTPN DB Horizontal type. | i) 6 way VTPN DB Horizontal type. | Nos | 1 | 950 | Approved
The Soul, Rajarhat | BLOCK | Electrical | External Electrical | WO/HR01/BOK01/105 | A B S Enterprise | iv) 4 way TPN DB Horizontal type(outdoor). | iv) 4 way TPN DB Horizontal type(outdoor). | Nos | 4 | 550 | Approved
The Ramdulari | COMMON INFRASTRUCTURE | Landscaping |  | WO/RP/RP03/17 | JUPITER NURSERY | Charges for supply of proposed Large Shrubs | Charges for supply of proposed Large Shrubs at required location as per approved drawing, specification and direction of EIC. Location: Ground Floor |  | 0 | 0 | Approved
The Ramdulari | COMMON INFRASTRUCTURE | Landscaping |  | WO/RP/RP03/17 | JUPITER NURSERY | FICUS BENJAMINA | BOTANICAL NAME: FICUS BENJAMINA COMMON NAME: WEEPING FIG HEIGHT (MM)=2500 SPREAD DIAMETER (MM)=1000 | Nos | 75 | 990 | Approved
The Soul, Rajarhat | BLOCK | Electrical | External Electrical | WO/HR01/BOK01/105 | A B S Enterprise | 1.1 KV grade PVC / XLPE | Receiving & Laying of following size of 1.1 KV grade PVC / XLPE insulated and sheathed armoured/unarmoured power cable in existing trench /undergroud/ pipe / conduit etc. as required to complete in all respect. |  | 0 | 0 | Approved
The Soul, Rajarhat | BLOCK | Electrical | External Electrical | WO/HR01/BOK01/105 | A B S Enterprise | i) 3C x 2.5 sq.mm. Copper Armoured cable | i) 3C x 2.5 sq.mm. Copper Armoured cable | Mtrs. | 1148 | 12 | Approved
The Soul, Rajarhat | BLOCK | Electrical | External Electrical | WO/HR01/BOK01/105 | A B S Enterprise | ii) 3C x 1.5 sq.mm. Copper Armoured cable | ii) 3C x 1.5 sq.mm. Copper Armoured cable | Mtrs. | 1879 | 12 | Approved
The Soul, Rajarhat | BLOCK | Electrical | External Electrical | WO/HR01/BOK01/105 | A B S Enterprise | iii) 4C x 10.0 sq.mm. Aluminium Armoured cable | iii) 4C x 10.0 sq.mm. Aluminium Armoured cable | Mtrs. | 28 | 16 | Approved
The Soul, Rajarhat | BLOCK | Electrical | External Electrical | WO/HR01/BOK01/105 | A B S Enterprise | iv) 4C x 16.0 sq.mm. Aluminium Armoured cable | iv) 4C x 16.0 sq.mm. Aluminium Armoured cable | Mtrs. | 76 | 35 | Approved
The Soul, Rajarhat | BLOCK | Electrical | External Electrical | WO/HR01/BOK01/105 | A B S Enterprise | DC brass compression gland and aluminium crimping type lugs | Supply & Making end termination with DC brass compression gland and aluminium crimping type lugs of following size PVC insulated & sheathedAL/CU conductor cable complete as required to complete in all respect. Extra holes made in gland plate to be closed by the contractor w/o any cost. |  | 0 | 0 | Approved
The Soul, Rajarhat | BLOCK | Electrical | External Electrical | WO/HR01/BOK01/105 | A B S Enterprise | i) 3C x 2.5 sq.mm. Copper Armoured cable ( PVC/Brass Gland | i) 3C x 2.5 sq.mm. Copper Armoured cable ( PVC/Brass Gland | Nos | 16 | 110 | Approved
The Soul, Rajarhat | BLOCK | Electrical | External Electrical | WO/HR01/BOK01/105 | A B S Enterprise | ii) 3C x 1.5 sq.mm. Copper Armoured cable (PVC/ Brass Gland) | ii) 3C x 1.5 sq.mm. Copper Armoured cable (PVC/ Brass Gland) | Nos | 20 | 110 | Approved
The Soul, Rajarhat | BLOCK | Electrical | External Electrical | WO/HR01/BOK01/105 | A B S Enterprise | iii) 4C x 10.0 sq.mm. Aluminium Armoured cable | iii) 4C x 10.0 sq.mm. Aluminium Armoured cable | Nos | 8 | 125 | Approved
The Soul, Rajarhat | BLOCK | Electrical | External Electrical | WO/HR01/BOK01/105 | A B S Enterprise | iv) 4C x 16.0 sq.mm. Aluminium Armoured cable | iv) 4C x 16.0 sq.mm. Aluminium Armoured cable | Nos | 2 | 150 | Approved
The Soul, Rajarhat | BLOCK | Electrical | External Electrical | WO/HR01/BOK01/105 | A B S Enterprise | Earthing | Supply and installation of 12mm dia 1.2 mtr GI earth spike including supply of 8 SWG GI earth wire , Nut ,bolt, washer etc for pole light earthing to comple in all respect as required as per drawing and direction of engineer in charge. | Nos | 31 | 800 | Approved
The Soul, Rajarhat | BLOCK | Electrical | External Electrical | WO/HR01/BOK01/105 | A B S Enterprise | MMS PVC conduit | Supply and Laying of following sizes PVC rigid conduit with all accessories at ceiling / in recess/ surface/under ground etc for Landscape light to complete in all respect as per drawing and direction of Engineer in-charge. (out door type waterproof Junction Box supplied by Client only) |  | 0 | 0 | Amended & Approved
The Soul, Rajarhat | BLOCK | Electrical | External Electrical | WO/HR01/BOK01/105 | A B S Enterprise | i) 20 mm dia, MMS PVC conduit | i) 20 mm dia, MMS PVC conduit | Mtrs. | 320 | 25 | Approved
The Ramdulari | PRE-CONSTRUCTION PHASE | Electrical | Infrastructure - Electrical & construction power | WO/RP/RP01/11 | A B S Enterprise | Extra Item | Extra Item |  | 0 | 0 | Approved
The Ramdulari | PRE-CONSTRUCTION PHASE | Electrical | Infrastructure - Electrical & construction power | WO/RP/RP01/11 | A B S Enterprise | Dismantling of existing cable & laying | Dismantling existing cable & Laying of 3.5 C X 70 Sqmm 1.1 KV grade PVC / XLPE insulated and sheathed power cable on wall by saddling, including supply of GI saddle, screw etc as required to complete in all respect . | Mtrs. | 78 | 85 | Approved
The Ramdulari | PRE-CONSTRUCTION PHASE | Electrical | Infrastructure - Electrical & construction power | WO/RP/RP01/11 | A B S Enterprise | Laying of 3.5 C X 35 Sqmm | Laying of 3.5 C X 35 Sqmm 1.1 KV grade PVC / XLPE insulated and sheathed power cable on wall by saddling, including supply of GI saddle, screw etc as required to complete in all respect . | Mtrs. | 140 | 55 | Approved
The Ramdulari | PRE-CONSTRUCTION PHASE | Electrical | Infrastructure - Electrical & construction power | WO/RP/RP01/11 | A B S Enterprise | Supply & Making end termination | Supply & Making end termination with DC brass compression gland and aluminium crimping type lugs of 3.5 C X 70 sqmm XLPE/PVC insulated & sheathedAL/CU conductor cable complete as required to complete in all respect. | Nos | 3 | 280 | Approved
The Ramdulari | PRE-CONSTRUCTION PHASE | Electrical | Infrastructure - Electrical & construction power | WO/RP/RP01/11 | A B S Enterprise | Supply & Making end termination | Supply & Making end termination with DC brass compression gland and aluminium crimping type lugs of 3.5 C X 35 sqmm XLPE/PVC insulated & sheathed AL/CU conductor cable complete as required to complete in all respect. | Nos | 1 | 200 | Approved
The Ramdulari | PRE-CONSTRUCTION PHASE | Electrical | Infrastructure - Electrical & construction power | WO/RP/RP01/11 | A B S Enterprise | Supply & Making jointing | Supply & Making jointing with aluminium straight socket crimping of 3.5 C X 70 sqmm XLPE/PVC insulated & sheathed AL/CU conductor cable complete as required to complete in all respect. | Nos | 1 | 500 | Approved
The Soul, Rajarhat | BLOCK | Electrical | External Electrical | WO/HR01/BOK01/105 | A B S Enterprise | JB fixing | Receiving & Installation, Testing and Commissioning of following size of waterproof JB fixing on surface complete/ Recess in all respect as per drawing and direction of EIC | Nos | 16 | 110 | Approved
Primarc Chambers | MARKETING | Site Branding |  | WO/PCH/PC03/37 | INFOSIGN SYSTEMS PVT. LTD. | Non-Illuminated display signage | Supply & Install of Non-Illuminated Display Signage for Primarc Chambers. (Size: 3ft x 2ft) | Set | 1 | 3800 | Approved
SOUTHWINDS PROJECT LLP (PHASE - III & IV) | COMMON INFRASTRUCTURE - PHASE III & IV | Window and Glazing | Main Gate & Security Room | WO/SP34/CI34/27 | Hindustan Aluminium Works | Window | Providing and Labour charges for fixing of Aluminum Window at Security room at gate-3 & near Block-05 |  | 0 |  | Approved
SOUTHWINDS PROJECT LLP (PHASE - III & IV) | COMMON INFRASTRUCTURE - PHASE III & IV | Window and Glazing | Main Gate & Security Room | WO/SP34/CI34/98 | HINDUSTAN ALUMINIUM WORKS | Window | Providing and Labour charges for fixing of Aluminum Window at Security room at gate-3 & near Block-05 |  | 0 | 0 | Approved
SOUTHWINDS PROJECT LLP (PHASE - III & IV) | COMMON INFRASTRUCTURE - PHASE III & IV | Window and Glazing | Main Gate & Security Room | WO/SP34/CI34/27 | Hindustan Aluminium Works | Aluminium Fixed Glazed "L" Shaped Window | Providing and Fixing of Aluminium Fixed Glazed "L" Shaped Window at Security Room Gate 3 including all fitting and fixture at all level as per drawing and direction of Engineer-in-Charge. i. (1500 X1245) "L" Shaped Fixed Glazed Window. Details specification is attached in Annexure - I. | Sq.Ft. | 0 |  | Approved
SOUTHWINDS PROJECT LLP (PHASE - III & IV) | COMMON INFRASTRUCTURE - PHASE III & IV | Window and Glazing | Main Gate & Security Room | WO/SP34/CI34/98 | HINDUSTAN ALUMINIUM WORKS | Aluminium Fixed Glazed "L" Shaped Window | Providing and Fixing of Aluminium Fixed Glazed "L" Shaped Window at Security Room Gate 3 including all fitting and fixture at all level as per drawing and direction of Engineer-in-Charge. i. (1500 X1245) "L" Shaped Fixed Glazed Window. Details specification is attached in Annexure - I. | Sq.Ft. | 20.102 | 465 | Approved
SOUTHWINDS PROJECT LLP (PHASE - III & IV) | COMMON INFRASTRUCTURE - PHASE III & IV | Window and Glazing | Main Gate & Security Room | WO/SP34/CI34/98 | HINDUSTAN ALUMINIUM WORKS | Aluminium Vertical Sliding Window | Providing and Fixing of Aluminium Vertical Sliding Window with glass at Security Room Gate 3 including all fitting and fixture at all level as per drawing and direction of Engineer-in-Charge. i. (825 X1245) . Details specification is attached in Annexure - I. | Sq.Ft. | 11.056 | 465 | Approved
SOUTHWINDS PROJECT LLP (PHASE - III & IV) | COMMON INFRASTRUCTURE - PHASE III & IV | Window and Glazing | Main Gate & Security Room | WO/SP34/CI34/27 | Hindustan Aluminium Works | Aluminium Vertical Sliding Window | Providing and Fixing of Aluminium Vertical Sliding Window with glass at Security Room Gate 3 including all fitting and fixture at all level as per drawing and direction of Engineer-in-Charge. i. (825 X1245) . Details specification is attached in Annexure - I. | Sq.Ft. | 0 |  | Approved
SOUTHWINDS PROJECT LLP (PHASE - III & IV) | COMMON INFRASTRUCTURE - PHASE III & IV | Window and Glazing | Main Gate & Security Room | WO/SP34/CI34/98 | HINDUSTAN ALUMINIUM WORKS | Aluminium Vertical Sliding Window | Providing and Fixing of Aluminium Vertical Sliding Window with glass at Security Room Gate 3 including all fitting and fixture at all level as per drawing and direction of Engineer-in-Charge. i. (550 X1245) . Details specification is attached in Annexure - I. | Sq.Ft. | 7.371 | 465 | Approved
SOUTHWINDS PROJECT LLP (PHASE - III & IV) | COMMON INFRASTRUCTURE - PHASE III & IV | Window and Glazing | Main Gate & Security Room | WO/SP34/CI34/27 | Hindustan Aluminium Works | Aluminium Vertical Sliding Window | Providing and Fixing of Aluminium Vertical Sliding Window with glass at Security Room Gate 3 including all fitting and fixture at all level as per drawing and direction of Engineer-in-Charge. i. (550 X1245) . Details specification is attached in Annexure - I. | Sq.Ft. | 0 |  | Approved
SOUTHWINDS PROJECT LLP (PHASE - III & IV) | COMMON INFRASTRUCTURE - PHASE III & IV | Window and Glazing | Main Gate & Security Room | WO/SP34/CI34/27 | Hindustan Aluminium Works | Aluminium Vertical Sliding Window | Providing and Fixing of Aluminium Vertical Sliding Window with glass at Security Room Near Block-5 including all fitting and fixture at all level as per drawing and direction of Engineer-in-Charge. i. (1250 X1200) . Details specification is attached in Annexure - I. | Sq.Ft. | 0 |  | Approved
SOUTHWINDS PROJECT LLP (PHASE - III & IV) | COMMON INFRASTRUCTURE - PHASE III & IV | Window and Glazing | Main Gate & Security Room | WO/SP34/CI34/98 | HINDUSTAN ALUMINIUM WORKS | Aluminium Vertical Sliding Window | Providing and Fixing of Aluminium Vertical Sliding Window with glass at Security Room Near Block-5 including all fitting and fixture at all level as per drawing and direction of Engineer-in-Charge. i. (1250 X1200) . Details specification is attached in Annexure - I. | Sq.Ft. | 32.292 | 465 | Approved
SOUTHWINDS PROJECT LLP (PHASE - III & IV) | MARKETING PHASE - III & IV | Model Expenses |  | WO/SP34/MA34/2 | Sen & Associates | Charges for Supply & Making of Model | Charges for Supply & Making of Model for 5 nos Block ( Bl-13,14,15,16 & MLCP) with Acrylic sheet, Aluminum wire and the material suitable for the model inclusive all materials & Block to be fixed on existing South winds Model Base at South winds Marketing Office Scale - 1 : 200 Illumination - It will be made electrically. | Lump Sum | 1 | 350000 | Approved
The Soul, Rajarhat | BLOCK | Civil | Sub & Super Structure Work | WO/HR01/BOK01/106 | SAMRUL SAIKH | Scaffolding charges | Labour charges for scaffolding and Dismantling work of the same as per drawing and direction of EIC | Cum. | 3721 | 30 | Approved
The Soul, Rajarhat | BLOCK | Civil | Sub & Super Structure Work | WO/HR01/BOK01/106 | SAMRUL SAIKH | Misc. Work | Charges for loading Unloading and Misc. Work as per direction of EIC | cum | 3721 | 1.8 | Approved
SOUTHWINDS PROJECT LLP (PHASE - III & IV) | PRE-CONSTRUCTION PHASE - III & IV | Site Office | Civil and Finishing Work of Site Office | WO/SP34/PC34/11 | ZAFAR SALIM | Shifting of porta cabin | Charges for Loading , Shifting, carrying & unloading of porta cabin 20' x 10' from The Soul site to South winds site including using all T & P , providing operator , diesel etc for completing the job as per direction of EIC. |  | 0 | 0 | Approved
SOUTHWINDS PROJECT LLP (PHASE - III & IV) | PRE-CONSTRUCTION PHASE - III & IV | Site Office | Civil and Finishing Work of Site Office | WO/SP34/PC34/11 | ZAFAR SALIM | trailer truck | Charges for hiring of trailer including operator & diesel | Nos | 1 | 12000 | Approved
SOUTHWINDS PROJECT LLP (PHASE - III & IV) | PRE-CONSTRUCTION PHASE - III & IV | Site Office | Civil and Finishing Work of Site Office | WO/SP34/PC34/11 | ZAFAR SALIM | Hydra-loading | Charges for hiring of Hydra for loading including operator & diesel | Nos | 1 | 2500 | Approved
SOUTHWINDS PROJECT LLP (PHASE - III & IV) | PRE-CONSTRUCTION PHASE - III & IV | Site Office | Civil and Finishing Work of Site Office | WO/SP34/PC34/11 | ZAFAR SALIM | Hydra-unloading | Charges for hiring of Hydra for unloading including operator & diesel | Nos | 1 | 5000 | Approved
The Ramdulari | PRE-CONSTRUCTION PHASE | Mechanical Equipment |  | WO/RP/RP01/24 | T- RMC Pvt. Ltd. | Hire charges for Concrete Pump (model:Putzmeister) | Hire charges of Concrete Pump , Model: 1405 (Putzmeister) including operator & Fitter with 100 mtr Pipeline Material complete set including supply of all tools & tackles. | Months | 3 | 158000 | Approved
SOUTHWINDS PROJECT LLP (PHASE - III & IV) | PRE-CONSTRUCTION PHASE - III & IV | Borewell Installation |  | WO/SP34/PC34/14 | D.S.P Pumps | 3 HP Submersible Pump Repairing, Withdrawing & Installation | 3 HP Submersible Pump Repairing, Withdrawing & Installation as per direction of EIC. |  | 0 | 0 | Approved
SOUTHWINDS PROJECT LLP (PHASE - III & IV) | PRE-CONSTRUCTION PHASE - III & IV | Borewell Installation |  | WO/SP34/PC34/14 | D.S.P Pumps | Withdrawing Defective Submersible Pump Motor Set | Labour charges for withdrawing defective submersible pump motor set as per direction of Engineer-in-Charge. | Lump Sum | 1 | 1900 | Approved
SOUTHWINDS PROJECT LLP (PHASE - III & IV) | PRE-CONSTRUCTION PHASE - III & IV | Borewell Installation |  | WO/SP34/PC34/14 | D.S.P Pumps | Installation Hiring Pump Motor Set | Labour charges for installation hiring submersible pump motor set as per direction of Engineer-in-Charge. | Lump Sum | 1 | 1900 | Approved
SOUTHWINDS PROJECT LLP (PHASE - III & IV) | PRE-CONSTRUCTION PHASE - III & IV | Borewell Installation |  | WO/SP34/PC34/14 | D.S.P Pumps | Withdrawing Hiring Submersible Pump Motor Set | Labour charges for withdrawing hiring submersible pump motor set as per direction of Engineer-in-Charge. | Lump Sum | 1 | 1900 | Approved
SOUTHWINDS PROJECT LLP (PHASE - III & IV) | PRE-CONSTRUCTION PHASE - III & IV | Borewell Installation |  | WO/SP34/PC34/14 | D.S.P Pumps | Installation of Repair Pump Motor Set | Labour charges for installation of repair pump motor set as per direction of Engineer-in-Charge. | Lump Sum | 1 | 1900 | Approved
SOUTHWINDS PROJECT LLP (PHASE - III & IV) | PRE-CONSTRUCTION PHASE - III & IV | Borewell Installation |  | WO/SP34/PC34/14 | D.S.P Pumps | Hirinig Charges for Submersible Pump | Hiring charges for submersible pump for 05 days , as per direction of Engineer-in-Charge . | Lump Sum | 1 | 1500 | Approved
SOUTHWINDS PROJECT LLP (PHASE - III & IV) | PRE-CONSTRUCTION PHASE - III & IV | Borewell Installation |  | WO/SP34/PC34/14 | D.S.P Pumps | up and down transportation | Charges for up and down transportation as per direction of Engineer-in-Charge. | Lump Sum | 1 | 400 | Approved
SOUTHWINDS PROJECT LLP (PHASE - III & IV) | PRE-CONSTRUCTION PHASE - III & IV | Borewell Installation |  | WO/SP34/PC34/14 | D.S.P Pumps | Supply & Installation of 2" Syma Socket ( H ) | Supply & Installation of 2" Syma Socket ( H ) as per direction of Engineer-in-Charge . | Nos | 1 | 150 | Approved
The Soul, Rajarhat | BASEMENT WITH PODIUM | Plumbing/Sanitory |  | WO/HR01/BP01/24 | R.M.CO.& PLAMBER | Rain water Outlet and Gardining drainage | Fixing /erection, testing and commissioning of which includes works of Rain water Outlet and Gardining drainage I.S.13592- 1992 (type - B, SWR quality). The scope includes the following works for the above, Groove Cutting, mending good the damages, With all Line including their necessary fittings as Elbows, Tees, Sockets, etc. Waste and Rain Water Line up to Connection Catch Pit / Inspection Chamber.Brick Hole Cutting, RCC Hole Cutting & Repairing by Cement, Sand, Stone Chips (if required Encasing) and Pipe laying and Jointing, Clamping with their necessary fittings as Tees, Elbows, Bend, P/S Trap, Socket etc. with Solvent Cement etc. Pipes, Pipe fittings, Cement, will be supplied by PS Primarc Projects LLP and Other Loose Materials as Screws, Nail, Fastener with bolt, MS Hooks, Solvent Cement, Jute, White Zinc, White Cement, MS Angle / Bracket, MS Saddle Clamp, Sand, Stone Chips will be supplied by Contractor] Testing kit, Tools & tackles will be in contractors scope. |  | 0 | 0 | Approved
The Soul, Rajarhat | BASEMENT WITH PODIUM | Plumbing/Sanitory |  | WO/HR01/BP01/24 | R.M.CO.& PLAMBER | 160mm O.D. | 160mm O.D. | RMT | 929 | 350 | Approved
The Soul, Rajarhat | BASEMENT WITH PODIUM | Plumbing/Sanitory |  | WO/HR01/BP01/24 | R.M.CO.& PLAMBER | 110mm O.D. | 110mm O.D. | RMT | 251 | 280 | Approved
The Soul, Rajarhat | BASEMENT WITH PODIUM | Plumbing/Sanitory |  | WO/HR01/BP01/24 | R.M.CO.& PLAMBER | 80mm O.D. | 80mm O.D. | RMT | 767 | 235 | Approved
The Soul, Rajarhat | BASEMENT WITH PODIUM | Plumbing/Sanitory |  | WO/HR01/BP01/24 | R.M.CO.& PLAMBER | D.I.Jali | Fixing /erection, testing and commissioning D.I.Jali with frame for Storm water of size 300 x 300mm including making proper recessment, grouting with cement mortar 1:1 Anti corrosive painting as approval all complete as per specifications all complete . ( Cement, & D.I.Jali with frame will be supplied by PS Primarc Projects LLP and Other Loose Materials as Sand, Stone Chips will be supplied by Contractor] Testing kit, Tools & tackles will be in contractors scope.) | Nos | 61 | 90 | Approved
The Soul, Rajarhat | BASEMENT WITH PODIUM | Plumbing/Sanitory |  | WO/HR01/BP01/24 | R.M.CO.& PLAMBER | C.P. Brass heavy quality gratings | Fixing /erection, testing and commissioning C.P. Brass heavy quality gratings (3mm thick/SS) for floor drains including making necessary recessment grouting with neat cement all complete to the satisfaction and direction of the of the Engineer-in-charge. (Cp Grattings will be supplied by PS Primarc Projects LLP and Other Loose Materials as Sand, Stone Chips will be supplied by Contractor] Testing kit, Tools & tackles will be in contractors scope. (for Planter Drain) |  | 0 | 0 | Approved
The Soul, Rajarhat | BASEMENT WITH PODIUM | Plumbing/Sanitory |  | WO/HR01/BP01/24 | R.M.CO.& PLAMBER | 150mm round/square | 150mm round/square | Nos | 30 | 80 | Approved
The Soul, Rajarhat | BASEMENT WITH PODIUM | Plumbing/Sanitory |  | WO/HR01/BP01/24 | R.M.CO.& PLAMBER | Ball valves | Fixing /erection, testing and commissioning of brass heavy approved make ball valves screwed type of the following diameters (20 Kg/cm2). (Valve &MTA will be supplied by PS Primarc Projects LLP and Other Loose Materials as , Solvent Cement, Jute, White Zinc, White Cement, MS Angle / Bracket, MS Saddle Clamp,will be supplied by Contractor] Testing kit, Tools & tackles will be in contractors scope.) |  | 0 | 0 | Approved
The Soul, Rajarhat | BASEMENT WITH PODIUM | Plumbing/Sanitory |  | WO/HR01/BP01/24 | R.M.CO.& PLAMBER | 50 mm dia Ball Valve (jakuzzi+feed + swimming pool) | 50 mm dia Ball Valve (jakuzzi+feed + swimming pool) | Nos | 6 | 200 | Approved
The Soul, Rajarhat | BASEMENT WITH PODIUM | Plumbing/Sanitory |  | WO/HR01/BP01/24 | R.M.CO.& PLAMBER | 50mm dia NRV * | 50mm dia NRV * | Nos | 4 | 200 | Approved
The Soul, Rajarhat | BLOCK | Plumbing/Sanitory |  |  |  | G.I. coupling & MS plug | Fixing clean outs consisting of G.I. coupling & MS plug soldered to G.I. pipe and caulked to C.I.pipe all complete to the satisfaction and direction of the of the Engineer-in-charge. |  |  |  | Approved
The Soul, Rajarhat | BLOCK | Plumbing/Sanitory |  |  |  | 150mm dia. | 150mm dia. | Nos |  |  | Approved
The Soul, Rajarhat | BLOCK | Plumbing/Sanitory |  |  |  | 100mm dia. | 100mm dia. | Nos |  |  | Approved
The Soul, Rajarhat | BASEMENT WITH PODIUM | Plumbing/Sanitory |  | WO/HR01/BP01/24 | R.M.CO.& PLAMBER | G.I. coupling & MS plug | Fixing clean outs consisting of G.I. coupling & MS plug soldered to G.I. pipe and caulked to C.I.pipe all complete to the satisfaction and direction of the of the Engineer-in-charge. |  | 0 | 0 | Approved
The Soul, Rajarhat | BASEMENT WITH PODIUM | Plumbing/Sanitory |  | WO/HR01/BP01/24 | R.M.CO.& PLAMBER | 150mm dia. | 150mm dia. | Nos | 1 | 200 | Approved
The Soul, Rajarhat | BASEMENT WITH PODIUM | Plumbing/Sanitory |  | WO/HR01/BP01/24 | R.M.CO.& PLAMBER | 100mm dia. | 100mm dia. | Nos | 6 | 160 | Approved
The Soul, Rajarhat | BASEMENT WITH PODIUM | Plumbing/Sanitory |  | WO/HR01/BP01/24 | R.M.CO.& PLAMBER | WATER SUPPLY PIPES AND FITTINGS ( INTERNAL) | WATER SUPPLY PIPES AND FITTINGS ( INTERNAL) Fitting and fixing ASTMD - 1785, SH 40 including necessary accessories of approved make , specials ( socket, elbow, plug, flanges , union, reducer, tee, short pieces etc ) including making all chases, cutting , rubbing, cleaning and removing durt and finishing all cement morter or cement concrete as the case, pipe joint are to be made with heavy solvent cement. The rates are inclusive cost of labour, in all floors , necessary and testing the line including small scaffolding or stagging are required.NOTE : All pipes are to be fixed with proper Galvanized , U clamp, Structural supports. (Pipe & fittings like socket, elbow, plug, flanges , union, reducer, tee, short pieces etc shall be supplied by PSPLLP and others all material shall be under the scope of contractor.) |  | 0 | 0 | Approved
The Soul, Rajarhat | BASEMENT WITH PODIUM | Plumbing/Sanitory |  | WO/HR01/BP01/24 | R.M.CO.& PLAMBER | 80mm dia. (Treated Water from STP to UGT) | 80mm dia. (Treated Water from STP to UGT) | RMT | 168 | 230 | Approved
The Soul, Rajarhat | BASEMENT WITH PODIUM | Plumbing/Sanitory |  | WO/HR01/BP01/24 | R.M.CO.& PLAMBER | 65mm dia. | 65mm dia. | RMT | 15 | 210 | Approved
The Soul, Rajarhat | BASEMENT WITH PODIUM | Plumbing/Sanitory |  | WO/HR01/BP01/24 | R.M.CO.& PLAMBER | 50mm dia.(Basement Ceiling & Shaft) | 50mm dia.(Basement Ceiling & Shaft) | RMT | 150 | 200 | Approved
The Soul, Rajarhat | BASEMENT WITH PODIUM | Plumbing/Sanitory |  | WO/HR01/BP01/24 | R.M.CO.& PLAMBER | 40mm dia. | 40mm dia. | RMT | 84 | 190 | Approved
The Soul, Rajarhat | BASEMENT WITH PODIUM | Plumbing/Sanitory |  | WO/HR01/BP01/24 | R.M.CO.& PLAMBER | Ball & butterfly valves | Handling,lifting, Fitting, fixing, & testing Brass heavy approved make ball & butterfly valves screwed / flange type of the following diameters (20 Kg/cm2)( Valve & fittings like MTA & Flange flanges , union, shall be supplied by PSPLLP and others all material shall be under the scope of contractor.) |  | 0 | 0 | Approved
The Soul, Rajarhat | BASEMENT WITH PODIUM | Plumbing/Sanitory |  | WO/HR01/BP01/24 | R.M.CO.& PLAMBER | 75mm dia (Butterfly Valve) | 75mm dia (Butterfly Valve) | Nos | 2 | 230 | Approved
The Soul, Rajarhat | BASEMENT WITH PODIUM | Plumbing/Sanitory |  | WO/HR01/BP01/24 | R.M.CO.& PLAMBER | 65mm dia (Butterfly Valve) | 65mm dia (Butterfly Valve) | Nos | 2 | 220 | Approved
The Soul, Rajarhat | BASEMENT WITH PODIUM | Plumbing/Sanitory |  | WO/HR01/BP01/24 | R.M.CO.& PLAMBER | 50mm dia (Ball Valve) | 50mm dia (Ball Valve) | Nos | 6 | 210 | Approved
The Soul, Rajarhat | BASEMENT WITH PODIUM | Plumbing/Sanitory |  | WO/HR01/BP01/24 | R.M.CO.& PLAMBER | 40mm dia (Ball Valve) | 40mm dia (Ball Valve) | Nos | 3 | 205 | Approved
The Soul, Rajarhat | BASEMENT WITH PODIUM | Plumbing/Sanitory |  | WO/HR01/BP01/24 | R.M.CO.& PLAMBER | 32mm dia. (Ball Valve) | 32mm dia. (Ball Valve) | Nos | 2 | 195 | Approved
The Soul, Rajarhat | BASEMENT WITH PODIUM | Plumbing/Sanitory |  | WO/HR01/BP01/24 | R.M.CO.& PLAMBER | 50 mm dia ( NRV) | 50 mm dia ( NRV) | Nos | 4 | 210 | Approved
The Soul, Rajarhat | CLUB | Plumbing/Sanitory |  | WO/HR01/CL07/3 | R.M.CO.& PLAMBER | Storm Pit | Charges for Construction of water tight brick masonry in Storm Pit as per drawing of following sizes using designated brickwork 75mm in cement sand mortar (1:4), 12 mm thick inside plastering work with cement plaster (1:4) finished with a floating coat of neat cement, 12 mm thk. (1:4) plaster at the outside and making channel and benching in cement concrete (1:2:4), RCC cover with 75 mm hole, fixing of heavy type rectangular grating with frame hing type,& 100 mm x 100 mm 2/3/4 nos ci grating requierd at bottam level for water cerculation including painting the grating with three coats of anti corrosive bitumastic paint testing etc. all complete as per specifications and approved drawings. (Only cement, steel ,grating with frame would be supplied by the Employer but subjected to reconciliation). Work to be done as per drawing and direction of EIC |  | 0 | 0 | Approved
The Soul, Rajarhat | CLUB | Plumbing/Sanitory |  | WO/HR01/CL07/3 | R.M.CO.& PLAMBER | Storm Pit 150mm x 150mm | Storm Pit 150mm x 150mm (cover Size - 180 mm x 180 mm ) avg Depth up to 0.600 (RCC cover) | Nos | 64 | 680 | Approved
The Soul, Rajarhat | CLUB | Plumbing/Sanitory |  | WO/HR01/CL07/3 | R.M.CO.& PLAMBER | PVC perforated pipes | Fixing /erection, testing and commissioning of which includes works of Rain water Outlet and Gardining drainage PVC perforated pipes (Perforations of 10mm dia.@ 50mm c/c) agricultural quality of 10 Kg/cm2. The scope includes the following works for the above, Groove Cutting, mending good the damages, With all Line including their necessary fittings as Elbows, Tees, Sockets, etc. Waste and Rain Water Line up to Connection Catch Pit / Inspection Chamber.Brick Hole Cutting, RCC Hole Cutting & Repairing by Cement, Sand, Stone Chips, (if required Encasing) and Pipe laying and Jointing, Clamping with their necessary fittings as Tees, Elbows, Bend, P/S Trap, Socket etc. with Solvent Cement etc. ( Pipes, Pipe fittings, Cement, will be supplied by PS Primarc Projects LLP and Other Loose Materials as Screws, Nail, Fastener with bolt, MS Hooks, Solvent Cement, Jute, White Zinc, White Cement, MS Angle / Bracket, MS Saddle Clamp, Sand, Stone Chips will be supplied by Contractor] Testing kit, Tools & tackles will be in contractors scope.) |  | 0 | 0 | Approved
The Soul, Rajarhat | CLUB | Plumbing/Sanitory |  | WO/HR01/CL07/3 | R.M.CO.& PLAMBER | 80mm dia. | 80mm dia. | RMT | 62 | 235 | Approved
The Soul, Rajarhat | CLUB | Plumbing/Sanitory |  | WO/HR01/CL07/3 | R.M.CO.& PLAMBER | 50mm dia. | 50mm dia. | RMT | 64 | 200 | Approved
The Soul, Rajarhat | CLUB | Plumbing/Sanitory |  | WO/HR01/CL07/3 | R.M.CO.& PLAMBER | Gratings | Fixing /erection, testing and commissioning C.P. Brass heavy quality gratings (3mm thick/SS) for floor drains including making necessary recessment grouting with neat cement all complete to the satisfaction and direction of the of the Engineer-in-charge. (Cp Grattings will be supplied by PS Primarc Projects LLP and Other Loose Materials as Sand, Stone Chips will be supplied by Contractor] Testing kit, Tools & tackles will be in contractors scope. (for Planter Drain) |  | 0 | 0 | Approved
The Soul, Rajarhat | CLUB | Plumbing/Sanitory |  | WO/HR01/CL07/3 | R.M.CO.& PLAMBER | 150mm round/square | 150mm round/square | Nos | 60 | 80 | Approved
The Soul, Rajarhat | CLUB | Plumbing/Sanitory |  | WO/HR01/CL07/3 | R.M.CO.& PLAMBER | SANITARY FIXTURES & FITTINGS | SANITARY FIXTURES & FITTINGS |  | 0 | 0 | Approved
The Soul, Rajarhat | CLUB | Plumbing/Sanitory |  | WO/HR01/CL07/3 | R.M.CO.& PLAMBER | EPWC wall hung se | Handling, lifting, Fitting, fixing, & testing EPWC wall hung set with concealed cistern, seat cover, health faucet, angular, complete with all accessories of approved make, shape and type and all labour charges including cutting holes , grouting with sealing compound etc and necessary materials ( CP connector pipe as required length and dia, CP screw, PVC fastener , applying two coats of synthetic enamel paint of approved colour matched with the sanitary ware etc ) complete in all respect. (CP angular stop cock, health faucet set,epwc,seat cover,conceled cistern shall be supplied by PSPLLP and others all material shall be under the scope of contractor ) | Nos | 19 | 1000 | Approved
The Soul, Rajarhat | CLUB | Plumbing/Sanitory |  | WO/HR01/CL07/3 | R.M.CO.& PLAMBER | wash basin set | Handling, lifting, Fitting, fixing, & testing wash basin set ( approved brand / make ) with Angular stop cock, Basin waste, Bottle trap, basin mixture / pillar cock Anchor fashner all necessary accessories of approved make and shape and type complete, all labour including cutting holes, grouting, joint filling etc and necessary materials including mending good damages and if required painting the brackets with two coats of approved paint complete in all respect.( Wash Basin , CP Bottle-trap, CP Waste, Basin Mixer - Pillar Cock shall be supplied by PSPLLP,others all material shall be under the scope of contractor ) | Nos | 17 | 425 | Approved
The Soul, Rajarhat | CLUB | Plumbing/Sanitory |  | WO/HR01/CL07/3 | R.M.CO.& PLAMBER | wash basin set | Handling, lifting, Fitting, fixing, & testing of wash basin set ( approved brand / make ) with Angular stop cock, Basin waste, Bottle trap, basin mixture / pillar cock Anchor fashner all necessary accessories of approved make and shape and type complete, all labour including cutting holes, grouting, joint filling etc and necessary materials including mending good damages and if required painting the brackets with two coats of approved paint complete in all respect.( Wash Basin , CP Bottle-trap, CP Waste, Basin Mixer - Pillar Cock, Extention nipple shall be supplied by PSPLLP,others all material shall be under the scope of contractor ) | Nos | 4 | 525 | Approved
The Soul, Rajarhat | CLUB | Plumbing/Sanitory |  | WO/HR01/CL07/3 | R.M.CO.& PLAMBER | Divertor | Handling, lifting, Fitting, fixing, & testing of single lever operated Hot & Cold bath mixture divertor with shower arm, shower head, approved brand / make in position including other accessories ( CP wall flange, CP extention pieces ) and necessary charges for cutting holes / chase and making good the same with morter / concrete as require to complete the work as per the direction of in.( single lever divertor, AQUA TURBO 235 MANUAL VALVE, MIXER FOR HANDSHOWER, Wall Outlet , CP Wall Mixer with Shower arm and rose etc shall be supplied by PSPLLP and others all material shall be under the scope of contractor ) | Nos | 10 | 250 | Approved
The Soul, Rajarhat | CLUB | Plumbing/Sanitory |  | WO/HR01/CL07/3 | R.M.CO.& PLAMBER | Urinal | Handling, lifting, Fitting, fixing, & testing of Urinal approved brand / make in position including other accessories CP Angular stop cock, CP waste, CP wall flange, CP extention pieces ,bottle trap, and necessary charges for cutting holes / chase and making good the same with morter / concrete as require to complete the work as per the direction of in-charge. (Angular stop cock,Bottle trap Urinal Set shall be supplied by PSPLLP and others all material shall be under the scope of contractor.) | Nos | 12 | 625 | Approved
The Soul, Rajarhat | CLUB | Plumbing/Sanitory |  | WO/HR01/CL07/3 | R.M.CO.& PLAMBER | urinal divisional plates | Handling, lifting, Fitting, fixing of white vitreous china urinal divisional plates of size 600mm x 300mm including fixing the same with necessary CP Brass screws, all complete as per specification and directions of the Engineer-in-charge. (white vitreous china urinal divisional plates shall be supplied by PSPLLP and others all material shall be under the scope of contractor.) | Nos | 7 | 825 | Approved
The Soul, Rajarhat | CLUB | Plumbing/Sanitory |  | WO/HR01/CL07/3 | R.M.CO.& PLAMBER | stainless steel towel rods | Handling, lifting, Fitting, fixing of 20mm dia. x 600mm long C.P. stainless steel towel rods fixed to wooden plugs with CP screws,brackets,all complete. (20mm dia. x 600mm long C.P. stainless steel towel rods shall be supplied by PSPLLP and others all material shall be under the scope of contractor.) | Nos | 10 | 80 | Approved
The Soul, Rajarhat | CLUB | Plumbing/Sanitory |  | WO/HR01/CL07/3 | R.M.CO.& PLAMBER | soap dish | Handling, lifting, Fitting, fixing of off white vitreous china recessed type soap dish including making the necessary cut-outs for recessing, grouting the soap dish complete (Off white vitreous china recessed type soap dish shall be supplied by PSPLLP and others all material shall be under the scope of contractor.) | Nos | 10 | 70 | Approved
The Soul, Rajarhat | CLUB | Plumbing/Sanitory |  | WO/HR01/CL07/3 | R.M.CO.& PLAMBER | paper holder | Handling, lifting, Fitting, fixing of C.P. open type toilet paper holder recessed type 200 x 150mm, including fixing the same with C.P. screws complete. (Toilet paper holder recessed type 200 x 150mm shall be supplied by PSPLLP and others all material shall be under the scope of contractor.) | Nos | 19 | 70 | Approved
The Soul, Rajarhat | CLUB | Plumbing/Sanitory |  | WO/HR01/CL07/3 | R.M.CO.& PLAMBER | Robe hooks | Handling, lifting, Fitting, fixing of Robe hooks (double) including fixing the same with CP screws complete. (Robe hooks (double) shall be supplied by PSPLLP and others all material shall be under the scope of contractor.) | Nos | 19 | 70 | Approved
The Soul, Rajarhat | CLUB | Plumbing/Sanitory |  | WO/HR01/CL07/3 | R.M.CO.& PLAMBER | Soap dispensor | Handling, lifting, Fitting, fixing of Soap dispensor with sensor type including making the necessary complete.(Robe hooks (double) shall be supplied by PSPLLP and others all material shall be under the scope of contractor.) | Nos | 23 | 70 | Approved
The Soul, Rajarhat | CLUB | Plumbing/Sanitory |  | WO/HR01/CL07/3 | R.M.CO.& PLAMBER | WATER SUPPLY PIPES AND FITTINGS ( INTERNAL) | Fitting and fixing ASTMD - 1785, SH 40 including necessary accessories of approved make , specials ( socket, elbow, plug, flanges , union, reducer, tee, short pieces etc ) including making all chases, cutting , rubbing, cleaning and removing durt and finishing all cement morter or cement concrete as the case, pipe joint are to be made with heavy solvent cement. The rates are inclusive cost of labour, in all floors , necessary and testing the line including small scaffolding or stagging are required.NOTE : All pipes are to be fixed with proper Galvanized , U clamp, Structural supports. (Pipe & fittings like socket, elbow, plug, flanges , union, reducer, tee, short pieces etc shall be supplied by PSPLLP and others all material shall be under the scope of contractor.) |  | 0 | 0 | Approved
The Soul, Rajarhat | CLUB | Plumbing/Sanitory |  | WO/HR01/CL07/3 | R.M.CO.& PLAMBER | 50mm dia.(Basement Ceiling & Shaft) | 50mm dia.(Basement Ceiling & Shaft) | RMT | 40 | 200 | Approved
The Soul, Rajarhat | CLUB | Plumbing/Sanitory |  | WO/HR01/CL07/3 | R.M.CO.& PLAMBER | 40mm dia. | 40mm dia. | RMT | 70 | 190 | Approved
The Soul, Rajarhat | CLUB | Plumbing/Sanitory |  | WO/HR01/CL07/3 | R.M.CO.& PLAMBER | 32mm dia. | 32mm dia. | RMT | 40 | 185 | Approved
The Soul, Rajarhat | CLUB | Plumbing/Sanitory |  | WO/HR01/CL07/3 | R.M.CO.& PLAMBER | 25mm dia. | 25mm dia. | RMT | 74 | 175 | Approved
The Soul, Rajarhat | CLUB | Plumbing/Sanitory |  | WO/HR01/CL07/3 | R.M.CO.& PLAMBER | WATER SUPPLY PIPES AND FITTINGS ( INTERNAL) | Handling,lifting, Fitting, fixing, & testing CPVC pipe and Fittings SDR- 11 class pipes confirming to ASTN-DIN 2846 of approve make as per manufacturers prescribed methodology, including providing similar make & grade of CPVC fittings / specials like Tee, Elbow, Union, Socket, plug, plain & brass threaded fittings i/c fixing the pipe with CI hook at 1.00 m spacing including chases cutting in wall mending good the damages by filling the same with PCC (1:2:4) with chicken wire mesh where ever required complete in all respect with necessary scaffolding / staging arrangement .(Pipe & fittings like socket, elbow, plug, flanges , union, reducer, tee, short pieces etc shall be supplied by PSPLLP and others all material shall be under the scope of contractor.) |  | 0 | 0 | Approved
The Soul, Rajarhat | CLUB | Plumbing/Sanitory |  | WO/HR01/CL07/3 | R.M.CO.& PLAMBER | 20mm dia. | 20mm dia. | RMT | 220 | 180 | Approved
The Soul, Rajarhat | CLUB | Plumbing/Sanitory |  | WO/HR01/CL07/3 | R.M.CO.& PLAMBER | Ball & butterfly valves | Handling,lifting, Fitting, fixing, & testing Brass heavy approved make ball & butterfly valves screwed / flange type of the following diameters (20 Kg/cm2)( Valve & fittings like MTA & Flange flanges , union, shall be supplied by PSPLLP and others all material shall be under the scope of contractor.) |  | 0 | 0 | Approved
The Soul, Rajarhat | CLUB | Plumbing/Sanitory |  | WO/HR01/CL07/3 | R.M.CO.& PLAMBER | 50mm dia (Ball Valve) | 50mm dia (Ball Valve) | Nos | 5 | 210 | Approved
The Soul, Rajarhat | CLUB | Plumbing/Sanitory |  | WO/HR01/CL07/3 | R.M.CO.& PLAMBER | 40mm dia (Ball Valve) | 40mm dia (Ball Valve) | Nos | 2 | 205 | Approved
The Soul, Rajarhat | CLUB | Plumbing/Sanitory |  | WO/HR01/CL07/3 | R.M.CO.& PLAMBER | 32mm dia. (Ball Valve) | 32mm dia. (Ball Valve) | Nos | 2 | 195 | Approved
The Soul, Rajarhat | CLUB | Plumbing/Sanitory |  | WO/HR01/CL07/3 | R.M.CO.& PLAMBER | 25mm dia. (Ball Valve) | 25mm dia. (Ball Valve) | Nos | 6 | 190 | Approved
The Soul, Rajarhat | CLUB | Plumbing/Sanitory |  | WO/HR01/CL07/3 | R.M.CO.& PLAMBER | 20mm dia. (Ball Valve) | 20mm dia. (Ball Valve) | Nos | 2 | 185 | Approved
The Soul, Rajarhat | CLUB | Plumbing/Sanitory |  | WO/HR01/CL07/3 | R.M.CO.& PLAMBER | 15mm dia. (Ball Valve) | 15mm dia. (Ball Valve) | Nos | 8 | 180 | Approved
The Soul, Rajarhat | CLUB | Plumbing/Sanitory |  | WO/HR01/CL07/3 | R.M.CO.& PLAMBER | 20 mm dia (ARV) | 20 mm dia (ARV) | Nos | 8 | 185 | Approved
The Soul, Rajarhat | CLUB | Plumbing/Sanitory |  | WO/HR01/CL07/3 | R.M.CO.& PLAMBER | 40 mm dia ( Ball cock) | 40 mm dia ( Ball cock) | Nos | 4 | 205 | Approved
The Soul, Rajarhat | CLUB | Plumbing/Sanitory |  | WO/HR01/CL07/3 | R.M.CO.& PLAMBER | Mosquito proof grating | Fixing brass screwed/flanged type mosquito proof grating for under ground suction tank, over flow and vent of the following diameters. |  | 0 | 0 | Approved
The Soul, Rajarhat | CLUB | Plumbing/Sanitory |  | WO/HR01/CL07/3 | R.M.CO.& PLAMBER | 65mm dia. | 65mm dia. | Nos | 10 | 80 | Approved
The Soul, Rajarhat | CLUB | Plumbing/Sanitory |  | WO/HR01/CL07/3 | R.M.CO.& PLAMBER | 20mm dia. | 20mm dia. | Nos | 8 | 60 | Approved
The Soul, Rajarhat | CLUB | Plumbing/Sanitory |  | WO/HR01/CL07/3 | R.M.CO.& PLAMBER | SOIL,WASTE, VENT, ANTISY-PHONAGE AND INTERNAL DRAINAGE PIPES & FITTINGS | Handling,lifting, Fitting, fixing, & testing of uPVC pipe ( IS : 13592 ,Type - B ) of various dia in perfect allingment and slope as shown in drawing complete with all type of fittings ( Tee, bend, elbow,coupler, reducer, necessary specials such as MS with hot galvanized supports, clamp, SS Screw with washer for anchore fastner etc) as required jointed with heavy duty solvent cement, elestromeric ring as per manufactures specification including cutting holes in floor and wall , cutting chases and filling the same with PCC and then cement mortet ( chicken wire mesh as per requirement shall be provided where ever required )(if required Encasing) making good the same. ( Pipes, Pipe fittings, Cement, will be supplied by PS Primarc Projects LLP and Other Loose Materials as Screws, Nail, Fastener with bolt, MS Hooks, Solvent Cement, Jute, White Zinc, White Cement, MS Angle / Bracket, MS Saddle Clamp, Sand, Stone Chips will be supplied by Contractor] Testing kit, Tools & tackles will be in contractors scope.) |  | 0 | 0 | Approved
The Soul, Rajarhat | CLUB | Plumbing/Sanitory |  | WO/HR01/CL07/3 | R.M.CO.& PLAMBER | 110mm O.D. | 110mm O.D. | RMT | 190 | 280 | Approved
The Soul, Rajarhat | CLUB | Plumbing/Sanitory |  | WO/HR01/CL07/3 | R.M.CO.& PLAMBER | 80mm O.D. | 80mm O.D. | RMT | 175 | 235 | Approved
The Soul, Rajarhat | CLUB | Plumbing/Sanitory |  | WO/HR01/CL07/3 | R.M.CO.& PLAMBER | SOIL,WASTE, VENT, ANTISY-PHONAGE AND INTERNAL DRAINAGE PIPES & FITTINGS | Handling,lifting, Fitting, fixing, & testing of uPVC pipe I.S.4985 (Agricalture type,4 kg/cm2) of various dia in perfect allingment and slope as shown in drawing complete with all type of fittings ( Tee,elbow, coupler, necessary specials such as MS with hot galvanized supports, clamp, SS Screw with washer for anchore fastner etc) as required jointed with heavy duty solvent cement, elestromeric ring as per manufactures specification including cutting holes in floor and wall , cutting chases and filling the same with PCC and then cement mortet ( chicken wire mesh as per requirement shall be provided where ever required ) making good the same. ( Pipes, Pipe fittings, Cement, will be supplied by PS Primarc Projects LLP and Other Loose Materials as Screws, Nail, Fastener with bolt, MS Hooks, Solvent Cement, Jute, White Zinc, White Cement, MS Angle / Bracket, MS Saddle Clamp, Sand, Stone Chips will be supplied by Contractor] Testing kit, Tools & tackles will be in contractors scope.) |  | 0 | 0 | Approved
The Soul, Rajarhat | CLUB | Plumbing/Sanitory |  | WO/HR01/CL07/3 | R.M.CO.& PLAMBER | 40mm dia. Kitchen) | 40mm dia. Kitchen) | RMT | 35 | 200 | Approved
The Soul, Rajarhat | CLUB | Plumbing/Sanitory |  | WO/HR01/CL07/3 | R.M.CO.& PLAMBER | 50mm dia. (for Urinal) | 50mm dia. (for Urinal) | RMT | 20 | 205 | Approved
The Soul, Rajarhat | CLUB | Plumbing/Sanitory |  | WO/HR01/CL07/3 | R.M.CO.& PLAMBER | Gratings | Fixing C.P. Brass heavy quality gratings (3mm thick/SS) for floor drains including making necessary recessment grouting with neat cement all complete to the satisfaction and direction of the of the Engineer-in-charge. |  | 0 | 0 | Approved
The Soul, Rajarhat | CLUB | Plumbing/Sanitory |  | WO/HR01/CL07/3 | R.M.CO.& PLAMBER | 150mm round/square | 150mm round/square | Nos | 34 | 90 | Approved
The Soul, Rajarhat | CLUB | Plumbing/Sanitory |  | WO/HR01/CL07/3 | R.M.CO.& PLAMBER | End caps | Fixing clean outs consisting of PVC threaded end caps coupled to tail piece by solvent cement joints all complete to the satisfaction and direction of the of the Engineer-in-charge. |  | 0 | 0 | Approved
The Soul, Rajarhat | CLUB | Plumbing/Sanitory |  | WO/HR01/CL07/3 | R.M.CO.& PLAMBER | 110mm dia. | 110mm dia. | Nos | 8 | 70 | Approved
The Soul, Rajarhat | CLUB | Plumbing/Sanitory |  | WO/HR01/CL07/3 | R.M.CO.& PLAMBER | 160mm dia. | 160mm dia. | Nos | 8 | 80 | Approved
The Soul, Rajarhat | BLOCK | Borewell Installation |  | WO/HR01/BOK01/107 | D.S.P Pumps | 140 m Borewell Installation | 140 m Borewell Installation: Labour Charges for installation of 8"X6"mm dia PVC Borewell of depth 140 mtrs : i) Structural Fittings ii) Pilot Boring & Sand Testing. iii) Boaring, Sinking & Lowering iv) Fitting pipe strainer & bottom plug. v) Development with air compressor. iv) Transportation tools. v) Installation pump motor set vi) Gravel 3/16 size, cow dung, Bentonite powder & Transportation Including Electrologing charges | Lump Sum | 1 | 100000 | Approved
The Soul, Rajarhat | BLOCK | Borewell Installation |  | WO/HR01/BOK01/107 | D.S.P Pumps | Water Testing | Water Testing: Charges for Water Testing (Chemical & Bacteriological) | Nos | 1 | 4000 | Approved
The Soul, Rajarhat | BLOCK | Plumbing/Sanitory | External Plumbing | WO/HR01/BOK01/108 | D.S.P Pumps | Recharge Pit | Recharge Pit: Labour charges for Sinking of a 6"X6" Dia. PVC Borewell of 20-21 m Depth(Approx.) as per direction of EIC which includes: 1. Pipe and Strainer cutting & Gravel Filling in Recharge Well (Contractor Supply: Coarse Sand 20 Bags, 20 MM Gravel 50 Bags and 40mm Gravel 60 Bags / As per requirement to complete the Job including delivery charges 1 Bag=1.2 CFT (Approx)) 2. Recharge well Earth Cutting and 1200 mm Dia. Concrete rings laying upto 3 Mtr. Depth including Supply of concrete rings NB: Flow of Water discharge testing in Contractor Scope. | Nos | 14 | 70000 | Approved
The Soul, Rajarhat | COMMON INFRASTRUCTURE | Landscaping | Softscape | WO/HR01/CIH01/71 | Mondal Nurseries & Exterior | Charges for supply of Plants at required location as per approved drawing, specification and direction of EIC. | Charges for supply of Plants at required location as per approved drawing, specification and direction of EIC. |  | 0 | 0 | Approved
The Soul, Rajarhat | COMMON INFRASTRUCTURE | Landscaping | Softscape | WO/HR01/CIH01/71 | Mondal Nurseries & Exterior | Tabebuia rosea | Tabebuia rosea Spacing: 6000 mm Height: 4500 - 5000 mm | Nos | 3 | 2600 | Approved
The Soul, Rajarhat | COMMON INFRASTRUCTURE | Landscaping | Softscape | WO/HR01/CIH01/71 | Mondal Nurseries & Exterior | Millingtonia hortensis | Millingtonia hortensis Spacing: 6000 mm Height: 4500 - 5000 mm | Nos | 3 | 2500 | Approved
The Soul, Rajarhat | COMMON INFRASTRUCTURE | Landscaping | Softscape | WO/HR01/CIH01/71 | Mondal Nurseries & Exterior | Canna malawensis variegated | Canna malawensis variegated Spacing: 250 mm Height: 750 mm | Nos | 65 | 60 | Approved
The Soul, Rajarhat | COMMON INFRASTRUCTURE | Landscaping | Softscape | WO/HR01/CIH01/71 | Mondal Nurseries & Exterior | Schefflera arboricola green | Schefflera arboricola green Spacing: 300 mm Height: 600 mm | Nos | 45 | 80 | Approved
The Soul, Rajarhat | COMMON INFRASTRUCTURE | Landscaping | Softscape | WO/HR01/CIH01/71 | Mondal Nurseries & Exterior | Helliconia psittacorum | Helliconia psittacorum Spacing: 250 mm Height: 750 mm | Nos | 65 | 80 | Approved
The Soul, Rajarhat | COMMON INFRASTRUCTURE | Landscaping | Softscape | WO/HR01/CIH01/71 | Mondal Nurseries & Exterior | Hamelia patens nana | Hamelia patens nana Spacing: 250 mm Height: 450 mm | Nos | 65 | 40 | Approved
The Soul, Rajarhat | COMMON INFRASTRUCTURE | Landscaping | Softscape | WO/HR01/CIH01/71 | Mondal Nurseries & Exterior | Charges for Transportation | Charges for Transportation | Lump Sum | 1 | 4000 | Approved
The Soul, Rajarhat | COMMON INFRASTRUCTURE | Landscaping | Softscape | WO/HR01/CIH01/71 | Mondal Nurseries & Exterior | Misc. Plants | Charges for supply of Misc. Plants | Lump Sum | 1 | 8400 | Approved
The Soul, Rajarhat | COMMON INFRASTRUCTURE | Landscaping | Softscape | WO/HR01/CIH01/71 | Mondal Nurseries & Exterior | Fertilizer/ Manure and Pesticides | Charges for supply of Fertilizer/ Manure and Pesticides etc. | Lump Sum | 1 | 7000 | Approved
The Ramdulari | BLOCK | Civil | Sub & Super Structure Work | WO/RP/RP02/9 | JSRM Realtors Pvt. Ltd. | Supply Rate-Sub & Super Structure Work | Supply Rate-Sub & Super Structure Work |  | 0 | 0 | Amended & Approved
The Ramdulari | BLOCK | Civil | Sub & Super Structure Work | WO/RP/RP02/9 | JSRM Realtors Pvt. Ltd. | Silver sand | Supply of Silver sand for silver sand cushion filling work as per specification, drawing and direction of EIC. | Cum. | 1202.886 | 1000 | Approved
The Ramdulari | BLOCK | Civil | Sub & Super Structure Work | WO/RP/RP02/9 | JSRM Realtors Pvt. Ltd. | BFS | Supply of Jhama Brick for Single Layer Brick Flat Soling work as per specification, drawing and direction of EIC. | Sq.Mtr. | 2433.001 | 260 | Approved
The Ramdulari | BLOCK | Civil | Sub & Super Structure Work | WO/RP/RP02/9 | JSRM Realtors Pvt. Ltd. | 250mm thk. Brick work | Supply of Sand & Conventional Brick (1st Class) for 250 mm thk. brick work till plinth level as per specification, drawing and direction of EIC. | Cum. | 135.64 | 4500 | Approved
The Ramdulari | BLOCK | Civil | Sub & Super Structure Work | WO/RP/RP02/9 | JSRM Realtors Pvt. Ltd. | 125mm thk. Brick work | Supply of Sand & Conventional Brick (1st Class) for 125 mm thk. brick work till plinth level as per specification, drawing and direction of EIC. | Sq.Mtr. | 152.905 | 550 | Approved
The Ramdulari | BLOCK | Civil | Sub & Super Structure Work | WO/RP/RP02/9 | JSRM Realtors Pvt. Ltd. | 200mm thk AAC block | Supply of AAC Block (200mm) for Block work as per specification, drawing and direction of EIC. | Cum. | 0 | 3800 | Approved
The Ramdulari | BLOCK | Civil | Sub & Super Structure Work | WO/RP/RP02/9 | JSRM Realtors Pvt. Ltd. | 250mm thk Brick work | Supply of Sand & Conventional Brick (1st Class) for 250 mm thk. brick work above plinth level as per specification, drawing and direction of EIC. | Cum. | 0 | 4408 | Approved
The Ramdulari | BLOCK | Civil | Sub & Super Structure Work | WO/RP/RP02/9 | JSRM Realtors Pvt. Ltd. | 100/150mm thk AAC block | Supply of AAC Block (100/150mm) for Block work as per specification, drawing and direction of EIC. | Sq.Mtr. | 0 | 550 | Approved
The Ramdulari | BLOCK | Civil | Sub & Super Structure Work | WO/RP/RP02/9 | JSRM Realtors Pvt. Ltd. | Plaster (Internal wall) | Supply of sand for Internal wall plaster above plinth level work as per specification, drawing and direction of EIC. | Sq.Mtr. | 0 | 35 | Approved
The Ramdulari | BLOCK | Civil | Sub & Super Structure Work | WO/RP/RP02/9 | JSRM Realtors Pvt. Ltd. | Plaster (External wall) | Supply of sand for External wall plaster above plinth level work as per specification, drawing and direction of EIC. | Sq.Mtr. | 0 | 50 | Approved
The Ramdulari | BLOCK | Civil | Sub & Super Structure Work | WO/RP/RP02/9 | JSRM Realtors Pvt. Ltd. | Screed Concrete | Supply of sand & stone chips for Screed Concrete (1:2:4) of avg. thickness 65mm at all level as per specification, drawing and direction of EIC. | Sq.Mtr. | 0 | 175.5 | Approved
The Ramdulari | BLOCK | Civil | Sub & Super Structure Work | WO/RP/RP02/9 | JSRM Realtors Pvt. Ltd. | Screed Concrete | Supply of sand & stone chips for Screed Concrete (1:2:4) of avg. thickness 75mm at Roof level as per specification, drawing and direction of EIC. | Sq.Mtr. | 0 | 186.1 | Approved
The Ramdulari | BLOCK | Civil | Sub & Super Structure Work | WO/RP/RP02/9 | JSRM Realtors Pvt. Ltd. | Screed Concrete | Supply of sand & stone chips for Screed Concrete (1:2:4) of avg. thickness 75mm at Deck level as per specification, drawing and direction of EIC. | Sq.Mtr. | 0 | 186.1 | Approved
The Ramdulari | BLOCK | Civil | Sub & Super Structure Work | WO/RP/RP02/9 | JSRM Realtors Pvt. Ltd. | IPS Flooring | Supply of sand & stone chips for IPS (1:2:4) of avg. thickness 40mm at any level as per specification, drawing and direction of EIC. | Sq.Mtr. | 0 | 111.5 | Approved
The Ramdulari | BLOCK | Civil | Sub & Super Structure Work |  |  | MS Angle | Supply of MS Angle for fixing of MS Angle as per specification, drawing and direction of EIC. | Kg |  |  | Approved
The Ramdulari | BLOCK | Civil | Sub & Super Structure Work | WO/RP/RP02/9 | JSRM Realtors Pvt. Ltd. | 125mm thk Brick work | Supply of Sand & Conventional Brick (1st Class) for 125 mm thk. brick work above plinth level as per specification, drawing and direction of EIC. | Sq.Mtr. | 0 | 600 | Approved
The Ramdulari | BLOCK | Civil | Sub & Super Structure Work | WO/RP/RP02/9 | JSRM Realtors Pvt. Ltd. | PCC (1:4:8) | Supply of sand & stone chips for PCC (1:4:8) Site Mix Concrete as per specification, drawing and direction of EIC. | Cum. | 0 | 3400 | Approved
The Ramdulari | BLOCK | Civil | Sub & Super Structure Work | WO/RP/RP02/9 | JSRM Realtors Pvt. Ltd. | RCC (1:2:4) | Supply of sand & stone chips for RCC (1:2:4) Site Mix Concrete as per specification, drawing and direction of EIC. | Cum. | 0 | 3300 | Approved
The Ramdulari | BLOCK | Civil | Sub & Super Structure Work | WO/RP/RP02/9 | JSRM Realtors Pvt. Ltd. | 125mm thk Fly ash Brick work | Supply of Sand & Fly Ash Brick (1st Class) for 125 mm thk.Fly Ash brick work (Ledge wall) at any level as per specification, drawing and direction of EIC. | Sq.Mtr. | 0 | 500 | Approved
The Ramdulari | BLOCK | Civil | Sub & Super Structure Work | WO/RP/RP02/9 | JSRM Realtors Pvt. Ltd. | 125mm thk Conventional Brick work | Supply of Sand & Fly Ash Brick (1st Class) for 125 mm thk. Conventional brick work (Ledge wall) at any level as per specification, drawing and direction of EIC. | Sq.Mtr. | 0 | 579 | Approved
SOUTHWINDS PROJECT LLP (PHASE - III & IV) | COMMON INFRASTRUCTURE - PHASE III & IV | Wood Work | Main Gate & Security Room | WO/SP34/CI34/28 | M.R. Furniture | Cabinet at Security Room - Gate-03 | Wooden cabinet making at SW gate-03 as per Approved dwg, B.O.Q & direction of EIC. |  | 0 | 0 | Approved
SOUTHWINDS PROJECT LLP (PHASE - III & IV) | COMMON INFRASTRUCTURE - PHASE III & IV | Wood Work | Main Gate & Security Room | WO/SP34/CI34/28 | M.R. Furniture | Cabinet at Security Room - Gate-03 | " Providing & Labour charges for making of ""L"" shape Cabinet ( 5.3 m x 0.45 m x 0.76 m(depth)) at Security room of SW- Gate - 03 by 19 mm Ply Board & Laminate pasting at both side (1 mm thick at outside & 0.8 mm thick at Inside) including all fittings (hinges), fixture , hardwares , nails, gum etc all necessary materials as per approved drawing, specification and direction of Engineer-In-Charge. ( Material supply by contractor :-Gum ( Fevicol), Nail, SS screw, PVC tape , Masking tape etc. to complete the job.) Material supply by Client as follows but subject to reconciliation:- 19 mm Solid Board/Ply, 19 mm Block Board, 6 mm ply, Handle, Lock, Laminate ( 1 mm & 0.8 mm ), Telescopic Channel, Hinges. " | Lump Sum | 1 | 15000 | Approved
SOUTHWINDS PROJECT LLP (PHASE - III & IV) | COMMON INFRASTRUCTURE - PHASE III & IV | Wood Work | Main Gate & Security Room | WO/SP34/CI34/28 | M.R. Furniture | Charges for Loading unloading | Charges for Loading unloading and miscellaneous work as per drawing & direction of EIC | Lump Sum | 1 | 600 | Approved
SOUTHWINDS PROJECT LLP (PHASE - III & IV) | COMMON INFRASTRUCTURE - PHASE III & IV | Boundary Wall |  | WO/SP34/CI34/29 | SHAHBAZ CONSTRUCTION | Front boundary wall towards Bypass | Civil work for modification of Front boundary wall towards Bypass from Ph-1 To Phase-3 & 4. |  | 0 | 0 | Amended & Approved
SOUTHWINDS PROJECT LLP (PHASE - III & IV) | COMMON INFRASTRUCTURE - PHASE III & IV | Boundary Wall |  | WO/SP34/CI34/29 | SHAHBAZ CONSTRUCTION | Dismantling of Coping & removal of debris | Dismantling of Coping & cleaning the debris, disposal of loose concrete, separating deformed steel from concrete as per direction of Engineer-in-Charge.(Mannual Breaking) | Cum. | 7.04 | 5875.95 | Approved
SOUTHWINDS PROJECT LLP (PHASE - III & IV) | COMMON INFRASTRUCTURE - PHASE III & IV | Boundary Wall |  | WO/SP34/CI34/29 | SHAHBAZ CONSTRUCTION | Removal of Existing railing | Removal of Existing railing, shifting and stacking at designated place as per direction of Engineer-in-Charge. | Nos | 0 | 492 | Approved
SOUTHWINDS PROJECT LLP (PHASE - III & IV) | COMMON INFRASTRUCTURE - PHASE III & IV | Boundary Wall |  | WO/SP34/CI34/29 | SHAHBAZ CONSTRUCTION | Providing & laying M20/M25 grade RCC | Providing & laying M20/M25 grade RCC :- All charges for Supply & laying M20/M25 grade of concrete at all levels and excluding shuttering and reinforcement, including concrete pump, curing, vibrator with complete design of concrete mix as per IS code and relevant special publication, submission of job mix formula after preliminary mix design and testing of concrete cubes as per direction of EIC. | Cum. | 5.02 | 6363.5 | Approved
SOUTHWINDS PROJECT LLP (PHASE - III & IV) | COMMON INFRASTRUCTURE - PHASE III & IV | Boundary Wall |  | WO/SP34/CI34/29 | SHAHBAZ CONSTRUCTION | Reinforcement for Coping | Labour Charges for fixing Reinforcements: Labour charges for fixing Reinforcement for reinforced cement concrete work in all sorts of structures including distribution bars, stirrups, binding wire etc., initial straighteneing and removal of loose rust (if necessary) , cutting to requisite length, hooking nad bending to correct shape, placing in proper position and binding with 16 gauge black aneealed wire / welding as per relevant IS code in every intersection complete as per drawing, specification or as directed by EIC, including bailing out of water during construction of foundation etc. all complete. | MT | 0.35 | 9790 | Approved
SOUTHWINDS PROJECT LLP (PHASE - III & IV) | COMMON INFRASTRUCTURE - PHASE III & IV | Boundary Wall |  | WO/SP34/CI34/29 | SHAHBAZ CONSTRUCTION | Formwork for coping | Hire & Labour charges for shuttering:- Hire and Labour charges for shuttering with centering and necessary staging up to necessary height using approved stout props , 12 mm thick quality ply board shuttering , with required bracing for curved or straight fitting, fixing and striking out after completion of works (including bailing out of water) at any floor and level complete as per drawing , specification and direction of EIC | Sq.Mtr. | 40.12 | 489.5 | Approved
SOUTHWINDS PROJECT LLP (PHASE - III & IV) | COMMON INFRASTRUCTURE - PHASE III & IV | Boundary Wall |  | WO/SP34/CI34/29 | SHAHBAZ CONSTRUCTION | 125th Brick work (1:4) Flyash Bricks | All charges for 125th Brick work with Flyash Brick:- Providing and erecting 125mm. thick brick thick work with Fly ash bricks for walls of specified thickness in sand cement mortar (4:1) including the cost of all material, labour, tools, tackles, scaffolding, curing etc. complete as per direction of Engineer-in-Charge and technical specification.(Cement supplied free of cost at site). | Sq.Mtr. | 209.51 | 881.1 | Approved
SOUTHWINDS PROJECT LLP (PHASE - III & IV) | COMMON INFRASTRUCTURE - PHASE III & IV | Boundary Wall |  | WO/SP34/CI34/29 | SHAHBAZ CONSTRUCTION | 12mm (1:6) thick plaster on extended portion back face | All charges for 12 mm (1:6) Plaster:- Providing and applying plaster ( to internal walls) with sand and cement mortar including round off or chamfering of concrete surface , curing etc, complete as per direction of EIC - 12 mm thick sand cement mortar ( 6 parts sand : 1 part cement), at any floor and level . (Cement would be supplied by the employer free of cost, but subjected to reconciliation) | Sq.Mtr. | 420.16 | 293.7 | Approved
SOUTHWINDS PROJECT LLP (PHASE - III & IV) | COMMON INFRASTRUCTURE - PHASE III & IV | Boundary Wall |  | WO/SP34/CI34/29 | SHAHBAZ CONSTRUCTION | Groove in plaster 20x12mm | All charges for making groove in plaster 20x12mm :- Charges for making Groove line in plaster surface at any floor and level as per drawing and direction of EIC | RMT | 842.6 | 49 | Approved
The Soul, Rajarhat | CLUB | Electrical | External Electrical | WO/HR01/CL07/4 | A B S Enterprise | Outdoor type Power Socket | Providing and installation of Outdoor type Power Socket wiring at different area including supply of PVC conduit & accessories as per drawing and direction of Engineer in-charge. Light, wire/cable, switches and Modular Box will be supplied by client. | Nos | 0 | 275 | Approved
The Soul, Rajarhat | CLUB | Electrical | External Electrical | WO/HR01/CL07/4 | A B S Enterprise | Installation, Testing , Commissioning of light fixture | Installation, Testing , Commissioning of following type of light fixture with lamp including supply of all consumable materials like anchor fastner, nut, Bolt, Screw, PVC tape, etc by the contractor, as per drawing and direction of Engineer in-charge as required to complete in all respect. |  | 0 | 0 | Approved
The Soul, Rajarhat | CLUB | Electrical | External Electrical | WO/HR01/CL07/4 | A B S Enterprise | i) Bollard Light - 130×200 MM Height(Foundation & associated civil works are excluded.) | i) Bollard Light - 130×200 MM Height(Foundation & associated civil works are excluded.) | Nos | 7 | 385 | Approved
The Soul, Rajarhat | CLUB | Electrical | External Electrical | WO/HR01/CL07/4 | A B S Enterprise | ii) Bollard Light - 130×500 MM Height(Foundation & associated civil works are excluded.) | ii) Bollard Light - 130×500 MM Height(Foundation & associated civil works are excluded.) | Nos | 15 | 385 | Approved
The Soul, Rajarhat | CLUB | Electrical | External Electrical | WO/HR01/CL07/4 | A B S Enterprise | iii) 3 Mtr.Long Post stop Light Fixture(Foundation & associated civil works are excluded.) | iii) 3 Mtr.Long Post stop Light Fixture(Foundation & associated civil works are excluded.) | Nos | 11 | 1000 | Approved
The Soul, Rajarhat | CLUB | Electrical | External Electrical | WO/HR01/CL07/4 | A B S Enterprise | iv) Spike Light | iv) Spike Light | Nos | 314 | 85 | Approved
The Soul, Rajarhat | CLUB | Electrical | External Electrical | WO/HR01/CL07/4 | A B S Enterprise | v) Recessed Step Light - 130×90×76 MM in (Planter Wall) | v) Recessed Step Light - 130×90×76 MM in (Planter Wall) | Nos | 392 | 200 | Approved
The Soul, Rajarhat | CLUB | Electrical | External Electrical | WO/HR01/CL07/4 | A B S Enterprise | vi) Recessed Step Light - 255×90×76 MM in (Amphitheater Step) | vi) Recessed Step Light - 255×90×76 MM in (Amphitheater Step) | Nos | 0 | 200 | Approved
The Soul, Rajarhat | CLUB | Electrical | External Electrical | WO/HR01/CL07/4 | A B S Enterprise | vii) Down Light | vii) Down Light | Nos | 37 | 250 | Approved
The Soul, Rajarhat | CLUB | Electrical | External Electrical | WO/HR01/CL07/4 | A B S Enterprise | viii) Ceiling Hung Type Light Fixture in (Pargolla) | viii) Ceiling Hung Type Light Fixture in (Pargolla) | Nos | 0 | 200 | Approved
The Soul, Rajarhat | CLUB | Electrical | External Electrical | WO/HR01/CL07/4 | A B S Enterprise | single pole / three pole and neutral, double door MCB Distribution Board | Installation, Testing , Commissioning of following sizes of single pole / three pole and neutral, double door MCB Distribution Board in sheet steel, 240 / 415 V, on surface / recess, complete with tinned copper bus bar, neutral bus bar, earth bar, din bar, interconnections including dressing, earthing etc. to complete all respect as required. |  | 0 | 0 | Approved
The Soul, Rajarhat | CLUB | Electrical | External Electrical | WO/HR01/CL07/4 | A B S Enterprise | i) 12 way VTPN DB Horizontal type. | i) 12 way VTPN DB Horizontal type. | Nos | 1 | 1350 | Approved
The Soul, Rajarhat | CLUB | Electrical | External Electrical | WO/HR01/CL07/4 | A B S Enterprise | ii) 6 way TPN DB Horizontal type. | ii) 6 way TPN DB Horizontal type. | Nos | 2 | 950 | Approved
The Soul, Rajarhat | CLUB | Electrical | External Electrical | WO/HR01/CL07/4 | A B S Enterprise | iii) 4 way VTPN DB Horizontal type. | iii) 4 way VTPN DB Horizontal type. | Nos | 8 | 950 | Approved
The Soul, Rajarhat | CLUB | Electrical | External Electrical | WO/HR01/CL07/4 | A B S Enterprise | Receiving & Laying of following size of 1.1 KV grade PVC / XLPE | Receiving & Laying of following size of 1.1 KV grade PVC / XLPE insulated and sheathed armoured/unarmoured power cable in existing trench /undergroud/ pipe / conduit etc. as required to complete in all respect. |  | 0 | 0 | Approved
The Soul, Rajarhat | CLUB | Electrical | External Electrical | WO/HR01/CL07/4 | A B S Enterprise | i) 3C x 2.5 sq.mm. Copper Unarmoured /Armoured cable | i) 3C x 2.5 sq.mm. Copper Unarmoured /Armoured cable | Mtrs. | 1640 | 12 | Approved
The Soul, Rajarhat | CLUB | Electrical | External Electrical | WO/HR01/CL07/4 | A B S Enterprise | ii) 3C x 1.5 sq.mm. Copper Unarmoured /Armoured cable | ii) 3C x 1.5 sq.mm. Copper Unarmoured /Armoured cable | Mtrs. | 2911 | 12 | Approved
The Soul, Rajarhat | CLUB | Electrical | External Electrical | WO/HR01/CL07/4 | A B S Enterprise | iii) (4 × 4 + 2.5 × 2) sq.mm. Felixble Cu Wire | iii) (4 × 4 + 2.5 × 2) sq.mm. Felixble Cu Wire | Mtrs. | 0 | 13 | Approved
The Soul, Rajarhat | CLUB | Electrical | External Electrical | WO/HR01/CL07/4 | A B S Enterprise | iv)(10 × 4 + 6 × 2) sq.mm. Felixble Cu Wire | iv)(10 × 4 + 6 × 2) sq.mm. Felixble Cu Wire | Mtrs. | 0 | 20 | Approved
The Soul, Rajarhat | CLUB | Electrical | External Electrical | WO/HR01/CL07/4 | A B S Enterprise | v)(16 × 4 + 10 × 2) sq.mm. Felixble Cu Wire | v)(16 × 4 + 10 × 2) sq.mm. Flexible Cu Wire | Mtrs. | 0 | 25 | Approved
The Soul, Rajarhat | CLUB | Electrical | External Electrical | WO/HR01/CL07/4 | A B S Enterprise | Supply & Making end termination with DC brass compression gland and aluminium crimping type lugs | Supply & Making end termination with DC brass compression gland and aluminium crimping type lugs of following size PVC insulated & sheathedAL/CU conductor cable complete as required to complete in all respect. Extra holes made in gland plate to be closed by the contractor w/o any cost. |  | 0 | 0 | Approved
The Soul, Rajarhat | CLUB | Electrical | External Electrical | WO/HR01/CL07/4 | A B S Enterprise | i) 3C x 2.5 sq.mm. Copper Armoured cable ( PVC/Brass Gland | i) 3C x 2.5 sq.mm. Copper Armoured cable ( PVC/Brass Gland | Nos | 18 | 110 | Approved
The Soul, Rajarhat | CLUB | Electrical | External Electrical | WO/HR01/CL07/4 | A B S Enterprise | ii) 3C x 1.5 sq.mm. Copper Armoured cable (PVC/ Brass Gland) | ii) 3C x 1.5 sq.mm. Copper Armoured cable (PVC/ Brass Gland) | Nos | 0 | 110 | Approved
The Soul, Rajarhat | CLUB | Electrical | External Electrical | WO/HR01/CL07/4 | A B S Enterprise | Supply and Laying of following sizes PVC rigid conduit | Supply and Laying of following sizes PVC rigid conduit with all accessories at ceiling / in recess/ surface/under ground etc for Landscape light to complete in all respect as per drawing and direction of Engineer in-charge. (out door type waterproof Junction Box supplied by Client only) |  | 0 | 0 | Approved
The Soul, Rajarhat | CLUB | Electrical | External Electrical | WO/HR01/CL07/4 | A B S Enterprise | i) 32 mm dia, MMS PVC conduit | i) 32 mm dia, MMS PVC conduit | Mtrs. | 0 | 42 | Approved
The Soul, Rajarhat | CLUB | Electrical | External Electrical | WO/HR01/CL07/4 | A B S Enterprise | i) 25 mm dia, MMS PVC conduit | i) 25 mm dia, MMS PVC conduit | Mtrs. | 850 | 36 | Approved
The Soul, Rajarhat | CLUB | Electrical | External Electrical | WO/HR01/CL07/4 | A B S Enterprise | ii) 20 mm dia, MMS PVC conduit | ii) 20 mm dia, MMS PVC conduit | Mtrs. | 2903 | 25 | Approved
The Soul, Rajarhat | CLUB | Electrical | External Electrical | WO/HR01/CL07/4 | A B S Enterprise | JB fixining | Receiving & Installation, Testing , Commissioning of following size of JB fixining on surface / recess, complete complete in all respect as per drawing and direction of Engineer in-charge. | Nos | 18 | 110 | Approved
The Soul, Rajarhat | BLOCK | Grill / Steel Work |  | WO/HR01/BOK01/109 | ADA-METCON | Misc. Fabrication & Erection | Misc. Fabrication & Erection work as per direction of EIC |  | 0 | 0 | Approved
The Soul, Rajarhat | BLOCK | Grill / Steel Work |  | WO/HR01/BOK01/109 | ADA-METCON | Refabricating & Erection | Charges for re-fabrication & Erection of Lobby Grill of Tower-7 & 8 | Lump Sum | 1 | 10000 | Approved
The Soul, Rajarhat | BLOCK | Grill / Steel Work |  | WO/HR01/BOK01/109 | ADA-METCON | Fabrication of Tower crane support | Charges for Block-B Tower crane Fabrication work as per direction of EIC | Lump Sum | 1 | 10000 | Approved
The Ramdulari | PRE-CONSTRUCTION PHASE | Site Office | Temporary Boundary Wal | WO/RP/RP01/15 | NEW L. N. CONSTRUCTION | Mason | Charges for supply of daily mason for miscellaneous masonry work at site as per direction of EIC. | Nos | 13 | 550 | Approved
The Soul, Rajarhat | BASEMENT WITH PODIUM | Civil | Basement with Podium | WO/HR01/BP01/25 | WISDOM BUILDWELL | VDF Flooring | Providing and labour charges of Avg. 55 mm thick Vacuum Dewater Flooring (at Basement), Avg. 60 mm thick Vacuum Dewater Flooring (at Deck Slab and 1st Floor) and 65 mm thick Vacuum Dewater Flooring (3rd Floor Skating ring and Badminton court) including following scope of work and loading, transportation and lifting charges as per drawing and direction of EIC >Spreading, Curing, Chipping and Cleaning of laid Concrete. > Channel Fixing (Concrete mix to be supplied at channel) > Levelling >Screed Vibration (above 50 mm Concrete) > Vacuum Dewatering > Power Trowel > Power Floater > Joint Cutting Panel 4M X 4M with size 10mm X 5mm filling it with Sika Poly sulphide sealant using backer rod. Mixed with Sika Chapdur is 4.5 kg/ Sqm). RMC will be supplied by Client, but subjected to reconciliation. | Sq.Ft. | 185782 | 22.5 | Approved
The Soul, Rajarhat | BLOCK | Flooring Work |  | WO/HR01/BOK01/110 | WISDOM BUILDWELL | VDF Flooring | Providing and labour charges of Avg. 55 mm thick Vacuum Dewater Flooring including following scope of work and loading, transportation and lifting charges as per drawing and direction of EIC >Spreading, Curing, Chipping and Cleaning of laid Concrete. > Channel Fixing (Concrete mix to be supplied at channel) > Levelling >Screed Vibration (above 50 mm Concrete) > Vacuum Dewatering > Power Trowel > Power Floater > Joint Cutting Panel 4M X 4M with size 10mm X 5mm filling it with Sika Poly sulphide sealant using backer rod. Mixed with Sika Chapdur is 4.5 kg/ Sqm). RMC will be supplied by Client, but subjected to reconciliation. | Sq.Ft. | 17438 | 22.5 | Approved
The Soul, Rajarhat | IT Expenses | AMC and Services |  | WO/HR01/ITES001/23 | Trisita Engineering LLP | AutoDesk AutoCAD License | AutoDesk AutoCAD License | Nos. | 5 | 15900 | Approved
The Soul, Rajarhat | IT Expenses | AMC and Services |  | WO/HR01/ITES001/23 | Trisita Engineering LLP | AutoDesk AutoCAD License New | AutoDesk AutoCAD License new | Nos. | 1 | 13900 | Approved
The Soul, Rajarhat | PRE-CONSTRUCTION PHASE | Site Office | Civil and Finishing Work of Site Office | WO/HR01/PCE01/25 | VISWAKARMA FABRICATION | Labour Hutment at Deck Slab: | Labour Hutment at Deck Slab: Charges for steel fabrication work for labour hutment with materials. a. CGI sheet fixing on site wall (Brand:Jindal/ As approved by Site) b. Plywood board fixing (12mm) (Brand: As approved by Site) c. MS Square Pipe (40X40X2 MM) (Brand: As approved by Site) | Sq.Ft. | 1824 | 230 | Approved
The Soul, Rajarhat | BASEMENT WITH PODIUM | Ventilation |  | WO/HR01/BP01/26 | UNIVERSAL ENERGY SOLUTIONS PVT. LTD. | TUBE AXIAL FAN | TUBE AXIAL FAN Supply, installation, testing and commissioning of ceiling mounted or floor or loft mounted Tube Axial Fans complete with MS/GI casing, cast aluminium alloy blade, TEFC Sq. cage induction motor with support, mounting, fire retardent flexible canvass, wire guard and vibration isolators. Motor shall be suitable for 415 ± 10% volts, 50 cycles, 3 phase AC supply and shall have high efficiency motors (IE2/4P) (Make: Kruger / Nicotra / Airflow / Greenheck) |  | 0 | 0 | Amended & Approved
The Soul, Rajarhat | BASEMENT WITH PODIUM | Ventilation |  | WO/HR01/BP01/26 | UNIVERSAL ENERGY SOLUTIONS PVT. LTD. | 15000 CFM/ 13000 CFM/ 18000 CFM capacity Fresh air fan | 15000 CFM/ 13000 CFM/ 18000 CFM capacity with 20 mmwc static pressure Fresh air fan for Basemenet car park ventilation (Motor Class F, Protection IP55 ) | Nos | 4 | 70164 | Approved
The Soul, Rajarhat | BASEMENT WITH PODIUM | Ventilation |  | WO/HR01/BP01/26 | UNIVERSAL ENERGY SOLUTIONS PVT. LTD. | 24000 CFM capacity Fresh air fan | 24000 CFM capacity with 20 mmwc static pressure fresh air fan for Pump room Fresh air (Motor Class F, Protection IP55 ) | Nos | 1 | 107239 | Approved
The Soul, Rajarhat | BASEMENT WITH PODIUM | Ventilation |  | WO/HR01/BP01/26 | UNIVERSAL ENERGY SOLUTIONS PVT. LTD. | 20500 CFM capacity Fresh air fan | 20500 CFM capacity with 20 mmwc static pressure fresh air fan for STP exhaust (Motor Class H, Protection IP55 ) | Nos | 1 | 117631 | Approved
The Soul, Rajarhat | BASEMENT WITH PODIUM | Ventilation |  | WO/HR01/BP01/26 | UNIVERSAL ENERGY SOLUTIONS PVT. LTD. | 8500 CFM capacity Fresh air fan | 8500 CFM capacity with 25 mmwc static pressure exhaust fan for fire Pump room ,WTP , Fire Pump Room .(Motor Class H, Protection IP55 ) | Nos | 1 | 56298 | Approved
The Soul, Rajarhat | BASEMENT WITH PODIUM | Ventilation |  | WO/HR01/BP01/26 | UNIVERSAL ENERGY SOLUTIONS PVT. LTD. | 8500 CFM capacity Fresh air fan | 8500 CFM capacity with 25 mmwc static pressure fresh air fan for fire Pump room ,WTP , Fire Pump Room .(Motor Class F, Protection IP55 ) | Nos | 1 | 52022 | Approved
The Soul, Rajarhat | BASEMENT WITH PODIUM | Ventilation |  | WO/HR01/BP01/26 | UNIVERSAL ENERGY SOLUTIONS PVT. LTD. | 3600 CFM capacity Fresh air fan | 3600 CFM capacity with 35 mmwc static pressure fresh air fan for fire Pump room ,WTP , Fire Pump Room .(Motor Class H, Protection IP55 ) | Nos | 1 | 36401 | Approved
The Soul, Rajarhat | BASEMENT WITH PODIUM | Ventilation |  | WO/HR01/BP01/26 | UNIVERSAL ENERGY SOLUTIONS PVT. LTD. | TUBE AXIAL DUEL SPEED FAN | TUBE AXIAL DUEL SPEED FAN Supply, installing, testing and commissioning of ceiling mounted or floor or loft mounted duel speed vane axial flow fan for basement car parking ventilation and Smoke Exhaust in case of fire complete with MS/GI casing, cast aluminium alloy blade, TEFC Sq. cage induction motor with support, mounting, fire retardent flexible canvass, wire guard and vibration isolators. Motor shall be suitable for 415 ± 10% volts, 50 cycles, 3 phase AC supply and shall have high efficiency motors(IE2).The fan capacity shall be based on outlet velocity not exceeding 9.5 m/s at low speed and motor should be 4P/6P. |  | 0 | 0 | Approved
The Soul, Rajarhat | BASEMENT WITH PODIUM | Ventilation |  | WO/HR01/BP01/26 | UNIVERSAL ENERGY SOLUTIONS PVT. LTD. | 35000/22000CFM and 40000/26000 CFM @ 20mmWC ESP | 35000/22000CFM and 40000/26000 CFM @ 20mmWC ESP will be maintained at low speed suitable for Fire mode operation rated for 250 Deg C - 2 Hrs Operation. (For basement car park ventilation ) | Nos | 4 | 328828 | Approved
The Soul, Rajarhat | BASEMENT WITH PODIUM | Ventilation |  | WO/HR01/BP01/26 | UNIVERSAL ENERGY SOLUTIONS PVT. LTD. | JET FAN | JET FAN Supply, installing, testing and commissioning of Dual Speed Jet Fan for car parking ventilation for basement is suitable for 3~, 400 V, 50 Hz power supply and 250°C/2 hrs operation. Air flow 6480/3240 CMH, Motor kw - 1.5/.30 kw, Sound Level at 3 m Distance 58/43 dB(A). Including silencer, Impelar dia 355mm. (Motor Class H, Protection IP55, Motor operation rated for 250 Deg - 2 Hrs Operation). | Nos | 15 | 42445 | Approved
The Soul, Rajarhat | BASEMENT WITH PODIUM | Ventilation |  | WO/HR01/BP01/26 | UNIVERSAL ENERGY SOLUTIONS PVT. LTD. | CO SENSOR | Supply, installing, testing and commissioning of CO SENSOR | Nos | 8 | 8030 | Approved
The Soul, Rajarhat | BASEMENT WITH PODIUM | Ventilation |  | WO/HR01/BP01/26 | UNIVERSAL ENERGY SOLUTIONS PVT. LTD. | PLC based Electrical MCC Panel | Supply, erection, testing & commissioning of PLC based Electrical MCC Panel for basement car parking ventilation system complete with MCCB as incomer with Indication Lamp, Ammeter, Voltmete and outgoing feeders to various drives in Car Parking area such as for exhaust and jet fans need double starter arrangement for each. Incomer and switch gear for all fans shall be rated for the higher speed as applicable. Suitable potential free contcats shall be made available as per requirement of I/O summary. Each panel shall cater to 16 nos jet fans, 8 nos Axial exhaust fan for capacities as mentioned above - each having duel DOL starter arrangement. The starter's should have with overload, ON/OFF/Trip indication and also with ON/OFF push button, manual / auto seletor switch etc. (Make: Siemens or eqv.) Axial Flow Fan : 8 Nos (22.0Kw/7.5 Kw) & Jet Fan 15 Nos (0.18Kw /1.9 Kw) (LB) CO Sensor - 8 Nos | Nos | 1 | 644050 | Approved
The Soul, Rajarhat | BASEMENT WITH PODIUM | Ventilation |  | WO/HR01/BP01/26 | UNIVERSAL ENERGY SOLUTIONS PVT. LTD. | STARTER PANEL | STARTER PANEL Supply, erection, testing & commissioning of DOL/Star Delta Starter Panel complete with MCB/MCCB as incomer with Indication Lamp, overload, ON/OFF/Trip indication lamp and also with ON/OFF push button, manual / auto seletor switch etc. and suitable potential free contcats shall be made available as per requirement of I/O summary. |  | 0 | 0 | Approved
The Soul, Rajarhat | BASEMENT WITH PODIUM | Ventilation |  | WO/HR01/BP01/26 | UNIVERSAL ENERGY SOLUTIONS PVT. LTD. | 7.5 to 11 Kw Stardelta Starter | 7.5 to 11 Kw Stardelta Starter | Nos | 1 | 23100 | Approved
The Soul, Rajarhat | BASEMENT WITH PODIUM | Ventilation |  | WO/HR01/BP01/26 | UNIVERSAL ENERGY SOLUTIONS PVT. LTD. | 0.55 to 5.5 Kw DOL Starter | 0.55 to 5.5 Kw DOL Starter | Nos | 5 | 12100 | Approved
The Soul, Rajarhat | BASEMENT WITH PODIUM | Ventilation |  | WO/HR01/BP01/26 | UNIVERSAL ENERGY SOLUTIONS PVT. LTD. | ELECTRICAL CABLING AND EARTHING | ELECTRICAL CABLING AND EARTHING Supply, erection, testing & commissioning of 1100V grade PVC sheathed FRLS armoured cable. |  | 0 | 0 | Approved
The Soul, Rajarhat | BASEMENT WITH PODIUM | Ventilation |  | WO/HR01/BP01/26 | UNIVERSAL ENERGY SOLUTIONS PVT. LTD. | 3C x 16 sqmm copper for Axial Flow Fan | 3C x 16 sqmm copper for Axial Flow Fan | RMT | 360 | 521 | Approved
The Soul, Rajarhat | BASEMENT WITH PODIUM | Ventilation |  | WO/HR01/BP01/26 | UNIVERSAL ENERGY SOLUTIONS PVT. LTD. | 3C x 6 sqmm copper for Axial Flow Fan | 3C x 6 sqmm copper for Axial Flow Fan | RMT | 10 | 266 | Approved
The Soul, Rajarhat | BASEMENT WITH PODIUM | Ventilation |  | WO/HR01/BP01/26 | UNIVERSAL ENERGY SOLUTIONS PVT. LTD. | 3C x 2.5 sqmm copper cables for Jet Fan /Ventilation Unit | 3C x 2.5 sqmm copper cables for Jet Fan /Ventilation Unit | RMT | 2050 | 133.25 | Approved
The Soul, Rajarhat | BASEMENT WITH PODIUM | Ventilation |  | WO/HR01/BP01/26 | UNIVERSAL ENERGY SOLUTIONS PVT. LTD. | 3C x 1.5 sqmm copper cables for Jet Fan | 3C x 1.5 sqmm copper cables for Jet Fan | RMT | 1185 | 101 | Approved
The Soul, Rajarhat | BASEMENT WITH PODIUM | Ventilation |  | WO/HR01/BP01/26 | UNIVERSAL ENERGY SOLUTIONS PVT. LTD. | 3C x 1.5 sqmm copper cable for CO sensor | 3C x 1.5 sqmm copper cable for CO sensor | RMT | 600 | 101 | Approved
The Soul, Rajarhat | BASEMENT WITH PODIUM | Ventilation |  | WO/HR01/BP01/26 | UNIVERSAL ENERGY SOLUTIONS PVT. LTD. | 6 SWG GI Earthing | 6 SWG GI Earthing | RMT | 570 | 23 | Approved
The Soul, Rajarhat | BASEMENT WITH PODIUM | Ventilation |  | WO/HR01/BP01/26 | UNIVERSAL ENERGY SOLUTIONS PVT. LTD. | 50 x 5 GI Strip | 50 x 5 GI Strip | RMT | 0 | 180 | Approved
The Soul, Rajarhat | BASEMENT WITH PODIUM | Ventilation |  | WO/HR01/BP01/26 | UNIVERSAL ENERGY SOLUTIONS PVT. LTD. | 25 x 3 GI Strip | 25 x 3 GI Strip | RMT | 430 | 80.25 | Approved
The Soul, Rajarhat | BASEMENT WITH PODIUM | Ventilation |  | WO/HR01/BP01/26 | UNIVERSAL ENERGY SOLUTIONS PVT. LTD. | ELECTRICAL CABLING AND EARTHING | ELECTRICAL CABLING AND EARTHING Supply, erection, testing & commissioning Perforated Type Cable Tray (Hot Dip Galvanized) |  | 0 | 0 | Approved
The Soul, Rajarhat | BASEMENT WITH PODIUM | Ventilation |  | WO/HR01/BP01/26 | UNIVERSAL ENERGY SOLUTIONS PVT. LTD. | 600mm width | 600mm width | RMT | 0 | 1201 | Approved
The Soul, Rajarhat | BASEMENT WITH PODIUM | Ventilation |  | WO/HR01/BP01/26 | UNIVERSAL ENERGY SOLUTIONS PVT. LTD. | 500mm width | 500mm width | RMT | 0 | 1094 | Approved
The Soul, Rajarhat | BASEMENT WITH PODIUM | Ventilation |  | WO/HR01/BP01/26 | UNIVERSAL ENERGY SOLUTIONS PVT. LTD. | 450 mm width | 450 mm width | RMT | 12 | 921 | Approved
The Soul, Rajarhat | BASEMENT WITH PODIUM | Ventilation |  | WO/HR01/BP01/26 | UNIVERSAL ENERGY SOLUTIONS PVT. LTD. | 300 mm width | 300 mm width | RMT | 91 | 524 | Approved
The Soul, Rajarhat | BASEMENT WITH PODIUM | Ventilation |  | WO/HR01/BP01/26 | UNIVERSAL ENERGY SOLUTIONS PVT. LTD. | 200 mm width | 200 mm width | RMT | 31 | 427 | Approved
The Soul, Rajarhat | BASEMENT WITH PODIUM | Ventilation |  | WO/HR01/BP01/26 | UNIVERSAL ENERGY SOLUTIONS PVT. LTD. | 150 mm width | 150 mm width | RMT | 86 | 370 | Approved
The Soul, Rajarhat | BASEMENT WITH PODIUM | Ventilation |  | WO/HR01/BP01/26 | UNIVERSAL ENERGY SOLUTIONS PVT. LTD. | ELECTRICAL CABLING AND EARTHING | ELECTRICAL CABLING AND EARTHING Cable Termination Supply, erection, testing & commissioning of Gland termination for FRLHS Power cable & control cable (Make: Havells / Polycab / RR) |  | 0 | 0 | Approved
The Soul, Rajarhat | BASEMENT WITH PODIUM | Ventilation |  | WO/HR01/BP01/26 | UNIVERSAL ENERGY SOLUTIONS PVT. LTD. | 3C x 16 sqmm copper for Axial Flow Fan | 3C x 16 sqmm copper for Axial Flow Fan | Nos | 8 | 532 | Approved
The Soul, Rajarhat | BASEMENT WITH PODIUM | Ventilation |  | WO/HR01/BP01/26 | UNIVERSAL ENERGY SOLUTIONS PVT. LTD. | 3C x 2.5 sqmm copper cables for Jet Fan | 3C x 2.5 sqmm copper cables for Jet Fan | Nos | 56 | 233 | Approved
The Soul, Rajarhat | BASEMENT WITH PODIUM | Ventilation |  | WO/HR01/BP01/26 | UNIVERSAL ENERGY SOLUTIONS PVT. LTD. | 3C x 1.5 sqmm copper cable for CO sensor /Jet Fan | 3C x 1.5 sqmm copper cable for CO sensor /Jet Fan | Nos | 46 | 189 | Approved
The Soul, Rajarhat | BASEMENT WITH PODIUM | Ventilation |  | WO/HR01/BP01/26 | UNIVERSAL ENERGY SOLUTIONS PVT. LTD. | AIR DISTRIBUTION | AIR DISTRIBUTION Supply, Fabrication, installation and testing of sheet metal ducts as per IS:655 with supprots (must be G.I) and accessories in accordance with the approved shop drawings and as required by the specifications. |  | 0 | 0 | Approved
The Soul, Rajarhat | BASEMENT WITH PODIUM | Ventilation |  | WO/HR01/BP01/26 | UNIVERSAL ENERGY SOLUTIONS PVT. LTD. | 18 G | 18 G | Sq.Mtr. | 0 | 1547 | Approved
The Soul, Rajarhat | BASEMENT WITH PODIUM | Ventilation |  | WO/HR01/BP01/26 | UNIVERSAL ENERGY SOLUTIONS PVT. LTD. | 20 G | 20 G | Sq.Mtr. | 301 | 1158 | Approved
The Soul, Rajarhat | BASEMENT WITH PODIUM | Ventilation |  | WO/HR01/BP01/26 | UNIVERSAL ENERGY SOLUTIONS PVT. LTD. | 22 G | 22 G | Sq.Mtr. | 300 | 932 | Approved
The Soul, Rajarhat | BASEMENT WITH PODIUM | Ventilation |  | WO/HR01/BP01/26 | UNIVERSAL ENERGY SOLUTIONS PVT. LTD. | 24 G | 24 G | Sq.Mtr. | 133 | 747 | Approved
The Soul, Rajarhat | BASEMENT WITH PODIUM | Ventilation |  | WO/HR01/BP01/26 | UNIVERSAL ENERGY SOLUTIONS PVT. LTD. | Flexible connections | Supply, fabrication, installation and testing the flexible connections constructed of fire resistance flexible double canvas sleeve for fans. | Nos | 20 | 1391 | Approved
The Soul, Rajarhat | BASEMENT WITH PODIUM | Ventilation |  | WO/HR01/BP01/26 | UNIVERSAL ENERGY SOLUTIONS PVT. LTD. | Air duct | Supplying & fixing of duct dampers in supply air duct as per approved drawings and specifications. Damper shall be with 16G GSS body and blades. (Minimum billing qty should be 0.1 Sqmt) | Sq.Mtr. | 0.62 | 8850 | Approved
The Soul, Rajarhat | BASEMENT WITH PODIUM | Ventilation |  |  |  | Louvers | Supply, installation, testing and balancing of louvers with bird screen for exhaust air as per specifications . (Minimum billing qty should be 0.1 Sqmt) | Nos |  |  | Approved
The Soul, Rajarhat | BASEMENT WITH PODIUM | Ventilation |  | WO/HR01/BP01/26 | UNIVERSAL ENERGY SOLUTIONS PVT. LTD. | Gravity damper | Supply, installation, testing and balancing of Gravity damper with bird screen for exhaust air as per specifications . (Minimum billing qty should be 0.1 Sqmt) | Sq.Mtr. | 6.46 | 8200 | Approved
The Soul, Rajarhat | BASEMENT WITH PODIUM | Ventilation |  | WO/HR01/BP01/26 | UNIVERSAL ENERGY SOLUTIONS PVT. LTD. | Exhaust Air Linear Grilles | Supply, installation, testing and balancing of Anodised extruded Aluminium construction & Powder coated Supply/ Exhaust Air Linear Grilles with volume control damper in accordance with the approved shop drawings & tech spec. (Minimum billing qty should be 0.1 Sqmt)" | Sq.Mtr. | 15 | 8850 | Approved
The Soul, Rajarhat | BASEMENT WITH PODIUM | Ventilation |  | WO/HR01/BP01/26 | UNIVERSAL ENERGY SOLUTIONS PVT. LTD. | GI motorized fire Damper | Supply, installation, testing and comissioning of GI motorized fire Damper (Minimum billing qty should be 0.1 Sqmt) | Sq.Mtr. | 0 | 9500 | Approved
The Soul, Rajarhat | BASEMENT WITH PODIUM | Ventilation |  | WO/HR01/BP01/26 | UNIVERSAL ENERGY SOLUTIONS PVT. LTD. | Actuator for above damper | Actuator for above damper | Nos | 0 | 8919 | Approved
The Soul, Rajarhat | BASEMENT WITH PODIUM | Ventilation |  | WO/HR01/BP01/26 | UNIVERSAL ENERGY SOLUTIONS PVT. LTD. | Supply, installation, testing comissioning of MS Structure for Axial flow fan . | Supply, installation, testing commissioning of MS Structure for Axial flow fan . | Kgs | 650 | 100 | Approved
The Soul, Rajarhat | BASEMENT WITH PODIUM | Ventilation |  | WO/HR01/BP01/26 | UNIVERSAL ENERGY SOLUTIONS PVT. LTD. | Supply Installation testing comissioning of the Ozone Generator for 3,600 CFM | Supply Installation testing comissioning of the Ozone Generator for 3,600 CFM | Nos | 1 | 79934 | Approved
The Soul, Rajarhat | BASEMENT WITH PODIUM | Ventilation |  | WO/HR01/BP01/26 | UNIVERSAL ENERGY SOLUTIONS PVT. LTD. | Supply Installation testing comissioning of the Ozone Generator for 20,500 CFM | Supply Installation testing comissioning of the Ozone Generator for 20,500 CFM | Nos | 1 | 175020 | Approved
The Soul, Rajarhat | BLOCK | Flooring Work |  | WO/HR01/BOK01/30 | Front Tech | Vitrified/ Ceramic Tiles at Sill | Providing and laying charges for Vitrified/ Ceramic Tiles at Sill (Utility) at any level all complete with with necessary chipping in any level with Cement Sand Mortar (1:4) as per drawing & direction of Engineer-in-charge. (Only Cement & Tiles will be supplied by the Client but subject to reconciliation. Shifting & Lifting of all materials & machineries are in contractor's scope) | Rft | 638.35 | 23.3 | Approved
The Soul, Rajarhat | BLOCK | Flooring Work |  | WO/HR01/BOK01/29 | A.M. Enterprise | Vitrified/ Ceramic Tiles at Sill | Providing and laying charges for Vitrified/ Ceramic Tiles at Sill (Utility) at any level all complete with with necessary chipping in any level with Cement Sand Mortar (1:4) as per drawing & direction of Engineer-in-charge. (Only Cement & Tiles will be supplied by the Client but subject to reconciliation. Shifting & Lifting of all materials & machineries are in contractor's scope) | Rft | 1017.5 | 22 | Approved
The Soul, Rajarhat | BLOCK | Flooring Work |  | WO/HR01/BOK01/49 | A.M. Enterprise | Vitrified/ Ceramic Tiles at Sill | Providing and laying charges for Vitrified/ Ceramic Tiles at Sill (Utility) at any level all complete with with necessary chipping in any level with Cement Sand Mortar (1:4) as per drawing & direction of Engineer-in-charge. (Only Cement & Tiles will be supplied by the Client but subject to reconciliation. Shifting & Lifting of all materials & machineries are in contractor's scope) | Rft | 628.9 | 22 | Approved
The Soul, Rajarhat | BLOCK | Flooring Work |  | WO/HR01/BOK01/37 | A.M. Enterprise | Vitrified/ Ceramic Tiles at Sill | Providing and laying charges for Vitrified/ Ceramic Tiles at Sill (Utility) at any level all complete with with necessary chipping in any level with Cement Sand Mortar (1:4) as per drawing & direction of Engineer-in-charge. (Only Cement & Tiles will be supplied by the Client but subject to reconciliation. Shifting & Lifting of all materials & machineries are in contractor's scope) | Rft | 707 | 22 | Approved
The Soul, Rajarhat | BLOCK | Flooring Work |  | WO/HR01/BOK01/30 | Front Tech | Lift Facia | Lift Facia: Charges for Lift Facia Making as per approved drawing at all level which includes Granite fixing (with Adhesive and Cement Mortar). Groove making, Molding and polishing etc. all complete as per direction of EIC. The rate includes Manual lifting at all level. Only Granite and Cement and Adhesive will be supplied by Client but subjected to reconciliation. | Nos. | 32 | 3400 | Approved
The Soul, Rajarhat | BLOCK | Flooring Work |  | WO/HR01/BOK01/49 | A.M. Enterprise | Lift Facia | Lift Facia: Charges for Lift Facia Making as per approved drawing at all level which includes Granite fixing (with Adhesive and Cement Mortar). Groove making, Molding and polishing etc. all complete as per direction of EIC. The rate includes Manual lifting at all level. Only Granite and Cement and Adhesive will be supplied by Client but subjected to reconciliation. | Nos. | 32 | 3400 | Approved
The Soul, Rajarhat | BLOCK | Flooring Work |  | WO/HR01/BOK01/37 | A.M. Enterprise | Lift Facia | Lift Facia: Charges for Lift Facia Making as per approved drawing at all level which includes Granite fixing (with Adhesive and Cement Mortar). Groove making, Molding and polishing etc. all complete as per direction of EIC. The rate includes Manual lifting at all level. Only Granite and Cement and Adhesive will be supplied by Client but subjected to reconciliation. | Nos. | 32 | 3400 | Approved
The Soul, Rajarhat | BLOCK | Flooring Work |  | WO/HR01/BOK01/29 | A.M. Enterprise | Lift Facia (Tiles & Granite) | Lift Facia Charges for Lift Facia Making as per approved drawing at all level which includes Tiles and Granite fixing (with Adhesive and Cement Mortar). Groove making, Molding and polishing etc. all complete as per direction of EIC. The rate includes Manual lifting at all level. Only Granite and Cement and Adhesive will be supplied by Client but subjected to reconciliation. |  | 0 | 0 | Approved
The Soul, Rajarhat | BLOCK | Flooring Work |  | WO/HR01/BOK01/29 | A.M. Enterprise | Tiles Fixing | Fixing of 600X600 Vitrified/Ceramic Tiles at Lift facia With adhesive | Sq.Ft. | 1292 | 25 | Approved
The Soul, Rajarhat | BLOCK | Flooring Work |  | WO/HR01/BOK01/29 | A.M. Enterprise | Granite Fixing | Fixing of Granite patty/ Strip at Jam & Soffit of Lift opening with Adhesive/ Cement Mortar | Rft | 541 | 39 | Approved
The Soul, Rajarhat | BLOCK | Flooring Work |  | WO/HR01/BOK01/29 | A.M. Enterprise | Molding | Charges for Molding of Granite Slab at Lift Facia | Rft | 541 | 35 | Approved
The Soul, Rajarhat | BASEMENT WITH PODIUM | Ventilation |  | WO/HR01/BP01/26 | UNIVERSAL ENERGY SOLUTIONS PVT. LTD. | Louvers | Supply, installation, testing and balancing of louvers with bird screen for exhaust air as per specifications . (Minimum billing qty should be 0.1 Sqmt) | Sq.Mtr. | 40 | 8200 | Approved
SOUTHWINDS PROJECT LLP (PHASE - III & IV) | COMMON INFRASTRUCTURE - PHASE III & IV | Consultancy Charges | OTHER CONSLUTANTS | WO/SP34/CI34/30 | SIDDHESWARI ENVIRONMENTAL CONSULTANTS PVT. LTD | Environmental Clearance from SEIAA/SEAC | Submission of filled-in FORM I and FORM IA as per MoEFCC Notification No. S.O.1533, dated 14.09.2006 and its subsequent amendments for Environment Clearance, Preparation of EIA/EMP report as per ToR and Consent to Establish from WBPCB . | Lump Sum | 1 | 675000 | Approved
The Soul, Rajarhat | BLOCK | Civil | Sub & Super Structure Work | WO/HR01/BOK01/80 | HARIPADA BARAI | Additional charges for aluform material unloading | Additional charges to unload aluform material (Aluform Panels/ Board, Props, Pin & Wages etc. complete set) to Ground Floor and shifting to the Fabrication & Stacking yard with in site premises which includes material lifting on roof, Cleaning, lowering and shifting all complete at all level as per direction of EIC | Sq.Mtr. | 4102 | 30 | Approved
The Soul, Rajarhat | BLOCK | Civil | Sub & Super Structure Work | WO/HR01/BOK01/81 | MAA KALI CONSTRUCTION | Additional charges for aluform material unloading | Additional charges to unload aluform material (Aluform Panels/ Board, Props, Pin & Wages etc. complete set) to Ground Floor and shifting to the Fabrication & Stacking yard with in site premises which includes material lifting on roof, Cleaning, lowering and shifting all complete at all level as per direction of EIC | Sq.Mtr. | 5209 | 30 | Approved
The Ramdulari | PRE-CONSTRUCTION PHASE | Site Office | Temporary Boundary Wal | WO/RP/RP01/25 | K3 Hygienic Service | Front Boundary wall painting | Front Boundary wall painting |  | 0 | 0 | Approved
The Ramdulari | PRE-CONSTRUCTION PHASE | Site Office | Temporary Boundary Wal | WO/RP/RP01/25 | K3 Hygienic Service | weather shield paint | Providing & applying one coat External Primer and two coat weather shield (MAX finish) at external surface including preparation of surface by brushing & cleaning loose particles etc. all complete as per approved specification & direction of Engineer in charge. Location: Front Boundary wall Colour Code: As approved by Engineer-In-Charge. Brand: Asian Paints/ICI/Berger Note: Material shall be applied after approval of Engineer-in-Charge | Sq.Ft. | 1149 | 11.2 | Approved
The Ramdulari | PRE-CONSTRUCTION PHASE | Site Office | Temporary Boundary Wal | WO/RP/RP01/25 | K3 Hygienic Service | additional one coat | Providing & applying additional one coat weather shield (MAX finish) at external surface all complete as per approved specification & direction of Engineer in charge. | Sq.Ft. | 1149 | 4.5 | Approved
The Ramdulari | MARKETING | Site Branding |  | WO/RP/RP05/7 | INFOSIGN SYSTEMS PVT. LTD. | Non Illuminated display signage | Supply & Installation of Non Illuminated Signage for permission Board for The Ramdulari. | Set | 1 | 3000 | Approved
The Soul, Rajarhat | BLOCK | Flooring Work |  | WO/HR01/BOK01/111 | A.M. Enterprise | ROOF SRI Tiles Fixing | Fixing Charges for of SRI Tiles (300X300) at Roof floor and over a bed of 30-35 mm thick cement mortar (1:4) , with 3mm (W) X 8 mm(D) groove and filled with polymer based grout pigmented to match after acid washing including all finishing & Cleaning at all level as per drawing and direction of Engineer-In-Charge. This rates includes Chipping (if required) Tiles , Cement will be supplied by Client but subjected to reconciliation. Base Price of Sand Rs. 80 Per CFT One Passenger Hoist will be Provided for Material Lifting at Tower 08 |  | 0 | 0 | Approved
The Soul, Rajarhat | BLOCK | Flooring Work |  | WO/HR01/BOK01/111 | A.M. Enterprise | Roof Flooring | Charges of Tiles Laying including the cost of material lifting, Acid wash including all finishing & Cleaning at all level as per drawing and direction of Engineer-In-Charge. | Sq.Ft. | 34768 | 29 | Approved
The Soul, Rajarhat | BLOCK | Flooring Work |  | WO/HR01/BOK01/111 | A.M. Enterprise | Roof Skirting | Charges of Skirting including the cost of material lifting, Acid wash including all finishing & Cleaning at all level as per drawing and direction of Engineer-In-Charge. | Rft | 5086 | 24 | Approved
The Soul, Rajarhat | BLOCK | Flooring Work |  | WO/HR01/BOK01/111 | A.M. Enterprise | Tiles Groove 3mm X 8mm | "Charges for Groove making 3mm (W) X 8 mm(D) and filling with polymer based grout (pigmented) including the cost of material at all level as per drawing and direction of Engineer-In-Charge. Grouting Chemical (Brand: kerakoll) Grouting Powder Fugabella 0-5 Porcelana Grouting Admixture: Fugaflex Eco | Rft | 70652 | 6 | Approved
SOUTHWINDS PROJECT LLP (PHASE - III & IV) | COMMON INFRASTRUCTURE - PHASE III & IV | Boundary Wall |  | WO/SP34/CI34/32 | S K CONSTRUCTION | Water proofing work | Water proofing work for modification of Front boundary wall towards Bypass from Ph-1 To Phase-3 & 4. |  | 0 | 0 | Approved
SOUTHWINDS PROJECT LLP (PHASE - III & IV) | COMMON INFRASTRUCTURE - PHASE III & IV | Boundary Wall |  | WO/SP34/CI34/32 | S K CONSTRUCTION | Plaster chipping for WP work | Labour charges for chipping out plaster morter , remove dust, oil, grease , loose paint/ coating , particles by manually to open the brick wall surface and cutting groove joint over brick joint area as per direction of EIC. | Sq.Ft. | 2059.584 | 4 | Approved
SOUTHWINDS PROJECT LLP (PHASE - III & IV) | COMMON INFRASTRUCTURE - PHASE III & IV | Boundary Wall |  | WO/SP34/CI34/32 | S K CONSTRUCTION | Patching & Waterproofing Coating | 1)Patching :- Mark all brick joints, starter joints manually with the help of EIC at site. Cleaning with wire brush and water all brick joint and others ( if any ) joints in boundary wall and Supplying & applying of patching work by using polymer morter admixed with Fosroc Nitobond SBR(Latex) in the ratio of 1:2 ( cement : Sand) & 1:6 ( Latex : water ). 2) Waterproofing Coating:- Over prepared surface, SSD substrate shall be treated with cementitous coating with Fosroc Nitocote SBR(Latex) waterproofing slurry primer in tow coats in the Ratio 1: 3 : 6 (1 Volume Latex : 3 Volume Water : 6 Volume cement) between 24 hours a on entire surface of boundary wall . | Sq.Ft. | 2059.584 | 17 | Approved
SOUTHWINDS PROJECT LLP (PHASE - III & IV) | COMMON INFRASTRUCTURE - PHASE III & IV | Boundary Wall |  | WO/SP34/CI34/32 | S K CONSTRUCTION | Protective Plaster | Protective Plaster:- Laying of 10-12 mm Protective Plaster in the ratio 1:4(Cement: Sand)on the retire waterproofing area of retaining wall admixed with Fosroc Conplast WL (Integral waterproofing liquid admixture for concrete and mortar) @ 200 ml per bag of cement. ( Only cement will be provided by client but subject to reconciliation & all other materials to be provided by contractor for completing the job) | Sq.Ft. | 2059.584 | 8 | Approved
The Soul, Rajarhat | BASEMENT WITH PODIUM | Electrical |  | WO/HR01/BP01/27 | DIAMOND PROJECTS | Electrical Work | Supply & Labour charges in /sq.ft. on plate area of total electrical work (Surface Type) including supply of MMS, PVC Conduit, MS circular box for slab and wall conduiting including supply of Sand, MS JB of approved make, main line & CKT wiring, wiring of light point, fan point , exhaust fan, AC out door unit connection, power point etc of all floor area as required, Receiving and Fixing of modular box, wire pulling, fixing of switch & socket, distribution boxes & MCB, supply and fixing of GI ladder/ perforated cable tray in all floor area and electrical shaft & ELV shaft as required , Fixing of Main LT Panel , all Sub electrical Panel , DB, MCCB, SFU, ACCL etc, Laying of suitable sizes of XLPE armoured cable including suply of all accessories from elctrical meter room upto all sub Panel, DB etc in respective floor through electrical riser , Making end termination of 1.1 KV grade XlPE cable in LT Panel, Sub Panel, DB etc , Receiving & fixing of Main Switch/MCCB/ DB as required, TV & Telephone, internet system conduit & cable laying from Ground floor upto all floor area as required, Fixing of suitable sizes of GI Ladder / perforated cable tray for ELCT & ELV Shaft and all floor area as required, earthing system for Meter room , all electrical panel, Sub electrical Panel ,DB etc as required , including supply of materials like GI Pipe electrode & GI strip,sand, bricks, Stone chips, CI cover etc of standard size & approved make, fixing of light fixture, fan, exhaust fan.etc in all floor area as per drawing complete in all respect & as per annexure attach with the WO. (Area : Podium Block), Plate area details - Basement Floor- 62028.738 Sq. Ft. Ground Floor - 62671.057 Sq. Ft. & 1st Floor - 64751.048 Sq. Ft. This includes Electrical & ELV Shaft but excluding Ventilation Shaft, & Other Cut out. | Sq.Ft. | 189451 | 11.75 | Approved
The Ramdulari | COMMON INFRASTRUCTURE | Landscaping |  | WO/RP/RP03/18 | AGRO CONSULTANCY SERVICES | Plant maintenance work | Maintenance for 214 nos Plants to grow up developed specification including supply of one full time Gardener also including of Fertilizer & Pesticides all complete as per direction of EIC. | Months | 7 | 13000 | Approved
SOUTHWINDS PROJECT LLP (PHASE - III & IV) | COMMON INFRASTRUCTURE - PHASE III & IV | Boundary Wall |  | WO/SP34/CI34/29 | SHAHBAZ CONSTRUCTION | Earthwork in excavation | Labour charges Earthwork in excavation up to 1.5m depth Charges for Earth Work in Excavation (by mechanical means/manually) in all types of soil including moorum, laterite for foundations and stacking the soils within a lead of 100m as directed. The item includes necessary trimming & removal of vegetation, preparing access to location of work, trimming of the sides of trenches, leveling, dressing and ramming the bottom, bailing/pumping out water with mechanical means and slush cleaning as required complete. (Measurement shall be made on extra over 10% of theoretical PCC dimension as per drawing. Rate is inclusive of any additional excavation required for working space). Rate is inclusive of labour, material, POL, tools & tackles all complete. Earthwork in Excavation - depth of excavation up to 1.5 mtr from EGL including bailing out of water. | Cum. | 166.353 | 210 | Approved
SOUTHWINDS PROJECT LLP (PHASE - III & IV) | COMMON INFRASTRUCTURE - PHASE III & IV | Boundary Wall |  | WO/SP34/CI34/29 | SHAHBAZ CONSTRUCTION | earthwork for filling | Labour charges for earthwork for filling Earth work in filling with earth obtained from excavation in layers not exceeding 250 mm including watering, ramming etc.complete in all respect as per direction of EIC ( payment to be made on the basis of the finished quantity of work | Cum. | 166.353 | 135 | Approved
The Soul, Rajarhat | BASEMENT WITH PODIUM | Civil | Basement with Podium | WO/HR01/BP01/18 | NEW L. N. CONSTRUCTION | Misc. Civil Work at Podium | Misc. Civil Work at Podium Sand Base Price: 56 per CFT Material escalation only provided on Sand |  | 0 | 0 | Approved
The Soul, Rajarhat | BASEMENT WITH PODIUM | Civil | Basement with Podium | WO/HR01/BP01/18 | NEW L. N. CONSTRUCTION | Earth filling of good quality available at site at Planters (Manually) | Earth filling of good quality available at site at Planters (Manually) Labour Charges of Filling of good Earth at Site Planters (Podium) including transportation of soil, all labour, materials, machinery, tools & tackles etc. for all lead & lift to all level to the entire satisfaction & direction of Engineer-in-Charge. | Cum. | 326 | 295 | Approved
The Soul, Rajarhat | BASEMENT WITH PODIUM | Civil | Basement with Podium | WO/HR01/BP01/18 | NEW L. N. CONSTRUCTION | 100mm thk. Brick Work (4:1) | "100mm thk. Brick Work (4:1) Providing and erecting 100 mm thick brick work with 1st class Fly Ash bricks for walls at all level of specified thickness in sand cement mortar (4 :1) including the cost of all material, labour, tools, tackles, scaffolding, curing etc. complete including all lead & lift to all level as per direction of Engineer-in-Charge and technical specification. (Cement would be supplied by the employer free of cost, but subjected to reconciliation)." | Sq.Mtr. | 161 | 780 | Approved
The Soul, Rajarhat | BASEMENT WITH PODIUM | Civil | Basement with Podium | WO/HR01/BP01/18 | NEW L. N. CONSTRUCTION | 125mm/ 150mm thk. Brick Work (4:1) | "125mm/150mm thk. Brick Work (4:1) Providing and erecting 125mm /150 mm thick brick work with 1st class Fly Ash bricks for walls at all level of specified thickness in sand cement mortar (4 :1) including the cost of all material, labour, tools, tackles, scaffolding, curing etc. complete including all lead & lift to all level as per direction of Engineer-in-Charge and technical specification. (Cement would be supplied by the employer free of cost, but subjected to reconciliation)." | SqMtr | 4 | 830 | Approved
The Soul, Rajarhat | BASEMENT WITH PODIUM | Civil | Basement with Podium | WO/HR01/BP01/18 | NEW L. N. CONSTRUCTION | "200/250/300mm thk. Brick Work (4:1) | "200/250/300mm thk. Brick Work (4:1) Providing and erecting 200/250/300 mm thick brick work with 1st class Fly Ash bricks for walls at all level of specified thickness in sand cement mortar (4 :1) including the cost of all material, labour, tools, tackles, scaffolding, curing etc. complete including all lead & lift to all level as per direction of Engineer-in-Charge and technical specification. (Cement would be supplied by the employer free of cost, but subjected to reconciliation)." | Cum. | 912 | 6300 | Approved
The Soul, Rajarhat | BASEMENT WITH PODIUM | Civil | Basement with Podium | WO/HR01/BP01/18 | NEW L. N. CONSTRUCTION | 15mm thk. Internal wall plaster (1:6) | "15mm thk. Internal wall plaster (1:6) Internal wall plaster Providing and applying plaster ( to internal walls) with sand and cement mortar including round off or chamfering of concrete surface , curing etc, complete as per direction of EIC - 15 mm thick sand cement mortar ( 6 parts sand : 1 part cement), at any floor and level . (Cement would be supplied by the employer free of cost, but subjected to reconciliation)" | Sq.Mtr. | 7571 | 190 | Approved
The Soul, Rajarhat | BASEMENT WITH PODIUM | Civil | Basement with Podium | WO/HR01/BP01/18 | NEW L. N. CONSTRUCTION | 10mm thk. Ceiling plaster (1:4) | "10mm thk. Ceiling plaster (1:4) Internal Ceiling plaster Providing and applying plaster ( to Ceiling) with sand and cement mortar including round off or chamfering of concrete surface , curing etc, complete as per direction of EIC - 10 mm thick sand cement mortar ( 4 parts sand : 1 part cement), at any floor and level . (Cement would be supplied by the employer free of cost, but subjected to reconciliation)" | Sq.Mtr. | 0 | 180 | Approved
The Soul, Rajarhat | BASEMENT WITH PODIUM | Civil | Basement with Podium | WO/HR01/BP01/18 | NEW L. N. CONSTRUCTION | 20mm thk. External Wall plaster (1:6) | "20mm thk. External Wall plaster (1:6) External wall plaster Providing and applying plaster ( to External Walls)of 20 mm thick (Two Layer 12+8) , with sand and cement mortar ( 6:1) including rounding off or chamfering of corners as directed and raking out joints or roughening of concrete surface, including threading nosing and drip course where necessary including MS pipe scaffolding, curing etc. all complete as per drawing & direction of EIC. , at any floor and level . Scaffolding material will be provided by client. (Cement would be supplied by the employer free of cost, but subjected to reconciliation)""" | Sq.Mtr. | 4948 | 210 | Approved
The Soul, Rajarhat | BASEMENT WITH PODIUM | Civil | Basement with Podium | WO/HR01/BP01/18 | NEW L. N. CONSTRUCTION | Door frame fixing | "Door frame fixing Labour charges for Door frame fixing including supply & fixing by Ms hold fast /Anchor fastener adjacent to Brick surface including concrete grouting with at any Level as per drawing and direction of Engineer-in-charge. Door frame to be supplied by client, but subjected to reconciliation" | Nos | 40 | 420 | Approved
The Soul, Rajarhat | BASEMENT WITH PODIUM | Civil | Basement with Podium | WO/HR01/BP01/18 | NEW L. N. CONSTRUCTION | Providing, laying Light weight filling with AAC block | "Providing, laying Light weight filling with AAC block Providing, laying Light weight filling with AAC block at down slab are for light weight filling purpose at all level of specified thickness in sand cement mortar (4 :1) (Minimum 10-12 mm cement mortar to be provided all sites of AAC block) including the cost of all material, labour, tools, tackles, scaffolding, curing etc. complete including all lead & lift to all level as per entire satisfaction & direction of Engineer-in-Charge and technical specification. (Cement would be supplied by the employer free of cost, but subjected to reconciliation)." | Cum. | 658 | 6000 | Approved
The Soul, Rajarhat | BASEMENT WITH PODIUM | Civil | Basement with Podium | WO/HR01/BP01/18 | NEW L. N. CONSTRUCTION | Laying 1:3:6/1:4:8 plain cement concrete (PCC) | "Laying 1:3:6/1:4:8 plain cement concrete (PCC) Providing & laying of P.C.C (1:3:6/1:4:8) by site mix concrete 25 mm and down sized , screened and washed well graded stone chips excluding shuttering, consolidation complete in all respect including all lead & lift to all level as per drawing, specification and direction of EIC. Cement would be supplied by client, but subjected to reconciliation""" | Cum. | 0 | 5200 | Approved
The Soul, Rajarhat | BASEMENT WITH PODIUM | Civil | Basement with Podium | WO/HR01/BP01/18 | NEW L. N. CONSTRUCTION | Rung ladder in proper line at any level | "Rung ladder in proper line at any level Labour Charges for fixing Rung Ladder as per direction of EIC Rung ladder will be supplied by Client but subjected to reconciliation" | Nos | 0 | 150 | Approved
The Soul, Rajarhat | BASEMENT WITH PODIUM | Civil | Basement with Podium | WO/HR01/BP01/18 | NEW L. N. CONSTRUCTION | Sand cushion filling for Planters (Manually) | "Sand cushion filling for Planters (Manually) Providing and filling charges of Yellow sand at Site Planters (Podium) including transportation of Sand, all labour, materials, machinery, tools & tackles etc. for all lead & lift to all level to the entire satisfaction & direction of Engineer-in-Charge." | Cum. | 314 | 2720 | Approved
The Soul, Rajarhat | BASEMENT WITH PODIUM | Civil | Basement with Podium | WO/HR01/BP01/18 | NEW L. N. CONSTRUCTION | "Fibre Chicken Wire Mesh at concrete and brickwork joint before inside/ out side plaster | "Fibre Chicken Wire Mesh at concrete and brickwork joint before inside/ out side plaster Charges for fixing of Fibre Chicken Wire Mesh at concrete and brickwork joint before applying plaster and as per the direction of EIC, at any floor and level as per drawing and direction of Engineer-in-Charge" | RMT | 3554 | 6 | Approved
The Soul, Rajarhat | BASEMENT WITH PODIUM | Civil | Basement with Podium | WO/HR01/BP01/18 | NEW L. N. CONSTRUCTION | Stagging (only Labour) | "Stagging (only Labour) Labour charges for Stagging work for outside plaster as per requirement and direction of EIC" | Cum. | 10743 | 25 | Approved
The Soul, Rajarhat | BASEMENT WITH PODIUM | Civil | Basement with Podium | WO/HR01/BP01/18 | NEW L. N. CONSTRUCTION | Shuttering | "Shuttering All charges for providing, fabricating, erecting and fixing in position plained timber, plywood centering and shuttering true to line and level, including steel propping, staging, shuttering removal, applying shuttering oil, including required bracing, chamfering corners (of exposed edges) of beams, columns, walls etc. complete as per drawing & direction of Engineer-in-Charge. Rate shall also include removal and dismantling the aforesaid assembly after specified period complete at all depths and leads for all items, all profile and till Plinth level" | Sq.Mtr. | 300 | 445 | Approved
The Soul, Rajarhat | BASEMENT WITH PODIUM | Civil | Basement with Podium | WO/HR01/BP01/18 | NEW L. N. CONSTRUCTION | Reinforcement | "Reinforcement Labour charges for fixing Steel Reinforcement (Tor Steel as per IS-1786, Fe 500) for RCC work including transporting, decoiling, straightening, removing loose rust, cutting, bending and placing for all profile and for all lead & lift, binding with 18 gauge annealed wire as per drawing and direction of Engineer-in-Charge. Payment of steel shall be made as per drawing and approved bar bending schedule with permissible laps and paid on the basis of the sectional weights of bar as per relevant I.S. Code. The rate shall include cost of binding wire, chairs, spacers, pins, cover blocks which will not be measured separately for payment. (Reinforcement would be supplied by the employer free of cost, but subjected to reconciliation)." | MT | 0 | 6300 | Approved
The Soul, Rajarhat | BASEMENT WITH PODIUM | Civil | Basement with Podium | WO/HR01/BP01/18 | NEW L. N. CONSTRUCTION | Concerete | "Concerete All charges for providing and laying M-20/M25 Grade of reinforced cement concrete-by SMC at all level excluding shuttering and reinforcement, including concrete pump, vibrator with complete design of concrete mix as per IS code and relevant special publication , submission of job mix formula after preliminary mix design and testing of concrete cubes as per direction of Engineer-in-Charge. (Cement will be supplied by us, but subjected to reconciliation.)""" | Cum. | 39 | 5700 | Approved
SOUTHWINDS PROJECT LLP (PHASE - III & IV) | OVERHEAD PHASE - III & IV | Security Expenditure |  | WO/SP34/OP34/3 | NIS MANAGEMENT LIMITED | Security Guard | Providing 02 (Two) Nos. Security Guards @12 hr duty basis at Phase-3 BOQ Calculations: Total Days from 1st Aug,2021 to 31st Dec, 2021 = 153 days; Total Holidays from 1st Jul,2021 to 31st Dec, 2021 = 7 days; Total Manpower = 2 nos. Total BOQ = (153+7)x2 = 320 duties | Duties | 320 | 653 | Approved
SOUTHWINDS PROJECT LLP (PHASE - III & IV) | BLOCK PHASE - III | Electrical | External Electrical | WO/SP34/BP34/11 | M ENGINEERING | Installation, Testing, & Commissioning of Lightning protection system at Block-11 & 12 | Installation, Testing, & Commissioning of Lightning protection system at Block-11 & 12 |  | 0 |  | Approved
SOUTHWINDS PROJECT LLP (PHASE - III & IV) | BLOCK PHASE - III | Electrical | External Electrical | WO/SP34/BP34/11 | M ENGINEERING | Parallel Connectors for (500mm air terminal) | Installation, Testing, & Commissioning of Parallel Connectors for (500mm air terminal) connecting two conductors in parallel manner. Material- StSt, with clamping range- Rd / Rd 7-10 mm & Complied as per Standard EN 62561-1. DEHN Part No. 306029 | Nos | 0 |  | Approved
SOUTHWINDS PROJECT LLP (PHASE - III & IV) | BLOCK PHASE - III | Electrical | External Electrical | WO/SP34/BP34/11 | M ENGINEERING | Air-termination rod having length- 2500 mm | Installation, Testing, & Commissioning of Air-termination rod having length- 2500 mm of Material- AlMgSi of Diameter Ø 16 mm, chenfered on both ends& Complied as per Standard EN 62561-2 DEHN Part No. 1032230 | Nos | 0 |  | Approved
SOUTHWINDS PROJECT LLP (PHASE - III & IV) | BLOCK PHASE - III | Electrical | External Electrical | WO/SP34/BP34/11 | M ENGINEERING | Air-termination rod having length- 2000 mm | Installation, Testing, & Commissioning of Air-termination rod having length- 2000 mm of Material- AlMgSi of Diameter Ø 16 mm, chenfered on both ends& Complied as per Standard EN 62561-2 DEHN Part No. 1032230 | Nos | 0 |  | Approved
SOUTHWINDS PROJECT LLP (PHASE - III & IV) | BLOCK PHASE - III | Electrical | External Electrical | WO/SP34/BP34/11 | M ENGINEERING | Side Wall Clamp for 2.5 mtr air terminal | Installation, Testing, & Commissioning of Side Wall Clamp for 2.5 mtr air terminal, Materials-StSt 304, Clamping range-16/10 DIA Part No. 035004 | Nos | 0 |  | Approved
SOUTHWINDS PROJECT LLP (PHASE - III & IV) | BLOCK PHASE - III | Electrical | External Electrical | WO/SP34/BP34/11 | M ENGINEERING | Air-termination rod clamps | Installation, Testing, & Commissioning of Air-termination rod clamps for connecting air-termination rods with one or two conductors. Material of clamp Al, with clamping range of air-termination rod 16 mm and Clamping range of conductor Rd 2x 8-10 mm, & Complied as per Standard EN 62561-1. DEHN Part No. 380116 | Nos | 0 |  | Approved
SOUTHWINDS PROJECT LLP (PHASE - III & IV) | BLOCK PHASE - III | Electrical | External Electrical | WO/SP34/BP34/11 | M ENGINEERING | Universal connector | Installation, Testing, & Commissioning of Universal connector of Material- StSt, with clamping range- 8-10mm, with truss head screw M10x35 mm & Complied as per Standard EN 62561-1., DEHN Part No. 315119 | Nos | 0 |  | Approved
SOUTHWINDS PROJECT LLP (PHASE - III & IV) | BLOCK PHASE - III | Electrical | External Electrical | WO/SP34/BP34/11 | M ENGINEERING | Fixed earth-termination system | Installation, Testing, & Commissioning of "Fixed earth-termination system for protective equipotential bonding and functional equipotential bonding of the down. Connection thread M10 / M12, material of plate- StSt,material of axis- St/tZn, having connection plate Ø 80 mm & Complied as per Standard EN 62561-1 Dehn Part No. 478011 | Nos | 0 |  | Approved
SOUTHWINDS PROJECT LLP (PHASE - III & IV) | BLOCK PHASE - III | Electrical | External Electrical | WO/SP34/BP34/11 | M ENGINEERING | Clamp to Connect reinforcements steel mesh | Installation, Testing, & Commissioning of Clamp to Connect reinforcements steel mesh or reinforcement with round and flat conductors of material- St/bare, having clamping range- Rd / Rd- 16-48 / 6-10 mm & clamping range- Rd/Fl 16-48/30-40 mm & Complied as per Standard EN 62561-1. Dehn Part No. 308036 | Nos | 0 |  | Approved
SOUTHWINDS PROJECT LLP (PHASE - III & IV) | BLOCK PHASE - III | Electrical | External Electrical | WO/SP34/BP34/11 | M ENGINEERING | Clamp to Connection of round and flat conductors | Installation, Testing, & Commissioning of Clamp to Connection of round and flat conductors to fixed earthing terminals with threadM10/M12 Dehn Part No. 478129 | Nos | 0 |  | Approved
SOUTHWINDS PROJECT LLP (PHASE - III & IV) | BLOCK PHASE - III | Electrical | External Electrical | WO/SP34/BP34/11 | M ENGINEERING | Roof Conductor of Diameter Ø- 8 mm, | Installation, Testing, & Commissioning of Roof Conductor of Diameter Ø- 8 mm, Cross-section- 50 mm2, of Material- AlMgSi & Complied as per Standard EN 62561-2 Dehn Part No. 840008 | Mtrs. | 0 |  | Approved
SOUTHWINDS PROJECT LLP (PHASE - III & IV) | BLOCK PHASE - III | Electrical | External Electrical | WO/SP34/BP34/11 | M ENGINEERING | Conductor holder for Parapet wall/Side wall | Installation, Testing, & Commissioning of Conductor holder for Parapet wall/Side wall Having height-16mm thread of conductor holdert -M8, Material of conductor holder - SS, conductor leading-loose,Conductor holder support Rd 8 mm with acssessories screw and Gitty, Material SS (M5 x 50mm) Dehn Part No. 204002 + DIA part no. 036006 | Nos | 0 |  | Approved
SOUTHWINDS PROJECT LLP (PHASE - III & IV) | BLOCK PHASE - III | Electrical | External Electrical | WO/SP34/BP34/11 | M ENGINEERING | Conductor holder for Flat roof. | Installation, Testing, & Commissioning of Conductor holder for Flat roof Dehn Part No. -253060 | Nos | 0 |  | Approved
SOUTHWINDS PROJECT LLP (PHASE - III & IV) | BLOCK PHASE - III | Electrical | External Electrical | WO/SP34/BP34/11 | M ENGINEERING | Fixed earth-termination system | Installation, Testing, & Commissioning of Fixed earth-termination system for protective equipotential bonding and functional equipotential bonding of the down. Connection thread M10 / M12, material of plate- StSt,material of axis- St/tZn, having connection plate Ø 80 mm & Complied as per Standard EN 62561-1 Dehn Part No. 478011 | Nos | 0 |  | Approved
SOUTHWINDS PROJECT LLP (PHASE - III & IV) | BLOCK PHASE - III | Electrical | External Electrical | WO/SP34/BP34/11 | M ENGINEERING | Clamp to Connect reinforcements steel mesh | Installation, Testing, & Commissioning of Clamp to Connect reinforcements steel mesh or reinforcement with round and flat conductors of material- St/bare, having clamping range- Rd / Rd- 16-48 / 6-10 mm & clamping range- Rd/Fl 16-48/30-40 mm & Complied as per Standard EN 62561-1 Dehn Part No. 308036 | Nos | 0 |  | Approved
SOUTHWINDS PROJECT LLP (PHASE - III & IV) | BLOCK PHASE - III | Electrical | External Electrical | WO/SP34/BP34/11 | M ENGINEERING | GI flat (25x6mm) Strip | Installation, Testing, & Commissioning of "GI flat (25x6mm) Strip. Having width- 25mm, Thickness- 6mm, Material- Hot dipped Galvanized Iron, Cross Section- 150 mm2 Coating thickness- Avg. 70 microns. & Complied as per IEC 62561-2 DIA Part No. 021004 | Mtrs. | 0 |  | Approved
SOUTHWINDS PROJECT LLP (PHASE - III & IV) | BLOCK PHASE - III | Electrical | External Electrical | WO/SP34/BP34/11 | M ENGINEERING | GI strip holder of materials | Installation, Testing, & Commissioning of GI strip holder of materials -DOW moulded compound, having height-19mm,Slot Size- 26x6 mm DIA Part No. 055002 | Nos | 0 |  | Approved
SOUTHWINDS PROJECT LLP (PHASE - III & IV) | BLOCK PHASE - III | Electrical | External Electrical | WO/SP34/BP34/11 | M ENGINEERING | Copper bonded rod | Installation, Testing, & Commissioning of Copper bonded rod with Low carbon steel, high tensile strength copper bonded rod with min 254 microns of copper plating, UL listed with company name marked on rod. Diameter- 17.2 mm, Length- 3 meters, Material- Copper Bonded, Coating thickness- 250 microns, min, Approvals- Tested acc. IEC / EN 62561-2, UL 467 DIA Part No. 062173 | Nos | 0 |  | Approved
SOUTHWINDS PROJECT LLP (PHASE - III & IV) | BLOCK PHASE - III | Electrical | External Electrical | WO/SP34/BP34/11 | M ENGINEERING | low resistivity Ground Enhancement material | Installation, Testing, & Commissioning of Environment friendly, RoHS certified, low resistivity Ground Enhancement material in 22.6 Kg pack to fill the bore area around the rod DIA Part No. 078002 | Nos | 0 |  | Approved
SOUTHWINDS PROJECT LLP (PHASE - III & IV) | BLOCK PHASE - III | Electrical | External Electrical | WO/SP34/BP34/11 | M ENGINEERING | StSt 316 grade clamp | Installation, Testing, & Commissioning of StSt 316 grade clamp to terminate the load on earth electrode. Dimension- 160x35x3 mm DIA Part No. 035001 | Nos | 0 |  | Approved
SOUTHWINDS PROJECT LLP (PHASE - III & IV) | BLOCK PHASE - III | Electrical | External Electrical | WO/SP34/BP34/11 | M ENGINEERING | Poly plastic pit cover | Installation, Testing, & Commissioning of Poly plastic pit cover of material- Polymer Body & Cover, Product Code- HEP, Dimensions- 308 mm (L) x 308 mm (W) X 214 mm (H), Weight 2.5 kg (5.50 LBS) DIA Part No. 057006 | Nos | 0 |  | Approved
SOUTHWINDS PROJECT LLP (PHASE - III & IV) | BLOCK PHASE - III | Electrical | External Electrical | WO/SP34/BP34/11 | M ENGINEERING | GI flat (25x6mm) Strip | Installation, Testing, & Commissioning of "GI flat (25x6mm) Strip. Having width- 25mm, Thickness- 6mm, Material- Hot dipped Galvanized Iron, Cross Section- 150 mm2 Coating thickness- Avg. 70 microns. & Complied as per IEC 62561-2. (for Interconnecting Earth Pits) DIA Part No. 021004 | Mtrs. | 0 |  | Approved
The Soul, Rajarhat | BLOCK | False Celling |  | WO/HR01/BOK01/90 | MMK INTERIOR | False Ceiling (Inside of Toilet) | False Ceiling(Inside of Toilet)Providing and fixing with Everest Cement board(Moisture resistant) 6 mm thk. Flat framework comprising of rolled galvanized metal sections consisting of the main channels to run in one direction at 1000mm c/c and secondary ceiling section at 525-650mm c/c in other direction connected to main channel with GI connecting clips of 10 SWG of approved quality.The grids shall be suspended from structural slab by GI strap hangers 15mm x 15mm size @ 1000mm C/C both ways from structural support.Everest Cement board 6 mm thk is then screwed & fixed to ceiling section,finished with jointing compound,paper tape including necessary scaffolding & tool tackles all complete as per direction of drawing and direction of Engineer-In-Charge. Board Brand: Everest Channel Make: Indian Gypsum/ Equivalent | Sq.Mtr. | 973 | 650 | Approved
The Soul, Rajarhat | BLOCK | False Celling |  | WO/HR01/BOK01/120 | Ajay Gaurisaria | False Ceiling (Inside of Toilet) | False Ceiling(Inside of Toilet)Providing and fixing with Everest Cement board(Moisture resistant) 6 mm thk. Flat framework comprising of rolled galvanized metal sections consisting of the main channels to run in one direction at 1000mm c/c and secondary ceiling section at 525-650mm c/c in other direction connected to main channel with GI connecting clips of 10 SWG of approved quality.The grids shall be suspended from structural slab by GI strap hangers 15mm x 15mm size @ 1000mm C/C both ways from structural support.Everest Cement board 6 mm thk is then screwed & fixed to ceiling section,finished with jointing compound,paper tape including necessary scaffolding & tool tackles all complete as per direction of drawing and direction of Engineer-In-Charge. Board Brand: Everest Channel Make: Indian Gypsum/ Equivalent | Sq.Mtr. | 652.5 | 650 | Approved
The Soul, Rajarhat | BLOCK | False Celling |  | WO/HR01/BOK01/122 | B. S. Furniture | False Ceiling (Inside of Toilet) | False Ceiling(Inside of Toilet)Providing and fixing with Everest Cement board(Moisture resistant) 6 mm thk. Flat framework comprising of rolled galvanized metal sections consisting of the main channels to run in one direction at 1000mm c/c and secondary ceiling section at 525-650mm c/c in other direction connected to main channel with GI connecting clips of 10 SWG of approved quality.The grids shall be suspended from structural slab by GI strap hangers 15mm x 15mm size @ 1000mm C/C both ways from structural support.Everest Cement board 6 mm thk is then screwed & fixed to ceiling section,finished with jointing compound,paper tape including necessary scaffolding & tool tackles all complete as per direction of drawing and direction of Engineer-In-Charge. Board Brand: Everest Channel Make: Indian Gypsum/ Equivalent | Sq.Mtr. | 1126.5 | 730 | Approved
The Soul, Rajarhat | BLOCK | False Celling |  | WO/HR01/BOK01/123 | MMK INTERIOR | False Ceiling (Inside of Toilet) | False Ceiling(Inside of Toilet)Providing and fixing with Everest Cement board(Moisture resistant) 6 mm thk. Flat framework comprising of rolled galvanized metal sections consisting of the main channels to run in one direction at 1000mm c/c and secondary ceiling section at 525-650mm c/c in other direction connected to main channel with GI connecting clips of 10 SWG of approved quality.The grids shall be suspended from structural slab by GI strap hangers 15mm x 15mm size @ 1000mm C/C both ways from structural support.Everest Cement board 6 mm thk is then screwed & fixed to ceiling section,finished with jointing compound,paper tape including necessary scaffolding & tool tackles all complete as per direction of drawing and direction of Engineer-In-Charge. Board Brand: Everest Channel Make: Indian Gypsum/ Equivalent | Sq.Mtr. | 1127 | 700 | Approved
The Soul, Rajarhat | BLOCK | False Celling |  | WO/HR01/BOK01/132 | Sangita Gaurisaria | False Ceiling (Inside of Toilet) | False Ceiling(Inside of Toilet)Providing and fixing with Everest Cement board(Moisture resistant) 6 mm thk. Flat framework comprising of rolled galvanized metal sections consisting of the main channels to run in one direction at 1000mm c/c and secondary ceiling section at 525-650mm c/c in other direction connected to main channel with GI connecting clips of 10 SWG of approved quality.The grids shall be suspended from structural slab by GI strap hangers 15mm x 15mm size @ 1000mm C/C both ways from structural support.Everest Cement board 6 mm thk is then screwed & fixed to ceiling section,finished with jointing compound,paper tape including necessary scaffolding & tool tackles all complete as per direction of drawing and direction of Engineer-In-Charge. Board Brand: Everest Channel Make: Indian Gypsum/ Equivalent | Sq.Mtr. | 545 | 650 | Approved
The Soul, Rajarhat | BLOCK | False Celling |  | WO/HR01/BOK01/90 | MMK INTERIOR | Fixing charges of AC Indoor Unit position Top cover with Ply (1500x465mm) | Fixing charges of AC Indoor Unit position Top cover with Ply (19mm)(1500x465mm) Fixing charges of AC Indoor Unit position Top cover with Ply (1500x465mm) over the Approved Framing as per approved drawing and direction of EIC | Nos | 517 | 950 | Approved
The Soul, Rajarhat | BLOCK | False Celling |  | WO/HR01/BOK01/120 | Ajay Gaurisaria | Fixing charges of AC Indoor Unit position Top cover with Ply (1500x465mm) | Fixing charges of AC Indoor Unit position Top cover with Ply (19mm)(1500x465mm) Fixing charges of AC Indoor Unit position Top cover with Ply (1500x465mm) over the Approved Framing as per approved drawing and direction of EIC | Nos | 315 | 950 | Approved
The Soul, Rajarhat | BLOCK | False Celling |  | WO/HR01/BOK01/122 | B. S. Furniture | Fixing charges of AC Indoor Unit position Top cover with Ply (1500x465mm) | Fixing charges of AC Indoor Unit position Top cover with Ply (19mm)(1500x465mm) Fixing charges of AC Indoor Unit position Top cover with Ply (1500x465mm) over the Approved Framing as per approved drawing and direction of EIC | Nos | 512 | 900 | Approved
The Soul, Rajarhat | BLOCK | False Celling |  | WO/HR01/BOK01/123 | MMK INTERIOR | Fixing charges of AC Indoor Unit position Top cover with Ply (1500x465mm) | Fixing charges of AC Indoor Unit position Top cover with Ply (19mm)(1500x465mm) Fixing charges of AC Indoor Unit position Top cover with Ply (1500x465mm) over the Approved Framing as per approved drawing and direction of EIC | Nos | 496 | 1000 | Approved
The Soul, Rajarhat | BLOCK | False Celling |  | WO/HR01/BOK01/132 | Sangita Gaurisaria | Fixing charges of AC Indoor Unit position Top cover with Ply (1500x465mm) | Fixing charges of AC Indoor Unit position Top cover with Ply (19mm)(1500x465mm) Fixing charges of AC Indoor Unit position Top cover with Ply (1500x465mm) over the Approved Framing as per approved drawing and direction of EIC | Nos | 325 | 950 | Approved
The Soul, Rajarhat | COMMON INFRASTRUCTURE | Mechanical Equipment |  |  |  | AMC of Wohr Car parking System | AMC of Wohr Car parking System Duration: 01/09/2021 to 31/08/2022 | Nos |  |  | Approved
Primarc Chambers | OVERHEAD | Overhead |  | WO/PCH/PC05/8 | EUREKA FORBES LTD | AMC for Water purifier | Comprehensive Annual Maintenance Contract for Water Purifier Model: Purifier Aquaguard-Reviva Nxt (RO+UV+MTDS) (Period: 29.10.2021 to 28.10.2022) | Nos | 1 | 5169.5 | Approved
Primarc Chambers | MARKETING | Annual Maintenance Contract |  | WO/PCH/PC03/38 | DAIKIN AIRCONDITIONING INDIA PVT. LTD. | AMC for Daikin Air Conditioner | Comprehensive Maintenance contact for 8 HP Daikin Air-conditioner of following model. Product-:VRV Model-ODU: RXMQ8TY16 Sl No: E001710 (Contract period: 01.11.2021 to 31.10.2022) | HP | 8 | 2650 | Approved
The Soul, Rajarhat | BLOCK | Wood Work |  | WO/HR01/BOK01/113 | M.R. Furniture | Service lift covering with Plywood and Thermocol | Charges for Service lift covering with Plywood and Thermocol as per direction of EIC | Nos | 16 | 1500 | Approved
SOUTHWINDS PROJECT LLP (PHASE - III & IV) | BLOCK PHASE - III | Electrical | Internal Electrical | WO/SP34/BP34/12 | A B S Enterprise | Internal Electrical Work Block -11 | Internal Electrical Work Block -11 |  | 0 |  | Approved
SOUTHWINDS PROJECT LLP (PHASE - III & IV) | BLOCK PHASE - III | Electrical | Internal Electrical | WO/SP34/BP34/12 | A B S Enterprise | 1st to 13th floor | Supply & Labour charges/sq.ft. on plate area of total internal electrical work including supply of PVC MMS rigid conduit pipe, CI/18 SWG MS fan box, MS circular box for slab casting and wall conduiting including supply of Sand & cement, MS JB of approved make, MMS PVC rigid conduit of approved make for electrical riser , ELV Shaft, Lift Shaft & meter room work, Supply & Installation of lift shaft electrical work, meter room & individual flat earthing, receiving and fixing of modular box, wire pulling, fixing of switch & socket, distribution boxes & MCB, main line wiring from individual DB to meter room, change over fixing and wiring from changeover to DG panel including dressing as required, TV & Telephone conduit & cable laying upto Ground Floor, Lift & Meter room earthing including supply of materials like GI Pipe electrode & GI strip of standard size & approved make, common area lift-lobby, staircase, carparking area conduiting & wiring including fixing of fixture as per drawing complete in all respect & as per annexure attach with the WO. (Area : 1st,3rd,5th,7th,9th,11th,13th Floor Plate area details - 9142.87 Sq. ft./Floor and 2nd,4th,6th,8th,10th,12th floor Plate area details - 9125.82 Sq. ft./Floor- including Lift well & Electrical/ELV Shaft but excluding Ventilation Shaft & Cut out. | Sq.Ft. | 0 |  | Approved
SOUTHWINDS PROJECT LLP (PHASE - III & IV) | BLOCK PHASE - III | Electrical | Internal Electrical | WO/SP34/BP34/12 | A B S Enterprise | Ground Floor | Supply & Labour charges/sq.ft. on plate area of total internal electrical work including supply of PVC MMS rigid conduit pipe , CI/18 SWG MS fan box, MS circular box for slab casting and wall conduiting including supply of Sand & cement, MS JB of approved make, MMS PVC rigid conduit of approved make for electrical riser, ELV Shaft,Lift shaft & meter room work, Supply & Installation of lift shaft electrical work, meter room & individual flat earthing, receiving and fixing of modular box, wire pulling, fixing of switch & socket, distribution boxes & MCB, main line wiring from individual DB to meter room, change over fixing and wiring from changeover to DG panel including dressing as required, TV & Telephone conduit & cable laying upto Ground Floor, Lift & Meter room earthing including supply of materials like GI Pipe electrode & GI strip of standard size & approved make, common area lift-lobby, staircase, carparking area conduiting & wiring including fixing of fixture as per drawing complete in all respect & as per annexure attach with the WO. (Area : Ground Floor only), Plate area details - 9143 Sq. ft. including Lift well & Electrical/ELV Shaft but excluding Ventilation Shaft & Cut out. | Sq.Ft. | 0 |  | Approved
The Soul, Rajarhat | BLOCK | Wood Work |  | WO/HR01/BOK01/113 | M.R. Furniture | Misc. Charges | Charges for loading - unloading, transportation, hire charges for machinery as per direction of Engineer-in-Charge | Nos. | 16 | 60 | Approved
SOUTHWINDS PROJECT LLP (PHASE - III & IV) | BLOCK PHASE - III | Electrical | Internal Electrical | WO/SP34/BP34/13 | TECHNIC ENGINEERING SERVICES PRIVATE LIMITED | Internal Electrical Work Block -12 | Internal Electrical Work Block -12 |  | 0 | 0 | Approved
SOUTHWINDS PROJECT LLP (PHASE - III & IV) | BLOCK PHASE - III | Electrical | Internal Electrical | WO/SP34/BP34/15 | TECHNIC ENGINEERING SERVICES PRIVATE LIMITED | Internal Electrical Work Block -12 | Internal Electrical Work Block -12 |  | 0 |  | Approved
SOUTHWINDS PROJECT LLP (PHASE - III & IV) | BLOCK PHASE - III | Electrical | Internal Electrical | WO/SP34/BP34/13 | TECHNIC ENGINEERING SERVICES PRIVATE LIMITED | 1st Floor to 11th Floor | Supply & Labour charges/sq.ft. on plate area of total internal electrical work including supply of MMS rigid conduit pipe, CI/18 SWG MS fan box, MS circular box for slab casting and wall conduiting including supply of Sand & cement, MS JB of approved make, MMS PVC rigid conduit of approved make for electrical riser , ELV Shaft, Lift Shaft & meter room work, Supply & Installation of lift shaft electrical work, meter room & individual flat earthing, receiving and fixing of modular box, wire pulling, fixing of switch & socket, distribution boxes & MCB, main line wiring from individual DB to meter room, change over fixing and wiring from changeover to DG panel including dressing as required, TV & Telephone conduit & cable laying upto Ground Floor, Lift & Meter room earthing including supply of materials like GI Pipe electrode & GI strip of standard size & approved make, common area lift-lobby, staircase, carparking area conduiting & wiring including fixing of fixture as per drawing complete in all respect & as per annexure attach with the WO. (Area : 1st Floor to 11th Floor), Plate area details - 6458.72 Sq. ft./Floor including Lift well & Electrical/ELV Shaft but excluding Ventilation Shaft & Cut out. | Sq.Ft. | 71046 | 27.5 | Approved
SOUTHWINDS PROJECT LLP (PHASE - III & IV) | BLOCK PHASE - III | Electrical | Internal Electrical | WO/SP34/BP34/15 | TECHNIC ENGINEERING SERVICES PRIVATE LIMITED | 1st Floor to 11th Floor | Supply & Labour charges/sq.ft. on plate area of total internal electrical work including supply of MMS rigid conduit pipe, CI/18 SWG MS fan box, MS circular box for slab casting and wall conduiting including supply of Sand & cement, MS JB of approved make, MMS PVC rigid conduit of approved make for electrical riser , ELV Shaft, Lift Shaft & meter room work, Supply & Installation of lift shaft electrical work, meter room & individual flat earthing, receiving and fixing of modular box, wire pulling, fixing of switch & socket, distribution boxes & MCB, main line wiring from individual DB to meter room, change over fixing and wiring from changeover to DG panel including dressing as required, TV & Telephone conduit & cable laying upto Ground Floor, Lift & Meter room earthing including supply of materials like GI Pipe electrode & GI strip of standard size & approved make, common area lift-lobby, staircase, carparking area conduiting & wiring including fixing of fixture as per drawing complete in all respect & as per annexure attach with the WO. (Area : 1st Floor to 11th Floor), Plate area details - 6458.72 Sq. ft./Floor including Lift well & Electrical/ELV Shaft but excluding Ventilation Shaft & Cut out. | Sq.Ft. | 0 |  | Approved
SOUTHWINDS PROJECT LLP (PHASE - III & IV) | BLOCK PHASE - III | Electrical | Internal Electrical | WO/SP34/BP34/13 | TECHNIC ENGINEERING SERVICES PRIVATE LIMITED | Ground Floor | Supply & Labour charges/sq.ft. on plate area of total internal electrical work including supply of MMS rigid conduit pipe, CI/18 SWG MS fan box, MS circular box for slab casting and wall conduiting including supply of Sand & cement, MS JB of approved make, MMS PVC rigid conduit of approved make for electrical riser, ELV Shaft,Lift shaft & meter room work, Supply & Installation of lift shaft electrical work, meter room & individual flat earthing, receiving and fixing of modular box, wire pulling, fixing of switch & socket, distribution boxes & MCB, main line wiring from individual DB to meter room, change over fixing and wiring from changeover to DG panel including dressing as required, TV & Telephone conduit & cable laying upto Ground Floor, Lift & Meter room earthing including supply of materials like GI Pipe electrode & GI strip of standard size & approved make, common area lift-lobby, staircase, carparking area conduiting & wiring including fixing of fixture as per drawing complete in all respect & as per annexure attach with the WO. (Area : Ground Floor only), Plate area details - 6685 Sq. ft. including Lift well & Electrical/ELV Shaft but excluding Ventilation Shaft & Cut out. | Sq.Ft. | 6685 | 24 | Approved
SOUTHWINDS PROJECT LLP (PHASE - III & IV) | BLOCK PHASE - III | Electrical | Internal Electrical | WO/SP34/BP34/15 | TECHNIC ENGINEERING SERVICES PRIVATE LIMITED | Ground Floor | Supply & Labour charges/sq.ft. on plate area of total internal electrical work including supply of MMS rigid conduit pipe, CI/18 SWG MS fan box, MS circular box for slab casting and wall conduiting including supply of Sand & cement, MS JB of approved make, MMS PVC rigid conduit of approved make for electrical riser, ELV Shaft,Lift shaft & meter room work, Supply & Installation of lift shaft electrical work, meter room & individual flat earthing, receiving and fixing of modular box, wire pulling, fixing of switch & socket, distribution boxes & MCB, main line wiring from individual DB to meter room, change over fixing and wiring from changeover to DG panel including dressing as required, TV & Telephone conduit & cable laying upto Ground Floor, Lift & Meter room earthing including supply of materials like GI Pipe electrode & GI strip of standard size & approved make, common area lift-lobby, staircase, carparking area conduiting & wiring including fixing of fixture as per drawing complete in all respect & as per annexure attach with the WO. (Area : Ground Floor only), Plate area details - 6685 Sq. ft. including Lift well & Electrical/ELV Shaft but excluding Ventilation Shaft & Cut out. | Sq.Ft. | 0 |  | Approved
The Soul, Rajarhat | BASEMENT WITH PODIUM | Civil | Basement with Podium | WO/HR01/BP01/28 | WINNTUS FORMWORK PVT LTD | Hire charges for scaffolding material | Hire charges for scaffolding material Details BOQ attached separately as per Annexure-I (Zone-01) | Lump Sum | 1.245 | 275048 | Approved
The Soul, Rajarhat | BASEMENT WITH PODIUM | Civil | Basement with Podium | WO/HR01/BP01/28 | WINNTUS FORMWORK PVT LTD | Hire charges for scaffolding material | Hire charges for scaffolding material Details BOQ attached separately as per Annexure-I (Zone-02) | Lump Sum | 0.3 | 131921 | Approved
The Soul, Rajarhat | BLOCK | Civil | Sub & Super Structure Work | WO/HR01/BOK01/114 | WINNTUS FORMWORK PVT LTD | Hire charges for scaffolding material | Hire charges for scaffolding material Details BOQ attached separately as per Annexure-I (FRP) | Lump Sum | 0.486 | 128050 | Approved
The Soul, Rajarhat | BLOCK | Civil | Sub & Super Structure Work | WO/HR01/BOK01/52 | MD SATIKUL HOQUE | Hollow Block Removing & Refixing | Hollow Block Removing & Refixing |  | 0 | 0 | Approved
The Soul, Rajarhat | BLOCK | Civil | Sub & Super Structure Work | WO/HR01/BOK01/52 | MD SATIKUL HOQUE | Hollow Block Removing & Refixing | Charges for 100 mm Thk. hollow Concrete Block Removing & Refixing work at lobby opening with (Course sand 5 : Cement 1) Sand cement mortar, with neat finish of block joints for subsequent application of painting [Note: Plaster will not be applied], should be placed in such a way that the vertical and horizontal edges are in the same line, level including the cost of Sand, labour, tools, tackles, scaffolding, curing, cleaning of debris, cutting of blocks with shaw cutter (wherever required), shifting of material etc. complete in all respect, at all level as per approved drawing and direction of EIC. Cement and 375X165X100 hollow Block will be supplied by client free of cost but subjected to reconciliation | Sq.Mtr. | 143.7 | 480 | Approved
The Soul, Rajarhat | BLOCK | Civil | Sub & Super Structure Work | WO/HR01/BOK01/52 | MD SATIKUL HOQUE | Misc. Charges | Charges for loading - unloading, transportation, hire charges for machinery as per direction of Engineer-in-Charge | Sq.Mtr. | 143.7 | 37 | Approved
The Soul, Rajarhat | BLOCK | Flooring Work |  | WO/HR01/BOK01/101 | A.M. Enterprise | GF Flooring Work | Flooring Fixing charges of 300x300 Vitrified / Ceramic Tiles (Brand as approved) in any level on a bed of 30-40mm thick cement mortar (1:4) with necessary chipping, cutting, joint filled with white cement slurry pigmented to match after acid washing including all finishing & cleaning as per drawing, direction of Engineer-in-Charge. (Only Cement & Tiles will be supplied by the Client but subject to reconciliation. Shifting & Lifting of all materials & machineries are in contractor's scope)" |  | 0 | 0 | Approved
The Soul, Rajarhat | BLOCK | Flooring Work |  | WO/HR01/BOK01/102 | Front Tech | GF Flooring Work | Flooring Fixing charges of 300x300 Vitrified / Ceramic Tiles (Brand as approved) in any level on a bed of 30-40mm thick cement mortar (1:4) with necessary chipping, cutting, joint filled with white cement slurry pigmented to match after acid washing including all finishing & cleaning as per drawing, direction of Engineer-in-Charge. (Only Cement & Tiles will be supplied by the Client but subject to reconciliation. Shifting & Lifting of all materials & machineries are in contractor's scope)" |  | 0 | 0 | Approved
The Soul, Rajarhat | BLOCK | Flooring Work |  | WO/HR01/BOK01/101 | A.M. Enterprise | Vitrified tiles (300x300) - VT4 - flooring | Vitrified tiles (300x300) - VT4 - flooring | Sq.Ft. | 3705 | 27 | Approved
The Soul, Rajarhat | BLOCK | Flooring Work |  | WO/HR01/BOK01/102 | Front Tech | Vitrified tiles (300x300) - VT4 - flooring | Vitrified tiles (300x300) - VT4 - flooring | Sq.Ft. | 619 | 27.95 | Approved
The Soul, Rajarhat | BLOCK | Flooring Work |  | WO/HR01/BOK01/101 | A.M. Enterprise | Vitrified tiles (300x300) - VT4 - Skirting | Vitrified tiles (300x300) - VT4 - Skirting | Rft | 603 | 20 | Approved
The Soul, Rajarhat | BLOCK | Flooring Work |  | WO/HR01/BOK01/102 | Front Tech | Vitrified tiles (300x300) - VT4 - Skirting | Vitrified tiles (300x300) - VT4 - Skirting | Rft | 131 | 21 | Approved
The Soul, Rajarhat | BLOCK | Flooring Work |  | WO/HR01/BOK01/101 | A.M. Enterprise | Vitrified tiles (300x300)- VT3 - flooring | Vitrified tiles (300x300)- VT3 - flooring | Sq.Ft. | 0 | 27 | Approved
The Soul, Rajarhat | BLOCK | Flooring Work |  | WO/HR01/BOK01/102 | Front Tech | Vitrified tiles (300x300)- VT3 - flooring | Vitrified tiles (300x300)- VT3 - flooring | Sq.Ft. | 0 | 27.95 | Approved
The Soul, Rajarhat | BLOCK | Flooring Work |  | WO/HR01/BOK01/101 | A.M. Enterprise | Ground Floor Flooring | "Wall tiles Providing & fixing charges of Vitrified / Ceramic Tiles (Brand as approved) at Toilet Dado in any level on a bed of 25-30mm thick cement mortar (1:4) including jam & soffit of Ledge wall, door, window with necessary chipping, cutting, joint filled with white cement slurry pigmented to match after acid washing including all finishing & cleaning as per drawing, direction of Engineer-in-Charge. (Only Cement & Tiles will be supplied by the Client but subject to reconciliation. Shifting & Lifting of all materials & machineries are in contractor's scope) The scope of work also include Chippings and Grindings." | Sq.Ft. | 1402 | 29 | Approved
The Soul, Rajarhat | BLOCK | Flooring Work |  | WO/HR01/BOK01/102 | Front Tech | Ground Floor Flooring | "Wall tiles Providing & fixing charges of Vitrified / Ceramic Tiles (Brand as approved) at Toilet Dado in any level on a bed of 25-30mm thick cement mortar (1:4) including jam & soffit of Ledge wall, door, window with necessary chipping, cutting, joint filled with white cement slurry pigmented to match after acid washing including all finishing & cleaning as per drawing, direction of Engineer-in-Charge. (Only Cement & Tiles will be supplied by the Client but subject to reconciliation. Shifting & Lifting of all materials & machineries are in contractor's scope) The scope of work also include Chippings and Grindings." | Sq.Ft. | 0 | 28.5 | Approved
The Soul, Rajarhat | BLOCK | Flooring Work |  | WO/HR01/BOK01/101 | A.M. Enterprise | Ground Floor Flooring | Flooring Kota stone Fixing with polishing Fixing charges of Kota Stone for all levels over a bed of 20-30 mm thick cement mortar (1:4) joints filled with white cement slurry pigmented to match including polishing of Kota Stone in all levels with 3 types of carborundum stone cutting, all finishing & Cleanning as per drawing and direction of Engineer-In-Charge. (Only Kota & Cement will be supplied by the Client but subject to reconciliation. Shifting & Lifting of all materials & machineries are in contractor's scope) " |  | 0 | 0 | Approved
The Soul, Rajarhat | BLOCK | Flooring Work |  | WO/HR01/BOK01/102 | Front Tech | Ground Floor Flooring | Flooring Kota stone Fixing with polishing Fixing charges of Kota Stone for all levels over a bed of 20-30 mm thick cement mortar (1:4) joints filled with white cement slurry pigmented to match including polishing of Kota Stone in all levels with 3 types of carborundum stone cutting, all finishing & Cleanning as per drawing and direction of Engineer-In-Charge. (Only Kota & Cement will be supplied by the Client but subject to reconciliation. Shifting & Lifting of all materials & machineries are in contractor's scope) " |  | 0 | 0 | Approved
The Soul, Rajarhat | BLOCK | Flooring Work |  | WO/HR01/BOK01/101 | A.M. Enterprise | Kota (600x600) - Flooring | Kota (600x600) - Flooring | Sq.Ft. | 1769 | 37 | Approved
The Soul, Rajarhat | BLOCK | Flooring Work |  | WO/HR01/BOK01/102 | Front Tech | Kota (600x600) - Flooring | Kota (600x600) - Flooring | Sq.Ft. | 691 | 43 | Approved
The Soul, Rajarhat | BLOCK | Flooring Work |  | WO/HR01/BOK01/101 | A.M. Enterprise | Kota (600x600) - Skirting | Kota (600x600) - Skirting | Rft | 682.5 | 28 | Approved
The Soul, Rajarhat | BLOCK | Flooring Work |  | WO/HR01/BOK01/102 | Front Tech | Kota (600x600) - Skirting | Kota (600x600) - Skirting | Rft | 246 | 28 | Approved
The Soul, Rajarhat | BLOCK | Flooring Work |  | WO/HR01/BOK01/101 | A.M. Enterprise | Kota (600x600) - Riser (166.67 mm) | Kota (600x600) - Riser (166.67 mm) | Rft | 792 | 28 | Approved
The Soul, Rajarhat | BLOCK | Flooring Work |  | WO/HR01/BOK01/102 | Front Tech | Kota (600x600) - Riser (166.67 mm) | Kota (600x600) - Riser (166.67 mm) | Rft | 0 | 28 | Approved
The Soul, Rajarhat | BLOCK | Flooring Work |  | WO/HR01/BOK01/101 | A.M. Enterprise | Ground Floor Flooring | Kota (600x600) - Riser (166.67 mm)- Moulding Labour Charges of Moulding of Kota Slab. in any level as per drawing & direction of Engineer-in-charge. (Shifting & Lifting of all materials & machineries are in contractor's scope)" | Rft | 677 | 24 | Approved
The Soul, Rajarhat | BLOCK | Flooring Work |  | WO/HR01/BOK01/102 | Front Tech | Ground Floor Flooring | Kota (600x600) - Riser (166.67 mm)- Moulding Labour Charges of Moulding of Kota Slab. in any level as per drawing & direction of Engineer-in-charge. (Shifting & Lifting of all materials & machineries are in contractor's scope)" | Rft | 0 | 27.5 | Approved
The Soul, Rajarhat | BLOCK | Flooring Work |  | WO/HR01/BOK01/101 | A.M. Enterprise | Ground Floor Flooring | Kota (600x600) - Riser (166.67 mm)- Grouve Labour charges for making of grooves by cutting the Kota in any level as per drawing & direction of Enginner-in-charge" | Rft | 0 | 15 | Approved
The Soul, Rajarhat | BLOCK | Flooring Work |  | WO/HR01/BOK01/102 | Front Tech | Ground Floor Flooring | Kota (600x600) - Riser (166.67 mm)- Grouve Labour charges for making of grooves by cutting the Kota in any level as per drawing & direction of Enginner-in-charge" | Rft | 0 | 20 | Approved
The Soul, Rajarhat | BLOCK | Flooring Work |  | WO/HR01/BOK01/101 | A.M. Enterprise | Ground Floor Flooring | Fixing charges of Nasoli Granite at any level including cutting of edges in sharp & right angle on a bed of 30-40mm thick cement mortar (1:4) with necessary chipping, cutting, joint filled with white cement slurry pigmented to match after acid washing including all finishing & cleaning as per drawing, direction of Engineer-in-Charge. (Only Cement & Granite will be supplied by the Client but subject to reconciliation. Shifting & Lifting of all materials & machineries are in contractor's scope) |  | 0 | 0 | Approved
The Soul, Rajarhat | BLOCK | Flooring Work |  | WO/HR01/BOK01/102 | Front Tech | Ground Floor Flooring | Fixing charges of Nasoli Granite at any level including cutting of edges in sharp & right angle on a bed of 30-40mm thick cement mortar (1:4) with necessary chipping, cutting, joint filled with white cement slurry pigmented to match after acid washing including all finishing & cleaning as per drawing, direction of Engineer-in-Charge. (Only Cement & Granite will be supplied by the Client but subject to reconciliation. Shifting & Lifting of all materials & machineries are in contractor's scope) |  | 0 | 0 | Approved
The Soul, Rajarhat | BLOCK | Flooring Work |  | WO/HR01/BOK01/101 | A.M. Enterprise | Nasoli Granite (750x2400)- GT- flooring | Nasoli Granite (750x2400)- GT- flooring | Sq.Ft. | 7484 | 45 | Approved
The Soul, Rajarhat | BLOCK | Flooring Work |  | WO/HR01/BOK01/102 | Front Tech | Nasoli Granite (750x2400)- GT- flooring | Nasoli Granite (750x2400)- GT- flooring | Sq.Ft. | 2297 | 43 | Approved
The Soul, Rajarhat | BLOCK | Flooring Work |  | WO/HR01/BOK01/101 | A.M. Enterprise | Nasoli Granite (750x2400)- GT- Skirting | Nasoli Granite (750x2400)- GT- Skirting | Rft | 1645 | 36 | Approved
The Soul, Rajarhat | BLOCK | Flooring Work |  | WO/HR01/BOK01/102 | Front Tech | Nasoli Granite (750x2400)- GT- Skirting | Nasoli Granite (750x2400)- GT- Skirting | Rft | 538 | 25.3 | Approved
The Soul, Rajarhat | BLOCK | Flooring Work |  | WO/HR01/BOK01/101 | A.M. Enterprise | Nasoli Granite (750x2400)- GT - Riser & Patty | Nasoli Granite (750x2400)- GT - Riser & Patty | Rft | 2835 | 36 | Approved
The Soul, Rajarhat | BLOCK | Flooring Work |  | WO/HR01/BOK01/102 | Front Tech | Nasoli Granite (750x2400)- GT - Riser & Patty | Nasoli Granite (750x2400)- GT - Riser & Patty | Rft | 871 | 27.5 | Approved
The Soul, Rajarhat | BLOCK | Flooring Work |  | WO/HR01/BOK01/101 | A.M. Enterprise | Ground Floor Flooring | Nasoli Granite (750x2400)- GT - Riser & Patty- Moulding Labour Charges of Moulding of Granite Slab. in any level as per drawing & direction of Engineer-in-charge. (Shifting & Lifting of all materials & machineries are in contractor's scope)" | Rft | 725 | 33 | Approved
The Soul, Rajarhat | BLOCK | Flooring Work |  | WO/HR01/BOK01/102 | Front Tech | Ground Floor Flooring | Nasoli Granite (750x2400)- GT - Riser & Patty- Moulding Labour Charges of Moulding of Granite Slab. in any level as per drawing & direction of Engineer-in-charge. (Shifting & Lifting of all materials & machineries are in contractor's scope)" | Rft | 70 | 19 | Approved
The Soul, Rajarhat | BLOCK | Flooring Work |  | WO/HR01/BOK01/101 | A.M. Enterprise | Ground Floor Flooring | Nasoli Granite (750x2400)- GT - Riser & Patty- Grouve Labour charges for making of grooves by cutting the Grinite in any level as per drawing & direction of Engineer-in-charge" | Rft | 0 | 15 | Approved
The Soul, Rajarhat | BLOCK | Flooring Work |  | WO/HR01/BOK01/102 | Front Tech | Ground Floor Flooring | Nasoli Granite (750x2400)- GT - Riser & Patty- Grouve Labour charges for making of grooves by cutting the Grinite in any level as per drawing & direction of Engineer-in-charge" | Rft | 70 | 20 | Approved
The Soul, Rajarhat | BLOCK | Flooring Work |  | WO/HR01/BOK01/101 | A.M. Enterprise | Ground Floor Flooring | Lift Facia: Charges for Lift Facia Making as per approved drawing at all level which includes Granite fixing (with Adhesive and Cement Mortar). Groove making, Molding and polishing etc. all complete as per direction of EIC. The rate includes Manual lifting at all level. Only Granite and Cement and Adhesive will be supplied by Client but subjected to reconciliation. | Nos | 8 | 3400 | Approved
The Soul, Rajarhat | BLOCK | Flooring Work |  | WO/HR01/BOK01/102 | Front Tech | Ground Floor Flooring | Lift Facia: Charges for Lift Facia Making as per approved drawing at all level which includes Granite fixing (with Adhesive and Cement Mortar). Groove making, Molding and polishing etc. all complete as per direction of EIC. The rate includes Manual lifting at all level. Only Granite and Cement and Adhesive will be supplied by Client but subjected to reconciliation. | Nos | 4 | 3400 | Approved
The Soul, Rajarhat | COMMON INFRASTRUCTURE | Landscaping | Softscape | WO/HR01/CIH01/72 | Mondal Nurseries & Exterior | Tree at Ground | Charges for supply of Plants (TREES) at required location as per approved drawing, specification and direction of EIC |  | 0 | 0 | Approved
The Soul, Rajarhat | COMMON INFRASTRUCTURE | Landscaping | Softscape | WO/HR01/CIH01/72 | Mondal Nurseries & Exterior | Cassia fistula | Cassia fistula Spacing: As per Drawing Height(MM): 3500-4000 | Nos | 15 | 4300 | Approved
The Soul, Rajarhat | COMMON INFRASTRUCTURE | Landscaping | Softscape | WO/HR01/CIH01/72 | Mondal Nurseries & Exterior | Mangifera indica | Mangifera indica Spacing: As per Drawing Height(MM): 3500-4000 | Nos | 14 | 2102 | Approved
The Soul, Rajarhat | COMMON INFRASTRUCTURE | Landscaping | Softscape | WO/HR01/CIH01/72 | Mondal Nurseries & Exterior | Bauhinia blakeana | Bauhinia blakeana Spacing: As per Drawing Height(MM): 3000-3500 | Nos | 14 | 2389 | Approved
The Soul, Rajarhat | COMMON INFRASTRUCTURE | Landscaping | Softscape | WO/HR01/CIH01/72 | Mondal Nurseries & Exterior | Tabebuia rosea | Tabebuia rosea Spacing: As per Drawing Height(MM): 4500-5000 | Nos | 17 | 2484 | Approved
The Soul, Rajarhat | COMMON INFRASTRUCTURE | Landscaping | Softscape | WO/HR01/CIH01/72 | Mondal Nurseries & Exterior | Millingtonia hortensis | Millingtonia hortensis Spacing: As per Drawing Height(MM): 4500-5000 | Nos | 27 | 2389 | Approved
The Soul, Rajarhat | COMMON INFRASTRUCTURE | Landscaping | Softscape | WO/HR01/CIH01/72 | Mondal Nurseries & Exterior | SHRUBS & GROUND COVERS | Charges for supply of Plants (SHRUBS & GROUND COVERS ) at required location as per approved drawing, specification and direction of EIC |  | 0 | 0 | Amended & Approved
The Soul, Rajarhat | COMMON INFRASTRUCTURE | Landscaping | Softscape | WO/HR01/CIH01/72 | Mondal Nurseries & Exterior | Alpinia zerumbet (yellow) | Alpinia zerumbet (yellow) Spacing: As per Drawing Height(MM): 450 | Nos | 369 | 382 | Approved
The Soul, Rajarhat | COMMON INFRASTRUCTURE | Landscaping | Softscape | WO/HR01/CIH01/72 | Mondal Nurseries & Exterior | Exocarsia bicolor | Exocarsia bicolor Spacing: As per Drawing Height(MM): 600 | Nos | 175 | 76 | Approved
The Soul, Rajarhat | COMMON INFRASTRUCTURE | Landscaping | Softscape | WO/HR01/CIH01/72 | Mondal Nurseries & Exterior | Alpinia purpurata (green) | Alpinia purpurata (green) Spacing: As per Drawing Height(MM): 900 | Nos | 220 | 268 | Approved
The Soul, Rajarhat | COMMON INFRASTRUCTURE | Landscaping | Softscape | WO/HR01/CIH01/72 | Mondal Nurseries & Exterior | Schefflera arboricola green | Schefflera arboricola green Spacing: As per Drawing Height(MM): 600 | Nos | 325 | 76 | Approved
The Ramdulari | BLOCK | Piling Work |  |  |  | 600mm dia Rotary Pile | Charges for Boring, Providing and Installing 600 mm dia working pile by Rotary Rig including pouring of RMC and placing & fixing in position TMT steel bar reinforcement for RCC in situ work, cost of supplying, cutting, bending and binding with 18 gauge MS annealed binding wire, cement concrete spacer blocks etc., complete strictly as per (IS:2911 [Part I/Sec. 2] drawings, specifications and as directed by the Engineer. This rate is also inclusive of empty boring & filled with available soil from EGL. Rate also includes charges for placing M-30 grade RCC for piling works. The cement concrete should have an ultimate crushing strength of not less than 300Kg/sq.cm on 15 cm x 15cm x 15cm Cube at 28 days and its cement content not less than 400 Kg/cum. rate shall include cost all tools & tackles, equipment's, plant and machinery. Rate also includes charges for cutting bending and tying of reinforcement (Tot Steel as per 15-1786, Fe 500J lowering the cage for piling work including welding transporting, decoiling straightening & removing loose rust and binding with 18 gauge annealed wire to the entire satisfaction of EIC. The rate shall include cost of binding wire, cover blocks which will not be measured separately for payment The pile reinforcement shall be properly welded as per IS specification at all joints both in case of main reinforcement and lateral ties etc including all completion as per drawing and decision. Rate also includes making Slurry vats at pre approved location of site, using bentonite, removal & shifting of bentonite slurry , solid, semisolid liquid muck from vat/drain. dry/wet soil mixed with bentonite and the surplus earth excavated from vat to outside of the site premises by tanker & other transport. (Note: Only Cement, RMC and Reinforcement will be supplied by Client, but subjected to reconciliation). The length of piles shall be measured from EGL to Pile Toe (Termination Level) as shown in the drawing. | RMT |  |  | Approved
The Soul, Rajarhat | COMMON INFRASTRUCTURE | Landscaping | Softscape | WO/HR01/CIH01/72 | Mondal Nurseries & Exterior | Canna malawensis variegated | Canna malawensis variegated Spacing: As per Drawing Height(MM): 750 | Nos | 485 | 57 | Approved
The Soul, Rajarhat | COMMON INFRASTRUCTURE | Landscaping | Softscape | WO/HR01/CIH01/72 | Mondal Nurseries & Exterior | Schefflera arboricola green | Schefflera arboricola green Spacing: As per Drawing Height(MM): 600 | Nos | 260 | 76 | Approved
The Soul, Rajarhat | COMMON INFRASTRUCTURE | Landscaping | Softscape | WO/HR01/CIH01/72 | Mondal Nurseries & Exterior | Helliconia psittacorum | Helliconia psittacorum Spacing: As per Drawing Height(MM): 750 | Nos | 285 | 76 | Approved
The Soul, Rajarhat | COMMON INFRASTRUCTURE | Landscaping | Softscape | WO/HR01/CIH01/72 | Mondal Nurseries & Exterior | Hamelia patens nana | Hamelia patens nana Spacing: As per Drawing Height(MM): 450 | Nos | 432 | 38 | Approved
The Soul, Rajarhat | COMMON INFRASTRUCTURE | Landscaping | Softscape | WO/HR01/CIH01/72 | Mondal Nurseries & Exterior | Tabarnamantana coronaria dwarf | Tabarnamantana coronaria dwarf Spacing: As per Drawing Height(MM): 600 | Nos | 447 | 72 | Approved
The Soul, Rajarhat | COMMON INFRASTRUCTURE | Landscaping | Softscape | WO/HR01/CIH01/72 | Mondal Nurseries & Exterior | Lemonia spectabilis | Lemonia spectabilis Spacing: As per Drawing Height(MM): 600 | Nos | 150 | 53 | Approved
The Soul, Rajarhat | COMMON INFRASTRUCTURE | Landscaping | Softscape | WO/HR01/CIH01/72 | Mondal Nurseries & Exterior | Ixora chinensis | Ixora chinensis Spacing: As per Drawing Height(MM): 450 | Nos | 470 | 67 | Approved
The Soul, Rajarhat | COMMON INFRASTRUCTURE | Landscaping | Softscape | WO/HR01/CIH01/72 | Mondal Nurseries & Exterior | Murraya exotica | Murraya exotica Spacing: As per Drawing Height(MM): 900 | Nos | 0 | 143 | Approved
The Soul, Rajarhat | COMMON INFRASTRUCTURE | Landscaping | Softscape | WO/HR01/CIH01/72 | Mondal Nurseries & Exterior | Cordyline baby doll | Cordyline baby doll Spacing: As per Drawing Height(MM): 750 | Nos | 104 | 43 | Approved
The Soul, Rajarhat | COMMON INFRASTRUCTURE | Landscaping | Softscape | WO/HR01/CIH01/72 | Mondal Nurseries & Exterior | Lemonia spectabilis | Lemonia spectabilis Spacing: As per Drawing Height(MM): 600 | Nos | 150 | 53 | Approved
The Soul, Rajarhat | COMMON INFRASTRUCTURE | Landscaping | Softscape | WO/HR01/CIH01/72 | Mondal Nurseries & Exterior | Tree at 1st Floor | Charges for supply of Plants (TREES) at required location as per approved drawing, specification and direction of EIC (1st Floor) |  | 0 | 0 | Approved
The Soul, Rajarhat | COMMON INFRASTRUCTURE | Landscaping | Softscape | WO/HR01/CIH01/72 | Mondal Nurseries & Exterior | Foxtail Palm | Foxtail Palm Spacing: As per Drawing Height(MM): 2400 | Nos | 48 | 956 | Approved
The Soul, Rajarhat | COMMON INFRASTRUCTURE | Landscaping | Softscape | WO/HR01/CIH01/72 | Mondal Nurseries & Exterior | Plumeria Alba | Plumeria Alba Spacing: As per Drawing Height(MM): 1800 | Nos | 24 | 1147 | Approved
The Soul, Rajarhat | COMMON INFRASTRUCTURE | Landscaping | Softscape | WO/HR01/CIH01/72 | Mondal Nurseries & Exterior | SHRUBS & GROUND COVERS (1st Floor) | Charges for supply of Plants (SHRUBS & GROUND COVERS ) at required location as per approved drawing, specification and direction of EIC (1st Floor) |  | 0 | 0 | Approved
The Soul, Rajarhat | COMMON INFRASTRUCTURE | Landscaping | Softscape | WO/HR01/CIH01/72 | Mondal Nurseries & Exterior | Cordyline baby doll | Cordyline baby doll Spacing: As per Drawing Height(MM): 750 | Nos | 84 | 43 | Approved
The Soul, Rajarhat | COMMON INFRASTRUCTURE | Landscaping | Softscape | WO/HR01/CIH01/72 | Mondal Nurseries & Exterior | Schefflera arboricola green | Schefflera arboricola green Spacing: As per Drawing Height(MM): 600 | Nos | 317 | 76 | Approved
The Soul, Rajarhat | COMMON INFRASTRUCTURE | Landscaping | Softscape | WO/HR01/CIH01/72 | Mondal Nurseries & Exterior | Philodendron Xanadu | Philodendron Xanadu Spacing: As per Drawing Height(MM): 450 | Nos | 240 | 143 | Approved
The Soul, Rajarhat | COMMON INFRASTRUCTURE | Landscaping | Softscape | WO/HR01/CIH01/72 | Mondal Nurseries & Exterior | Manure | Charges for supply of Manure as per direction of EIC |  | 0 | 0 | Approved
The Soul, Rajarhat | COMMON INFRASTRUCTURE | Landscaping | Softscape | WO/HR01/CIH01/73 | Mondal Nurseries & Exterior | Plantation | Charges for Soil Preparation mixing leveling and compacting earth by watering, Carriage, Plantation as per direction of EIC |  | 0 | 0 | Amended & Approved
The Soul, Rajarhat | COMMON INFRASTRUCTURE | Landscaping | Softscape | WO/HR01/CIH01/73 | Mondal Nurseries & Exterior | Maintenance | Charges for Maintenance which includes supervision, watering, supply and application of manure, fertilizer & pesticides as per requirement and direction of EIC | Months | 0 | 35000 | Approved
The Soul, Rajarhat | COMMON INFRASTRUCTURE | Landscaping | Softscape | WO/HR01/CIH01/73 | Mondal Nurseries & Exterior | Planter Sample Planter Bed Preparation | Charges for Sample Planter Bed Preparation |  | 0 | 0 | Amended & Approved
The Soul, Rajarhat | COMMON INFRASTRUCTURE | Landscaping | Softscape | WO/HR01/CIH01/73 | Mondal Nurseries & Exterior | Supply & Laying of 30 mm thick Drain Cell Floor | Supply & Laying of 30 mm thick Drain Cell Floor | Sq.Mtr. | 10.1 | 352 | Approved
The Soul, Rajarhat | COMMON INFRASTRUCTURE | Landscaping | Softscape | WO/HR01/CIH01/73 | Mondal Nurseries & Exterior | Supply & Laying of 20 mm thick Drain Cell Vertical | Supply & Laying of 20 mm thick Drain Cell Vertical | Sq.Mtr. | 20.6 | 328 | Approved
The Soul, Rajarhat | COMMON INFRASTRUCTURE | Landscaping | Softscape | WO/HR01/CIH01/73 | Mondal Nurseries & Exterior | Supply of 2-3" Clay Pot | Supply of 2-3" Clay Pot | Nos | 1200 | 3.2 | Approved
The Soul, Rajarhat | COMMON INFRASTRUCTURE | Landscaping | Softscape | WO/HR01/CIH01/73 | Mondal Nurseries & Exterior | Laying of 2-3" Clay Pot | Laying of 2-3" Clay Pot | Sq.Mtr. | 40.4 | 37.75 | Approved
The Soul, Rajarhat | COMMON INFRASTRUCTURE | Landscaping | Softscape | WO/HR01/CIH01/73 | Mondal Nurseries & Exterior | Supply of 150 GSM Geo Textile non -woven cloth | Supply of 150 GSM Geo Textile non -woven cloth | Sq.Mtr. | 200 | 29 | Approved
The Soul, Rajarhat | COMMON INFRASTRUCTURE | Landscaping | Softscape | WO/HR01/CIH01/73 | Mondal Nurseries & Exterior | Laying of 150 GSM Geo Textile non -woven cloth_ Floor | Laying of 150 GSM Geo Textile non -woven cloth_ Floor | Sq.Mtr. | 80.8 | 10.75 | Approved
The Soul, Rajarhat | COMMON INFRASTRUCTURE | Landscaping | Softscape | WO/HR01/CIH01/73 | Mondal Nurseries & Exterior | Laying of 150 GSM Geo Textile non -woven cloth_ Wall | Laying of 150 GSM Geo Textile non -woven cloth_ Wall | Sq.Mtr. | 164.8 | 21.5 | Approved
The Soul, Rajarhat | COMMON INFRASTRUCTURE | Landscaping | Softscape | WO/HR01/CIH01/72 | Mondal Nurseries & Exterior | Grass_ Goa Selection 01 | Grass_ Goa Selection 01 | Sq.Ft. | 0 | 18 | Approved
The Soul, Rajarhat | BASEMENT WITH PODIUM | Civil | Basement with Podium | WO/HR01/BP01/20 | Vikas Scaffolding Pvt ltd | Hire charges for scaffolding material | Hire charges for scaffolding material Details BOQ attached separately as per annexure-II | Lump Sum | 1.962 | 400386 | Approved
The Soul, Rajarhat | BASEMENT WITH PODIUM | Civil | Basement with Podium | WO/HR01/BP01/17 | WINNTUS FORMWORK PVT LTD | H | Hire charges for scaffolding material Details BOQ attached separately as per annexure-II | Lump Sum | 2.142 | 148700 | Approved
The Soul, Rajarhat | COMMON INFRASTRUCTURE | Consultancy Charges | ARCHITECT | WO/HR01/CIH01/16 | SALIENT | One time fee for time extension | One time fee for time extension up to project completion for the SOUL | Lump Sum | 1 | 500000 | Approved
The Soul, Rajarhat | COMMON INFRASTRUCTURE | Consultancy Charges | OTHER CONSLUTANTS |  |  | Pond Area Development | Pond Area Development (Approx. Area 800 SQM) |  |  |  | Draft
The Soul, Rajarhat | COMMON INFRASTRUCTURE | Consultancy Charges | OTHER CONSLUTANTS |  |  | Consultancy charges for pond reclamation work | Consultancy charges for pond reclamation work | Lump Sum |  |  | Draft
Primarc Chambers | BLOCK | Water Proofing |  | WO/PCH/PC01/8 | Waterproof | Additional charges for Material Rate Escalation | Additional charges for Material Rate Escalation |  | 0 | 0 | Approved
Primarc Chambers | BLOCK | Water Proofing |  | WO/PCH/PC01/8 | Waterproof | Material escalation | Additional Charges for Material Rate Escalation: for item no 1.1 (w.e.f after 30.09.2021) | Sq.Mtr. | 921 | 13 | Approved
Primarc Chambers | BLOCK | Water Proofing |  | WO/PCH/PC01/8 | Waterproof | Material escalation | Additional Charges for Material Rate Escalation: for item no 1.2 (w.e.f after 30.09.2021) | Sq.Mtr. | 180.102 | 13 | Approved
The Soul, Rajarhat | BLOCK | Window and Glazing |  | WO/HR01/BOK01/115 | HINDUSTAN ALUMINIUM WORKS | Window Glazing GF | Providing and Fixing Euro Series Alumunium Window & Glazing with complete design, desire strength, approved surface coating along with approved/ imported high quality accessories and Hardware fittings |  | 0 | 0 | Amended & Approved
The Soul, Rajarhat | BLOCK | Window and Glazing |  | WO/HR01/BOK01/115 | HINDUSTAN ALUMINIUM WORKS | GL-2100 (2100x2400) | GL-2100 (2100x2400) Location: Block-A Tower 08 Retail 01 | Sq.Ft. | 54.25 | 342 | Approved
The Soul, Rajarhat | BLOCK | Window and Glazing |  | WO/HR01/BOK01/115 | HINDUSTAN ALUMINIUM WORKS | GL-750 (750x2400) | GL-750 (750x2400) Location: Block-A Tower 08 Retail 01 | Sq.Ft. | 19.38 | 342 | Approved
The Soul, Rajarhat | BLOCK | Window and Glazing |  | WO/HR01/BOK01/115 | HINDUSTAN ALUMINIUM WORKS | GL-1800 (1800x2400) | GL-1800 (1800x2400) Location: Block-A Tower 08 Retail 01 | Sq.Ft. | 46.5 | 342 | Approved
The Soul, Rajarhat | BLOCK | Window and Glazing |  | WO/HR01/BOK01/115 | HINDUSTAN ALUMINIUM WORKS | GL-2800/GD1-(2800x2650) | GL-2800/GD1-(2800x2650) Location: Block-A Tower 08 Retail 01 | Sq.Ft. | 79.87 | 342 | Approved
The Soul, Rajarhat | BLOCK | Window and Glazing |  | WO/HR01/BOK01/115 | HINDUSTAN ALUMINIUM WORKS | GL-5325 (5325x2400) | GL-5325 (5325x2400) Location: Block-A Tower 08 Retail 02 | Sq.Ft. | 137.56 | 342 | Approved
The Soul, Rajarhat | BLOCK | Window and Glazing |  | WO/HR01/BOK01/115 | HINDUSTAN ALUMINIUM WORKS | GD1-(1500x2650) | GD1-(1500x2650) Location: Block-A Tower 08 Retail 02 | Sq.Ft. | 42.79 | 342 | Approved
The Soul, Rajarhat | BLOCK | Window and Glazing |  | WO/HR01/BOK01/115 | HINDUSTAN ALUMINIUM WORKS | GL-5325 (5325x2400) | GL-5325 (5325x2400) Location: Block-A Tower 07 Retail 03 | Sq.Ft. | 137.56 | 342 | Approved
The Soul, Rajarhat | BLOCK | Window and Glazing |  | WO/HR01/BOK01/115 | HINDUSTAN ALUMINIUM WORKS | GD1-(1500x2650) | GD1-(1500x2650) Location: Block-A Tower 07 Retail 03 | Sq.Ft. | 42.79 | 342 | Approved
The Soul, Rajarhat | BLOCK | Window and Glazing |  | WO/HR01/BOK01/115 | HINDUSTAN ALUMINIUM WORKS | GL-3200 (3200x2100) | GL-3200 (3200x2100) Location: Block-A Tower 05 Estate Office | Sq.Ft. | 72.33 | 342 | Approved
The Soul, Rajarhat | BLOCK | Window and Glazing |  | WO/HR01/BOK01/115 | HINDUSTAN ALUMINIUM WORKS | GL-1690 (1690x2100) | GL-1690 (1690x2100) Location: Block-A Tower 05 Estate Office | Sq.Ft. | 38.2 | 342 | Approved
The Soul, Rajarhat | BLOCK | Window and Glazing |  | WO/HR01/BOK01/115 | HINDUSTAN ALUMINIUM WORKS | GL-2100 (2100x2100) | GL-2100 (2100x2100) Location: Block-A Tower 05 Estate Office | Sq.Ft. | 47.47 | 342 | Approved
The Soul, Rajarhat | BLOCK | Window and Glazing |  | WO/HR01/BOK01/115 | HINDUSTAN ALUMINIUM WORKS | GL-3200 (3200x2100) | GL-3200 (3200x2100) Location: Block-B Tower 04 Estate Office | Sq.Ft. | 72.33 | 342 | Approved
The Soul, Rajarhat | BLOCK | Window and Glazing |  | WO/HR01/BOK01/115 | HINDUSTAN ALUMINIUM WORKS | GL-1690 (1690x2100) | GL-1690 (1690x2100) Location: Block-B Tower 04 Estate Office | Sq.Ft. | 38.2 | 342 | Approved
The Soul, Rajarhat | BLOCK | Window and Glazing |  | WO/HR01/BOK01/115 | HINDUSTAN ALUMINIUM WORKS | GL-2100 (2100x2100) | GL-2100 (2100x2100) Location: Block-B Tower 04 Estate Office | Sq.Ft. | 47.47 | 342 | Approved
The Soul, Rajarhat | BLOCK | Window and Glazing |  | WO/HR01/BOK01/115 | HINDUSTAN ALUMINIUM WORKS | W9 (2400x2000) | W9 (2400x2000) Location: Block-A Tower 08 Reception Lobby | Sq.Ft. | 103.34 | 479 | Approved
The Soul, Rajarhat | BLOCK | Window and Glazing |  | WO/HR01/BOK01/115 | HINDUSTAN ALUMINIUM WORKS | V (600x600) | V (600x600) Location: Block-A Tower 08 Electrical room | Sq.Ft. | 7.76 | 400 | Approved
The Soul, Rajarhat | BLOCK | Window and Glazing |  | WO/HR01/BOK01/115 | HINDUSTAN ALUMINIUM WORKS | W3a (1200x1500) | W3a (1200x1500) Location: Block-A Tower 07 Store | Sq.Ft. | 38.76 | 482 | Approved
The Soul, Rajarhat | BLOCK | Window and Glazing |  | WO/HR01/BOK01/115 | HINDUSTAN ALUMINIUM WORKS | W9 (2400x2000) | W9 (2400x2000) Location: Block-A Tower 07 Reception Lobby | Sq.Ft. | 103.34 | 479 | Approved
The Soul, Rajarhat | BLOCK | Window and Glazing |  | WO/HR01/BOK01/115 | HINDUSTAN ALUMINIUM WORKS | V (600x600) | V (600x600) Location: Block-A Tower 07 Electrical room | Sq.Ft. | 3.88 | 400 | Approved
The Soul, Rajarhat | BLOCK | Window and Glazing |  | WO/HR01/BOK01/115 | HINDUSTAN ALUMINIUM WORKS | W3a (1200x1500) | W3a (1200x1500) Location: Block-A Tower 06 Store | Sq.Ft. | 38.76 | 482 | Approved
The Soul, Rajarhat | BLOCK | Window and Glazing |  | WO/HR01/BOK01/115 | HINDUSTAN ALUMINIUM WORKS | W9 (2400x2000) | W9 (2400x2000) Location: Block-A Tower 06 Reception Lobby | Sq.Ft. | 103.34 | 479 | Approved
The Soul, Rajarhat | BLOCK | Window and Glazing |  | WO/HR01/BOK01/115 | HINDUSTAN ALUMINIUM WORKS | V (600x600) | V (600x600) Location: Block-A Tower 06 Electrical room/Toilet | Sq.Ft. | 19.4 | 400 | Approved
The Soul, Rajarhat | BLOCK | Window and Glazing |  | WO/HR01/BOK01/115 | HINDUSTAN ALUMINIUM WORKS | W2 (1500x2000) | W2 (1500x2000) Location: Block-A Tower 06 Utility | Sq.Ft. | 32.29 | 482 | Approved
The Soul, Rajarhat | BLOCK | Window and Glazing |  | WO/HR01/BOK01/115 | HINDUSTAN ALUMINIUM WORKS | W3a (1200x1500) | W3a (1200x1500) Location: Block-A Tower 05 Store | Sq.Ft. | 19.38 | 482 | Approved
The Soul, Rajarhat | BLOCK | Window and Glazing |  | WO/HR01/BOK01/115 | HINDUSTAN ALUMINIUM WORKS | W10 (3600x2000) | W10 (3600x2000) Location: Block-A Tower 05 Reception Lobby | Sq.Ft. | 155 | 417 | Approved
The Soul, Rajarhat | BLOCK | Window and Glazing |  | WO/HR01/BOK01/115 | HINDUSTAN ALUMINIUM WORKS | V (600x600) | V (600x600) Location: Block-A Tower 05 Electrical room/Toilet | Sq.Ft. | 31.04 | 400 | Approved
The Soul, Rajarhat | BLOCK | Window and Glazing |  | WO/HR01/BOK01/115 | HINDUSTAN ALUMINIUM WORKS | W9 (2400x2000) | W9 (2400x2000) Location: Block-B Tower 01 Reception Lobby | Sq.Ft. | 103.34 | 479 | Approved
The Soul, Rajarhat | BLOCK | Window and Glazing |  | WO/HR01/BOK01/115 | HINDUSTAN ALUMINIUM WORKS | V (600x600) | V (600x600) Location: Block-B Tower 01 Electrical room | Sq.Ft. | 7.76 | 400 | Approved
The Soul, Rajarhat | BLOCK | Window and Glazing |  | WO/HR01/BOK01/115 | HINDUSTAN ALUMINIUM WORKS | W3a (1200x1500) | W3a (1200x1500) Location: Block-B Tower 02 Store | Sq.Ft. | 38.76 | 482 | Approved
The Soul, Rajarhat | BLOCK | Window and Glazing |  | WO/HR01/BOK01/115 | HINDUSTAN ALUMINIUM WORKS | W9 (2400x2000) | W9 (2400x2000) Location: Block-B Tower 02 Reception Lobby | Sq.Ft. | 103.34 | 479 | Approved
The Soul, Rajarhat | BLOCK | Window and Glazing |  | WO/HR01/BOK01/115 | HINDUSTAN ALUMINIUM WORKS | V (600x600) | V (600x600) Location: Block-B Tower 02 Electrical room | SqFt | 3.88 | 400 | Approved
The Soul, Rajarhat | BLOCK | Window and Glazing |  | WO/HR01/BOK01/115 | HINDUSTAN ALUMINIUM WORKS | W3a (1200x1500) | W3a (1200x1500) Location: Block-B Tower 03 Store | Sq.Ft. | 38.76 | 482 | Approved
The Soul, Rajarhat | BLOCK | Window and Glazing |  | WO/HR01/BOK01/115 | HINDUSTAN ALUMINIUM WORKS | W9 (2400x2000) | W9 (2400x2000) Location: Block-B Tower 03 Reception Lobby | Sq.Ft. | 103.34 | 479 | Approved
The Soul, Rajarhat | BLOCK | Window and Glazing |  | WO/HR01/BOK01/115 | HINDUSTAN ALUMINIUM WORKS | V (600x600) | V (600x600) Location: Block-B Tower 03 Electrical room/Toilet | Sq.Ft. | 19.4 | 400 | Approved
The Soul, Rajarhat | BLOCK | Window and Glazing |  | WO/HR01/BOK01/115 | HINDUSTAN ALUMINIUM WORKS | W2 (1500x2000) | W2 (1500x2000) Location: Block-B Tower 03 Utility | Sq.Ft. | 32.29 | 482 | Approved
The Soul, Rajarhat | BLOCK | Window and Glazing |  | WO/HR01/BOK01/115 | HINDUSTAN ALUMINIUM WORKS | W3a (1200x1500) | W3a (1200x1500) Location: Block-B Tower 04 Store | Sq.Ft. | 19.38 | 482 | Approved
The Soul, Rajarhat | BLOCK | Window and Glazing |  | WO/HR01/BOK01/115 | HINDUSTAN ALUMINIUM WORKS | W10 (3600x2000) | W10 (3600x2000) Location: Block-B Tower 04 Reception Lobby | Sq.Ft. | 155 | 417 | Approved
The Soul, Rajarhat | BLOCK | Window and Glazing |  | WO/HR01/BOK01/115 | HINDUSTAN ALUMINIUM WORKS | V (600x600) | V (600x600) Location: Block-B Tower 04 Electrical room/Toilet | Sq.Ft. | 31.04 | 400 | Approved
SOUTHWINDS PROJECT LLP (PHASE - III & IV) | COMMON INFRASTRUCTURE - PHASE III & IV | Consultancy Charges |  | WO/SP34/CI34/33 | GROUP DCA LLP | CLUB HOUSE" AT MLCP BLOCK -PH-4 (SOUTH WINDS) | DESIGN CONSULTANCY CHARGES FOR INTERIOR WORKS OF “CLUB HOUSE" AT MLCP BLOCK -PH-4 FOR SOUTHWINDS PROJECT. DETAILS SCOPE OF WORK IS ATTACHED IN ANNEXURE - I | Lump Sum | 1 | 3000000 | Approved
The Soul, Rajarhat | BLOCK | Civil | Sub & Super Structure Work |  |  | Concrete Breaking | Charges for dismantling of Concrete Foundation and Chunks using Rock Breaker and stacking the debris at designated place as per direction of EIC Location: Tower 5, 6 & 7 |  |  |  | Approved
The Soul, Rajarhat | BLOCK | Civil | Sub & Super Structure Work |  |  | Concrete Foundation Dismantling | Concrete Foundation Dismantling (12.405 CUM) | Lump Sum |  |  | Approved
The Soul, Rajarhat | BLOCK | Civil | Sub & Super Structure Work |  |  | Concrete Chunks Dismantling | Concrete Chunks Dismantling | Lump Sum |  |  | Approved
The Soul, Rajarhat | OVERHEADS | miscellaneous |  | WO/HR01/OHES/52 | K3 Hygienic Service | Debris Chute Painting | Providing and applying of two coats of Anti Corrosive Primer Paint for Debris Chute after scraping and cleaning as per direction of EIC | Sq.Ft. | 1829 | 11.5 | Approved
The Soul, Rajarhat | BLOCK | Civil | Sub & Super Structure Work | WO/HR01/BOK01/116 | M. S. ENTERPRISE. | Concrete Breaking | Charges for dismantling of Concrete Foundation and Chunks using Rock Breaker and stacking the debris at designated place as per direction of EIC Location: Tower 5, 6 & 7 |  | 0 | 0 | Approved
The Soul, Rajarhat | BLOCK | Civil | Sub & Super Structure Work | WO/HR01/BOK01/116 | M. S. ENTERPRISE. | Concrete Foundation Dismantling | Concrete Foundation Dismantling | Cum. | 16.68 | 2210 | Approved
The Soul, Rajarhat | BLOCK | Civil | Sub & Super Structure Work | WO/HR01/BOK01/116 | M. S. ENTERPRISE. | Concrete Chunks Dismantling | Concrete Chunks Dismantling | Lump Sum | 1 | 900 | Approved
The Soul, Rajarhat | BLOCK | Civil | Sub & Super Structure Work | WO/HR01/BOK01/116 | M. S. ENTERPRISE. | Misc Charges for Loading Unloading | Misc charges for loading unloading as per direction EIC | Lump Sum | 1 | 850 | Approved
The Soul, Rajarhat | BLOCK | Plumbing/Sanitory | External Plumbing | WO/HR01/BOK01/117 | R.M.CO.& PLAMBER | Recharge Pit Civil Work | Charges for Construction of Recharge Pit as per drawing of following sizes using Red brickwork 230/250 mm in cement sand mortar (1:4), over a bed of 100 mm thk. PCC (1:3:6), 12 mm thick inside plastering work with cement plaster (1:4) finished with a floating coat of neat cement, Outside making jointing & pointing and making channel and benching in cement concrete (1:2:4), RCC (1:1.5:3) 150 mm thick top slab with 8mm dia reinforcement at 150mm c/c to hold the FRP cover, fixing FRP rectangular type manhole cover, fixing of rung ladder, testing all complete as per specifications and approved drawings. Rates shall include the cost of excavation in all sorts of soil, compacting the base, disposing of surplus earth within the site premises (lead up to 0.5 km), backfilling work after completion of job, all complete. The rate is inclusive of bailing out of water during excavation and shoring work, if required to prevent collapsing of soil. (Only cement , PVC Gully trap, Cover, Rung Ladder, Reinforcement Steel (From Scrap) would be supplied by the Employer but subjected to reconciliation). Work to be done as per drawing and direction of EIC" | Nos | 9 | 16000 | Approved
The Ramdulari | PRE-CONSTRUCTION PHASE | Site Office | Electrical | WO/RP/RP01/26 | ZED SECURITY SERVICES | Supply & Installation of CCTV System-Main Gate | Supply & Installation of CCTV System-Main Gate |  | 0 | 0 | Approved
The Ramdulari | PRE-CONSTRUCTION PHASE | Site Office | Electrical | WO/RP/RP01/26 | ZED SECURITY SERVICES | IR Bullet | Supply and Installation of IR Bullet Camera, 20 Mtr. 1 megapixel IP66, Turbo HD output upto 720p resolution with 3.6 mm lens upto 30mm IR distance Metal Body as per drawing and direction of Engineer-In-Charge. Make: Hikvision | Nos | 2 | 1375 | Approved
The Ramdulari | PRE-CONSTRUCTION PHASE | Site Office | Electrical | WO/RP/RP01/26 | ZED SECURITY SERVICES | SMPS Power Supply | Supply and Installation of SMPS Power Supply as per drawing and direction of Engineer-In-Charge. Make: ERD | Nos | 2 | 245 | Approved
The Ramdulari | PRE-CONSTRUCTION PHASE | Site Office | Electrical | WO/RP/RP01/26 | ZED SECURITY SERVICES | BNC Jack | Supply and Installation of BNC Jack as per drawing and direction of Engineer-In-Charge. | Nos | 4 | 40 | Approved
The Ramdulari | PRE-CONSTRUCTION PHASE | Site Office | Electrical | WO/RP/RP01/26 | ZED SECURITY SERVICES | DC Jack | Supply and Installation of DC Jack as per drawing and direction of Engineer-In-Charge. | Nos | 2 | 40 | Approved
The Ramdulari | PRE-CONSTRUCTION PHASE | Site Office | Electrical | WO/RP/RP01/26 | ZED SECURITY SERVICES | Out Door JB | Supply and Installation of Out Door Weather proof Junction Box as per drawing and direction of Engineer-In-Charge. | Nos | 2 | 350 | Approved
The Ramdulari | PRE-CONSTRUCTION PHASE | Site Office | Electrical | WO/RP/RP01/26 | ZED SECURITY SERVICES | RG-6 Video Cable | Supply and Installation of RG-6 Video Cable, as per drawing and direction of Engineer-In-Charge. (Measurement will be at per actual). Make: Finolex | Mtrs. | 100 | 28 | Approved
The Ramdulari | PRE-CONSTRUCTION PHASE | Site Office | Electrical | WO/RP/RP01/26 | ZED SECURITY SERVICES | 2 Core Power Cable | Supply and Installation of 2 Core 1.5 Sq.mm Power Cable, as per drawing and direction of Engineer-In-Charge. (Measurement will be at per actual). Make: Polycab | Mtrs. | 100 | 37 | Approved
The Ramdulari | PRE-CONSTRUCTION PHASE | Site Office | Electrical | WO/RP/RP01/26 | ZED SECURITY SERVICES | CAT6 cable | Supply and Installation CAT6 Cable, (D-Link) as per drawing and direction of Engineer-In-Charge. (Measurement will be at per actual). | Mtrs. | 25 | 32 | Approved
The Soul, Rajarhat | CLUB | Electrical | Internal Electrical | WO/HR01/CL07/5 | A B S Enterprise | Club Internal Electrical | Supply & Labour charges in /sq.ft. on plate area of total electrical work including supply of MMS, PVC Conduit, MS circular box for slab casting and wall conduiting including supply of Sand, MS JB of approved make, main line & CKT wiring, wiring of light point, fan point , exhaust fan, AC out door unit connection, power point etc of all floor area as required, Receiving and Fixing of modular box, wire pulling, fixing of switch & socket, distribution boxes & MCB, supply and fixing of GI ladder/ perforated cable tray in all floor area and electrical shaft & ELV shaft as required , Fixing of Main LT Panel , all Sub electrical Panel , DB, MCCB, SFU, ACCL etc, Laying of suitable sizes of XLPE armoured cable including suply of all accessories from elctrical meter room upto all sub Panel, DB etc in respective floor through electrical riser , Making end termination of 1.1 KV grade XlPE cable in LT Panel, Sub Panel, DB etc , Receiving & fixing of Main Switch/MCCB/ DB as required, TV & Telephone, internet system conduit & cable laying from Ground floor upto all floor area as required, Fixing of suitable sizes of GI Ladder / perforated cable tray for ELV system in ELV Shaft and all floor area as required, earthing system for Meter room , all electrical panel, Sub electrical Panel ,DB etc as required , including supply of materials like GI Pipe electrode & GI strip,sand, bricks, Stone chips, CI cover etc of standard size & approved make. Cutting holes in false ceiling for fixing of light Fixture , fixing of light fixture, fan, exhaust fan.etc in all floor area as per drawing complete in all respect & as per annexure attach with the WO. (Area : Podium Block), Plate area details - 2nd Floor- 23843 Sq. Ft. 3 rd Floor - 1503 Sq. Ft. This includes Electrical & ELV Shaft but excluding Ventilation Shaft, lift shaft & Other Cut out. | Sq.Ft. | 25346 | 50 | Approved
SOUTHWINDS PROJECT LLP (PHASE - III & IV) | OVERHEAD PHASE - III & IV | Pest Control |  | WO/SP34/OP34/4 | Secura Infra Services Pvt. Ltd. | Mosquito controll | Larvae Control Treatment Spraying Chemical (Sumilarv/Bilarv) 3 times in Month. Adult Mosquito Control Treatment i. Spraying Chemical (Malathion/Lamda Cyhalothrin)09 times in Month. ii. Smoke Fogging (Cyphenothrin 5% EC/Deltamethrin 1.25% ULV) 09 times in Month. At Project Premises: 1. Southwinds Site office 2. MA construction site office 3. Labour Hutment & Bath area at Danta city area 4. Security Hutment at 70 Katha area. 5. Security posts at 04 locations 6. Bathing plant area & QC lab | Months | 5.81 | 9500 | Approved
SOUTHWINDS PROJECT LLP (PHASE - III & IV) | COMMON INFRASTRUCTURE - PHASE III & IV | Consultancy Charges | OTHER CONSLUTANTS | WO/SP34/CI34/34 | OMEGA Consultant Services | Testing Charges for TMT Bar | Testing Charges for TMT Bar: A. Physical Test: 1. UTS, Y.S & Elongation 2. Weight per meter 3. Bend Test 4. Rebend Test B. Chemical Test 1. %C, %S & %P Per set 3 Nos.(1.5m per sample 1 no.) as per direction of EIC. All dia of bars have same rate. | Set | 9 | 2100 | Approved
The Soul, Rajarhat | BLOCK | Civil | Sub & Super Structure Work | WO/HR01/BOK01/92 | NEW L. N. CONSTRUCTION | Shaft Sealing | Shaft sealing work at Block-A and B as per drawing and direction of EIC including all lead and lift (Base Rate of Sand Rs. 80 per CFT) PS Primarc Projects LLP will provide Passengers Hoist / Service lift |  | 0 | 0 | Approved
The Soul, Rajarhat | BLOCK | Civil | Sub & Super Structure Work | WO/HR01/BOK01/92 | NEW L. N. CONSTRUCTION | Ply Shuttering | Ply Shuttering All charges for providing, fabricating, erecting and fixing in position plained timber, plywood centering and shuttering true to line and level, including steel propping, staging, shuttering removal, applying shuttering oil, including required bracing, chamfering corners (of exposed edges) etc. complete as per drawing & direction of Engineer-in-Charge. Rate shall also include removal and dismantling the aforesaid assembly after specified period complete | Sq.Mtr. | 483.5 | 485 | Approved
The Soul, Rajarhat | BLOCK | Civil | Sub & Super Structure Work | WO/HR01/BOK01/92 | NEW L. N. CONSTRUCTION | Reinforcement | Reinforcement All charges for fixing steel reinforcement (Tor Steel as per IS-1786, Fe 500) for RCC work including transporting, decoiling, straightening, removing loose rust, cutting, bending and placing for all profile and for all lead & lift and binding with 18 gauge annealed wire to the entire satisfaction of Engineer-in-Charge. Payment of steel shall be made as per drawing and approved bar bending schedule with permissible laps and paid on the basis of the sectional weights of bar as per relevant I.S. Code. The rate shall include cost of binding wire, chairs, spacers, pins, cover blocks which will not be measured separately for payment. Reinforcement Steel Shall be supplied by Client. | MT | 1.28 | 6500 | Approved
The Soul, Rajarhat | BLOCK | Civil | Sub & Super Structure Work | WO/HR01/BOK01/92 | NEW L. N. CONSTRUCTION | M 15 (1:2:4 | Charges for providing & laying of R.C.C M 15 (1:2:4) by site mix concrete 20 mm , screened and washed well graded stone chips excluding shuttering, consolidation complete in all respect as per drawing, specification and direction of EIC. (Cement will be supplied by client, but subjected to reconciliation) | Cum. | 36.36 | 6100 | Approved
The Soul, Rajarhat | BLOCK | Civil | Sub & Super Structure Work | WO/HR01/BOK01/92 | NEW L. N. CONSTRUCTION | Neat Cement | Neat Cement (5mm) Neat Cement on Plaster at Sump Wall & Drain Neat cement finish over the plastered surface at sump area of Basement (cement not move than 2.75 kg/sqm.) as per direction of Engineer-in-Charge. | Sq.Mtr. | 483.5 | 34 | Approved
The Soul, Rajarhat | BLOCK | Civil | Sub & Super Structure Work | WO/HR01/BOK01/92 | NEW L. N. CONSTRUCTION | Rebar Grouting 8mm dia | Rebar grouting 8mm Dia : All charges for fixing reinforcement bars including drilling & chemical injection in the concrete surface as per the manufacturer's specification Fisher 360 product. At least 1% of the reinforcement shall be tested by Pull Out test. The rate shall be inclusive of all labour, material, scaffolding, gangway etc. involved for rebar grouting | Nos | 3706 | 55 | Approved
The Soul, Rajarhat | BLOCK | Civil | Sub & Super Structure Work | WO/HR01/BOK01/92 | NEW L. N. CONSTRUCTION | Rebar Grouting 10mm dia | Rebar grouting 10 mm Dia : All charges for fixing reinforcement bars including drilling & chemical injection in the concrete surface as per the manufacturer's specification Fisher 360 product. At least 1% of the reinforcement shall be tested by Pull Out test. The rate shall be inclusive of all labour, material, scaffolding, gangway etc. involved for rebar grouting | Nos | 3148 | 70 | Approved
The Ramdulari | IT Expenses | AMC and Services |  | WO/RP/ITEX01/2 | Trisita Engineering LLP | AutoDesk AutoCAD LT License Renewal | AutoDesk AutoCAD LT License Renewal | Nos. | 1 | 15900 | Approved
The Ramdulari | IT Expenses | AMC and Services |  | WO/RP/ITEX01/2 | Trisita Engineering LLP | AutoDesk AutoCAD LT License New | AutoDesk AutoCAD LT License New | Nos. | 1 | 13900 | Approved
The Soul, Rajarhat | OVERHEADS | Mechanical Equipment |  | WO/HR01/OHES/53 | Spartan Engineering Industries Pvt. Ltd. | Service Charges for Passenger Hoist | Service Charges for Passenger Hoist | Days | 13 | 4500 | Approved
Primarc Chambers | IT Expenses | AMC and Services |  | WO/PCH/ITEX02/3 | Trisita Engineering LLP | AutoDesk AutoCAD LT License | AutoDesk AutoCAD LT License | Nos. | 1 | 13900 | Approved
The Soul, Rajarhat | OVERHEADS | Mechanical Equipment |  | WO/HR01/OHES/54 | ZAFAR SALIM | Hydra Crane | Charges for hiring 14 TON Hydra crane including diesel and operator (Up to 04 hours of working) | Days | 9 | 3200 | Approved
The Soul, Rajarhat | BLOCK | Civil | Sub & Super Structure Work | WO/HR01/BOK01/62 | MD SATIKUL HOQUE | Misc. Civil work at FRP and Connecting stair portion and some part in Above roof | Misc. Civil work at FRP and Connecting stair portion and some part in Above roof as per drawing and direction of EIC. (Sand Base Rate 80 Per CFT) |  | 0 | 0 | Approved
The Soul, Rajarhat | BLOCK | Civil | Sub & Super Structure Work | WO/HR01/BOK01/62 | MD SATIKUL HOQUE | 200thk B/W | "200thk B/W 200mm thk Fly Ash bricks work Providing and erecting 200 mm thick brick work with 1st class Fly Ash bricks of specified thickness in sand cement mortar (4 :1) including the cost of all material, labour, tools, tackles, scaffolding, curing etc. complete as per direction of Engineer-in-Charge and technical specification. (Cement would be supplied by the employer free of cost, but subjected to reconciliation)." | Cum. | 59.5 | 7000 | Approved
The Soul, Rajarhat | BLOCK | Civil | Sub & Super Structure Work | WO/HR01/BOK01/62 | MD SATIKUL HOQUE | 200thk B/W | Charges for loading - unloading, transportation, hire charges for machinery as per direction of Engineer-in-Charge" | Cum. | 59.5 | 254 | Approved
The Soul, Rajarhat | BLOCK | Civil | Sub & Super Structure Work | WO/HR01/BOK01/62 | MD SATIKUL HOQUE | R.C.C (1:2:4) SMC M15 | "R.C.C (1:2:4) SMC M15 All charges for providing and laying M-M 15 Grade of reinforced cement concrete-by SMC; excluding shuttering and reinforcement, including concrete pump, vibrator with complete design of concrete mix as per IS code and relevant special publication , submission of job mix formula after preliminary mix design and testing of concrete cubes as per direction of Engineer-in-Charge. (Cement will be supplied by us, but subjected to reconciliation.)" | Cum. | 3.5 | 5905 | Approved
The Soul, Rajarhat | BLOCK | Civil | Sub & Super Structure Work | WO/HR01/BOK01/62 | MD SATIKUL HOQUE | R.C.C (1:2:4) SMC M15 | Charges for loading - unloading, transportation, hire charges for machinery as per direction of Engineer-in-Charge" | Cum. | 3.5 | 246 | Approved
The Soul, Rajarhat | BLOCK | Civil | Sub & Super Structure Work | WO/HR01/BOK01/62 | MD SATIKUL HOQUE | Reinforcement work: | "Reinforcement work: Labour charges for fixing Steel Reinforcement (Tor Steel as per IS-1786, Fe 500) for RCC work including transporting, decoiling, straightening, removing loose rust, cutting, bending and placing for all profile and for all lead & lift, binding with 18 gauge annealed wire as per drawing and direction of Engineer-in-Charge. Payment of steel shall be made as per drawing and approved bar bending schedule with permissible laps and paid on the basis of the sectional weights of bar as per relevant I.S. Code. The rate shall include cost of binding wire, chairs, spacers, pins, cover blocks which will not be measured separately for payment. (Reinforcement would be supplied by the employer free of cost, but subjected to reconciliation)" | MT | 0.12 | 5540 | Approved
The Soul, Rajarhat | BLOCK | Civil | Sub & Super Structure Work | WO/HR01/BOK01/62 | MD SATIKUL HOQUE | Reinforcement work: | Charges for loading - unloading, transportation, hire charges for machinery as per direction of Engineer-in-Charge" | MT | 0.12 | 260 | Approved
The Soul, Rajarhat | BLOCK | Civil | Sub & Super Structure Work | WO/HR01/BOK01/62 | MD SATIKUL HOQUE | Ply Shuttering | Ply Shuttering All charges for providing, fabricating, erecting and fixing in position plained timber, plywood centering and shuttering true to line and level, including propping, staging, shuttering removal, applying shuttering oil, including required bracing, etc. all complete as per drawing and direction of Engineer-in-Charge. Rate shall also include removal and dismantling the aforesaid assembly after specified period complete. | Sq.Mtr. | 26.5 | 404 | Approved
The Soul, Rajarhat | BLOCK | Civil | Sub & Super Structure Work | WO/HR01/BOK01/62 | MD SATIKUL HOQUE | Ply Shuttering | Charges for loading - unloading, transportation, hire charges for machinery as per direction of Engineer-in-Charge" | Sq.Mtr. | 26.5 | 21 | Approved
The Soul, Rajarhat | BLOCK | Civil | Sub & Super Structure Work | WO/HR01/BOK01/62 | MD SATIKUL HOQUE | Fibre Chicken Mesh | "Fibre Chicken Mesh Charges for fixing of Fibre Chicken Wire Mesh at concrete and brickwork joint before applying plaster and as per the direction of EIC, at any floor and level as per drawing and direction of Engineer-in-Charge" | RMT | 51.5 | 5.7 | Approved
The Soul, Rajarhat | BLOCK | Civil | Sub & Super Structure Work | WO/HR01/BOK01/62 | MD SATIKUL HOQUE | Fibre Chicken Mesh | Charges for loading - unloading, transportation, hire charges for machinery as per direction of Engineer-in-Charge" | RMT | 51.5 | 0.3 | Approved
The Soul, Rajarhat | BLOCK | Civil | Sub & Super Structure Work | WO/HR01/BOK01/62 | MD SATIKUL HOQUE | "12mm thk plaster- Inside | "12mm thk plaster- Inside Providing and applying plaster ( to internal walls) with sand and cement mortar including round off or chamfering of concrete surface , curing etc, complete as per direction of EIC - 12 mm thick sand cement mortar ( 6 parts sand : 1 part cement), at any floor and level . Scaffolding material will be provided by client. (Cement would be supplied by the employer free of cost, but subjected to reconciliation)" | Sq.Mtr. | 145 | 195 | Approved
The Soul, Rajarhat | BLOCK | Civil | Sub & Super Structure Work | WO/HR01/BOK01/62 | MD SATIKUL HOQUE | 12mm thk plaster- Inside | Charges for loading - unloading, transportation, hire charges for machinery as per direction of Engineer-in-Charge" | Sq.Mtr. | 145 | 7.9 | Approved
The Soul, Rajarhat | BLOCK | Civil | Sub & Super Structure Work | WO/HR01/BOK01/62 | MD SATIKUL HOQUE | 15-20 mm thk plaster-Outside | "15-20 mm thk plaster-Outside External wall plaster Providing and applying plaster ( to External Walls)of 15-20 mm thick , with sand and cement mortar ( 6:1) including rounding off or chamfering of corners as directed and raking out joints or roughening of concrete surface, including threading nosing and drip course where necessary including MS pipe scaffolding, curing etc. all complete as per drawing & direction of EIC. , at any floor and level . Scaffolding material will be provided by client. (Cement would be supplied by the employer free of cost, but subjected to reconciliation)""" | Sq.Mtr. | 1007.5 | 220 | Approved
The Soul, Rajarhat | BLOCK | Civil | Sub & Super Structure Work | WO/HR01/BOK01/62 | MD SATIKUL HOQUE | 15-20 mm thk plaster-Outside | Charges for loading - unloading, transportation, hire charges for machinery as per direction of Engineer-in-Charge" | Sq.Mtr. | 1007.5 | 8.7 | Approved
The Soul, Rajarhat | BLOCK | Civil | Sub & Super Structure Work | WO/HR01/BOK01/62 | MD SATIKUL HOQUE | P.C.C (1:4:8) SMC | "P.C.C (1:4:8) SMC All charges for providing and laying P.C.C (1:4:8)-by SMC; excluding shuttering including concrete pump, vibrator with complete design of concrete mix as per IS code and relevant special publication , submission of job mix formula after preliminary mix design and testing of concrete cubes as per direction of Engineer-in-Charge. (Cement will be supplied by us, but subjected to reconciliation.)" | Cum. | 0 | 5980 | Approved
The Soul, Rajarhat | BLOCK | Civil | Sub & Super Structure Work | WO/HR01/BOK01/62 | MD SATIKUL HOQUE | P.C.C (1:4:8) SMC | Charges for loading - unloading, transportation, hire charges for machinery as per direction of Engineer-in-Charge" | Cum. | 0 | 249 | Approved
The Soul, Rajarhat | BLOCK | Civil | Sub & Super Structure Work | WO/HR01/BOK01/62 | MD SATIKUL HOQUE | Rebar grouting -12mm dia | "Rebar grouting -12mm dia All charges for fixing reinforcement bars including drilling & chemical injection in the concrete surface at all level as per the manufacturer's specification either Fischer or Hilti product. At least 10% of the reinforcement shall be tested by Pull Out test as per the instruction of Structural Consultant. The rate shall be inclusive of all labour, material, scaffolding, gangway etc. involved for rebar grouting - Rebar Grouting (12 mm Dia)" | Nos | 0 | 96 | Approved
The Soul, Rajarhat | BLOCK | Civil | Sub & Super Structure Work | WO/HR01/BOK01/62 | MD SATIKUL HOQUE | Rebar grouting -12mm dia | Charges for loading - unloading, transportation, hire charges for machinery as per direction of Engineer-in-Charge" | Nos | 0 | 4 | Approved
SOUTHWINDS PROJECT LLP (PHASE - III & IV) | BLOCK PHASE - III | Anti-Termite Work |  | WO/SP34/BP34/17 | Legend Sanicure Private Limited | Anti- Termite work at Block -11 & 12 | "TREATMENT OF TOP SURFACE OF PLINTH FILLING AND JUNCTION OF THE WALL AND THE FLOOR >> ""The top surface of the consolidated earth within plinth walls shall be treated with chemical emulsion at the rate of 5 l/m2 of the surface before the sand bed or sub- grade is laid. If the filled earth has been well rammed and the surface does not allow the emulsion to seep through, holes up to 50 to 75 mm deep at 150 mm centres both ways maybe made with 12 mm diameter mild steel rod on the surface to facilitate saturation of the soil with the chemical emulsion. Treatment at Junction of the Wall and the Floor Special care shall be taken to establish continuity of the vertical soil & barrier on inner wall surface from ground level up to the level of the filled earth surface. To achieve this, a small channel 30 mm x 30 mm shall be made at all the junctions of wall and columns with the floor (before laying the sub-grade) the rod holes made in the channel up to the ground level 150 mm apart and the iron rod moved backward and forward to break up the earth and chemical emulsion poured along the wall at the rate of 7.5 l/m2 of vertical wall or column surface so as to soak the soil right to the bottom. The soil should be tamped back into place after the operation. "" TREATMENT OF SOIL ALONG EXTERNAL PERIMETER OF BUILDING: After the building is complete, the earth along the external perimeter of the building should be rodded at intervals of 150 mm and to a depth of 300 mm. The rods should be moved backward and forward parallel to the wall to break up the earth and chemical emulsion poured along the wall at the rate of 7.5 l/m2of vertical surfaces. After the treatment, the earth should be tamped back into place. Should the earth outside the building be graded on completion of building. Special care should be taken for treatment of soil surrounding pipes, wastes & conduits as per IS 16131 This rate including labour, materials, tools and tackles cost. Machine to be used: Pest control sprayer. Chemical Name>>Imidacloprid 30.5 SC (Premise, IS 16131) Manufactured by Bayer Crop science/ Equivalent Dosage :- 2.1 ml/Liter water . ( As per IS-6313-Part-2 ) " |  | 0 | 0 | Approved
The Soul, Rajarhat | COMMON INFRASTRUCTURE | Consultancy Charges | OTHER CONSLUTANTS | WO/HR01/CIH01/75 | Centre For Sustainable Development | Compliance report.. | Compliance report.. |  | 0 | 0 | Amended & Approved
The Soul, Rajarhat | COMMON INFRASTRUCTURE | Consultancy Charges | OTHER CONSLUTANTS | WO/HR01/CIH01/75 | Centre For Sustainable Development | July.2020 to Dec'2020 | Consultancy charges for 6 months compliance report including monitoring, details attached in Annexure-I. Time Period: July.2020 to Dec'2020. | Set | 1 | 70000 | Approved
The Soul, Rajarhat | COMMON INFRASTRUCTURE | Consultancy Charges | OTHER CONSLUTANTS | WO/HR01/CIH01/75 | Centre For Sustainable Development | Jan 2021 to Jun 2021 | Consultancy charges for 6 months compliance report including monitoring, details attached in Annexure-I. Time Period: Jan 2021 to Jun 2021 | Set | 1 | 70000 | Approved
SOUTHWINDS PROJECT LLP (PHASE - III & IV) | COMMON INFRASTRUCTURE - PHASE III & IV | Electrical | Main Gate & Security Room | WO/SP34/CI34/35 | Soma Electrical Works | Electrical Work | Electrical Work |  | 0 |  | Approved
SOUTHWINDS PROJECT LLP (PHASE - III & IV) | COMMON INFRASTRUCTURE - PHASE III & IV | Electrical | Main Gate & Security Room | WO/SP34/CI34/93 | Soma Electrical Works | Electrical Work | Electrical Work |  | 0 | 0 | Approved
SOUTHWINDS PROJECT LLP (PHASE - III & IV) | COMMON INFRASTRUCTURE - PHASE III & IV | Electrical | Main Gate & Security Room | WO/SP34/CI34/35 | Soma Electrical Works | Light point wiring | Labour charges of Light point wiring. | Nos | 0 |  | Approved
SOUTHWINDS PROJECT LLP (PHASE - III & IV) | COMMON INFRASTRUCTURE - PHASE III & IV | Electrical | Main Gate & Security Room | WO/SP34/CI34/93 | Soma Electrical Works | Light point wiring | Labour charges of Light point wiring. | Nos | 22 | 285 | Approved
SOUTHWINDS PROJECT LLP (PHASE - III & IV) | COMMON INFRASTRUCTURE - PHASE III & IV | Electrical | Main Gate & Security Room | WO/SP34/CI34/35 | Soma Electrical Works | 6A power point wiring | Labour charges of 6A power point wiring | Nos | 0 |  | Approved
SOUTHWINDS PROJECT LLP (PHASE - III & IV) | COMMON INFRASTRUCTURE - PHASE III & IV | Electrical | Main Gate & Security Room | WO/SP34/CI34/93 | Soma Electrical Works | 6A power point wiring | Labour charges of 6A power point wiring | Nos | 10 | 125 | Approved
SOUTHWINDS PROJECT LLP (PHASE - III & IV) | COMMON INFRASTRUCTURE - PHASE III & IV | Electrical | Main Gate & Security Room | WO/SP34/CI34/35 | Soma Electrical Works | Power cable laying 1.5 sqmm x 3core & 2.5 sqmm x 3core | Labour charges of Power cable laying 1.5 sqmm x 3core & 2.5 sqmm x 3core | Mtrs. | 0 |  | Approved
SOUTHWINDS PROJECT LLP (PHASE - III & IV) | COMMON INFRASTRUCTURE - PHASE III & IV | Electrical | Main Gate & Security Room | WO/SP34/CI34/93 | Soma Electrical Works | Power cable laying 1.5 sqmm x 3core & 2.5 sqmm x 3core | Labour charges of Power cable laying 1.5 sqmm x 3core & 2.5 sqmm x 3core | Mtrs. | 23 | 11 | Approved
SOUTHWINDS PROJECT LLP (PHASE - III & IV) | COMMON INFRASTRUCTURE - PHASE III & IV | Electrical | Main Gate & Security Room | WO/SP34/CI34/35 | Soma Electrical Works | 8 way DB box fixing | Labour charges of 8 way DB box fixing | Nos | 0 |  | Approved
SOUTHWINDS PROJECT LLP (PHASE - III & IV) | COMMON INFRASTRUCTURE - PHASE III & IV | Electrical | Main Gate & Security Room | WO/SP34/CI34/93 | Soma Electrical Works | 8 way DB box fixing | Labour charges of 8 way DB box fixing | Nos | 1 | 518 | Approved
SOUTHWINDS PROJECT LLP (PHASE - III & IV) | COMMON INFRASTRUCTURE - PHASE III & IV | Electrical | Main Gate & Security Room | WO/SP34/CI34/35 | Soma Electrical Works | Ceiling mounted light fixing | Charges of Ceiling mounted light fixing | Nos | 0 |  | Approved
SOUTHWINDS PROJECT LLP (PHASE - III & IV) | COMMON INFRASTRUCTURE - PHASE III & IV | Electrical | Main Gate & Security Room | WO/SP34/CI34/93 | Soma Electrical Works | Ceiling mounted light fixing | Charges of Ceiling mounted light fixing | Nos | 10 | 250 | Approved
Primarc Chambers | MARKETING | Sample Office |  | WO/PCH/PC03/39 | Carrier Airconditioning and Refrigeration Ltd. | Annual maintenance charge for Air conditioning machines-VRF 6Ton | Annual Maintenance Charges for 1 no. Carrier make Air Conditioning Machines of 6 Ton capacity at Sample Office. Machine Serial No- 92400010 Scope of work is same as mentioned in your maintenance contract agreement. (Period- 01.12.2021 to 30.11.2022) | Ton | 6 | 3500 | Approved
The Soul, Rajarhat | PRE-CONSTRUCTION PHASE | Site Office | Civil and Finishing Work of Site Office | WO/HR01/PCE01/37 | SMART COOLING | AC Service Charge | AC service charge at PM office, Techno Commercial Office, Billing and Planning office and living / Dinning | Lump Sum | 1 | 1000 | Approved
The Ramdulari | OVERHEAD | Security Expenditure |  | WO/RP/RP04/4 | NIS MANAGEMENT LIMITED | Security Supervisor | Providing 01 No. (One) Security Supervisor @12 hr duty basis at night shift full month basis. (4 Nos. National Holidays i.e. 26th January, 1st May, 15th August & 2nd October shall be paid extra) BOQ Calculation: (396+4)/30.462 = 13.131 say 13.14 months | Months | 13.14 | 19600 | Approved
The Ramdulari | OVERHEAD | Security Expenditure |  | WO/RP/RP04/4 | NIS MANAGEMENT LIMITED | Security Guard | Providing 03 Nos. (Three) Security Guard @12 hr duty basis full month basis. (4 Nos. National Holidays i.e. 26th January, 1st May, 15th August & 2nd October shall be paid extra) BOQ Calculation for 2 nos, guards during entire contract period: {(396+4)/30.462}x2 = 26.262 say 26.27 months BOQ for one security guard wef. 08.03.2022= {(299+3)/30.417}x1 = 9.93 months Total amended BOQ = 26.27+9.93 = 36.2 Months | Months | 36.2 | 17100 | Approved
The Ramdulari | PRE-CONSTRUCTION PHASE | Site Office | Civil and Finishing Work of Site Office | WO/RP/RP01/27 | ADA-METCON | Supply & Erection of MS Structure for Main gate | Supply & Erection of MS Structure for Main gate |  | 0 | 0 | Approved
The Ramdulari | PRE-CONSTRUCTION PHASE | Site Office | Civil and Finishing Work of Site Office | WO/RP/RP01/27 | ADA-METCON | MS Structure for Main Gate | Charges for Supply & Erection of MS Structure for Main Gate as per existing design with one coat of red oxide primer, Tools & tackle, Machineries all complete as per direction of Engineer-in-Charge | Kg | 600 | 98 | Approved
The Ramdulari | PRE-CONSTRUCTION PHASE | Site Office | Civil and Finishing Work of Site Office | WO/RP/RP01/27 | ADA-METCON | Erection of Old gate half part | Charges for Erection of Old gate half part of actual size at site as per direction of Engineer-In-Charge. | Lump Sum | 1 | 8500 | Approved
The Ramdulari | PRE-CONSTRUCTION PHASE | Site Office | Civil and Finishing Work of Site Office | WO/RP/RP01/27 | ADA-METCON | Spear making | Charges for providing and making of spear as per match with existing design. | Lump Sum | 1 | 3000 | Approved
The Ramdulari | PRE-CONSTRUCTION PHASE | Site Office | Civil and Finishing Work of Site Office | WO/RP/RP01/27 | ADA-METCON | Transportation charges | Transportation charges of material for MS gate structure. | Lump Sum | 1 | 2000 | Approved
The Soul, Rajarhat | BLOCK | Plumbing/Sanitory | External Plumbing | WO/HR01/BOK01/119 | KRISHANK GREENSCAPES | Installation of Landscape Irrigation System | Exacavating, Laying, Joiting & Commissioning PVC Pipes from 160mm OD to 25mm OD, Trench Size minimum 600mm Deep for Main Lines, 300mm to 450mm Deep for Submain ines, Backfilling with compaction and removing excess soil up to 50m Lead from site. Includes Installation & Commissioing of all Irrigation hardwares like Sprinklers, Dripper, Drip Lines, Valves, Saddles, Swing Joints, Valve Boxes, Filter Unit & Automation Items Complete as per drawing, specifications, instruction & directions of the Engineer-in-charge. |  | 0 | 0 | Approved
The Soul, Rajarhat | BLOCK | Plumbing/Sanitory | External Plumbing | WO/HR01/BOK01/119 | KRISHANK GREENSCAPES | Ground floor Landscaping | Ground floor Landscaping | Mtrs. | 3306 | 50 | Approved
The Soul, Rajarhat | BLOCK | Plumbing/Sanitory | External Plumbing | WO/HR01/BOK01/119 | KRISHANK GREENSCAPES | Ground floor Podium | Ground floor Podium | Mtrs. | 220 | 50 | Approved
The Soul, Rajarhat | BLOCK | Plumbing/Sanitory | External Plumbing | WO/HR01/BOK01/119 | KRISHANK GREENSCAPES | 1 st Floor Podium | 1 st Floor Podium | Mtrs. | 230 | 50 | Approved
The Soul, Rajarhat | BLOCK | Plumbing/Sanitory | External Plumbing | WO/HR01/BOK01/119 | KRISHANK GREENSCAPES | 2 nd Floor Podium | 2 nd Floor Podium | Mtrs. | 1098 | 50 | Approved
The Soul, Rajarhat | BLOCK | Plumbing/Sanitory | External Plumbing | WO/HR01/BOK01/119 | KRISHANK GREENSCAPES | 3 rd Floor Podium | 3 rd Floor Podium | Mtrs. | 427 | 50 | Approved
The Soul, Rajarhat | BLOCK | Plumbing/Sanitory | External Plumbing | WO/HR01/BOK01/119 | KRISHANK GREENSCAPES | Installation of Landscape Irrigation System | Installation and supervision charges including design and support, technical support with operational training and upgrades |  | 0 | 0 | Approved
The Soul, Rajarhat | BLOCK | Plumbing/Sanitory | External Plumbing | WO/HR01/BOK01/119 | KRISHANK GREENSCAPES | Ground floor Landscaping | Ground floor Landscaping | Lump Sum | 1 | 375000 | Approved
The Soul, Rajarhat | BLOCK | Plumbing/Sanitory | External Plumbing | WO/HR01/BOK01/119 | KRISHANK GREENSCAPES | Ground floor Podium | Ground floor Podium | Lump Sum | 1 | 25000 | Approved
The Soul, Rajarhat | BLOCK | Plumbing/Sanitory | External Plumbing | WO/HR01/BOK01/119 | KRISHANK GREENSCAPES | 1 st Floor Podium | 1 st Floor Podium | Lump Sum | 1 | 40000 | Approved
The Soul, Rajarhat | BLOCK | Plumbing/Sanitory | External Plumbing | WO/HR01/BOK01/119 | KRISHANK GREENSCAPES | 2 nd Floor Podium | 2 nd Floor Podium | Lump Sum | 1 | 105000 | Approved
The Soul, Rajarhat | BLOCK | Plumbing/Sanitory | External Plumbing | WO/HR01/BOK01/119 | KRISHANK GREENSCAPES | 3 rd Floor Podium | 3 rd Floor Podium | Lump Sum | 1 | 40000 | Approved
The Soul, Rajarhat | BLOCK | Plumbing/Sanitory | External Plumbing | WO/HR01/BOK01/119 | KRISHANK GREENSCAPES | Operation & Maintenance of Irrigation System | Daily Operation of Irrigation System by using Automation, Routine Check up of Pump Station, Cleaning of Screen Filter, Cehcking Cable Connection, Valves & Servicing them as per requirement. Attending minor repair works as & when required. Maintaining Daily Log sheet provided. (For Full system) | Months | 1 | 13000 | Approved
The Soul, Rajarhat | BLOCK | Plumbing/Sanitory | External Plumbing | WO/HR01/BOK01/118 | SATYA AGRO IRRIGATION CO. | Piping Network | Piping Network Providing of PVC pipes (IS:4985- 88), and fittings & Accessories like tees, elbows, bends, junctions, Reducers etc; as required/directed at site ," Make: Finolex, Supreme, Astral This rate includes cost of PVC Fittings & Accessories of 10 kg/cm2) |  | 0 | 0 | Approved
The Soul, Rajarhat | BLOCK | Plumbing/Sanitory | External Plumbing | WO/HR01/BOK01/118 | SATYA AGRO IRRIGATION CO. | PVC Pipe 63mm 10kg/cm2 | PVC Pipe 63mm 10kg/cm2 GF Landscape: 918 Mtr 2nd Floor Podium: 222 Mtr | RMT | 1140 | 270 | Approved
The Soul, Rajarhat | BLOCK | Plumbing/Sanitory | External Plumbing | WO/HR01/BOK01/118 | SATYA AGRO IRRIGATION CO. | PVC Pipe 50mm 10kg/cm2 | PVC Pipe 50mm 10kg/cm2 GF Landscape: 282 Mtr 2nd Floor Podium: 54 Mtr 3rd Floor Podium: 150 Mtr | RMT | 426.5 | 185 | Approved
The Soul, Rajarhat | BLOCK | Plumbing/Sanitory | External Plumbing | WO/HR01/BOK01/118 | SATYA AGRO IRRIGATION CO. | PVC Pipe 40mm 10kg/cm2 | PVC Pipe 40mm 10kg/cm2 GF Landscape: 1560 Mtr 2nd Floor Podium: 792 Mtr 3rd Floor Podium: 250 Mtr | RMT | 2889.2 | 122 | Approved
The Soul, Rajarhat | BLOCK | Plumbing/Sanitory | External Plumbing | WO/HR01/BOK01/118 | SATYA AGRO IRRIGATION CO. | PVC SCH40 Pipe 2.0" | PVC SCH40 Pipe 2.0" GF Landscape: 42 Mtr 2nd Floor Podium: 18 Mtr 3rd Floor Podium: 15 Mtr | RMT | 87.9 | 268 | Approved
The Soul, Rajarhat | BLOCK | Plumbing/Sanitory | External Plumbing | WO/HR01/BOK01/118 | SATYA AGRO IRRIGATION CO. | PVC SCH40 Pipe 1.50" | PVC SCH40 Pipe 1.50" GF Landscape: 66 Mtr | RMT | 49.8 | 240 | Approved
The Soul, Rajarhat | BLOCK | Plumbing/Sanitory | External Plumbing | WO/HR01/BOK01/118 | SATYA AGRO IRRIGATION CO. | PVC SCH40 Pipe 1.25" | PVC SCH40 Pipe 1.25" GF Landscape: 438 Mtr GF Podium: 220 Mtr 1st Floor Podium: 230 Mtr 2nd Floor Podium: 12 Mtr 3rd Floor Podium: 12 Mtr | RMT | 916.7 | 185 | Approved
The Soul, Rajarhat | BLOCK | Plumbing/Sanitory | External Plumbing | WO/HR01/BOK01/118 | SATYA AGRO IRRIGATION CO. | PVC SCH 80 Pipe 2.5" for vertical line from pump till 2nd level podium. | PVC SCH 80 Pipe 2.5" for vertical line from pump till 2nd level podium. | RMT | 51 | 750 | Approved
The Soul, Rajarhat | BLOCK | Plumbing/Sanitory | External Plumbing | WO/HR01/BOK01/118 | SATYA AGRO IRRIGATION CO. | Pipe supporting clamps with MS rod with fittings and installation complete | Pipe supporting clamps with MS rod with fittings and installation complete | Lump Sum | 1 | 23000 | Approved
The Soul, Rajarhat | BLOCK | Plumbing/Sanitory | External Plumbing | WO/HR01/BOK01/118 | SATYA AGRO IRRIGATION CO. | Drip & Accessories | Drip & Accessories Make: NANDAN/ Metzer Brown Colour Dual Layered |  | 0 | 0 | Approved
The Soul, Rajarhat | BLOCK | Plumbing/Sanitory | External Plumbing | WO/HR01/BOK01/118 | SATYA AGRO IRRIGATION CO. | INLINE Drip | Providing INLINE Drip 16mm 50CM 3.5 LPH, 4 Bar Pressure Rating, 1.2mm Thickness together with all required accessories. Make: NANDAN/ Metzer Brown Colour Dual Layered GF Landscape: 11552 Mtr. GF Podium: 250 Mtr. 1st Floor Podium: 290 Mtr 2nd Floor Podium: 1976 Mtr 3rd Floor Podium: 1297 Mtr | Mtrs. | 15355 | 31 | Approved
The Soul, Rajarhat | BLOCK | Plumbing/Sanitory | External Plumbing | WO/HR01/BOK01/118 | SATYA AGRO IRRIGATION CO. | Providing and laying of self closing flushing grommet for cyclic cleaning of drip lines. | Providing and laying of self closing flushing grommet for cyclic cleaning of drip lines. GF Landscape: 50 Nos GF Podium: 5 Nos 1st Floor Podium: 5 Nos 2nd Floor Podium: 30 Nos 3rd Floor Podium: 15 Nos | Nos | 105 | 225 | Approved
The Soul, Rajarhat | BLOCK | Plumbing/Sanitory | External Plumbing | WO/HR01/BOK01/118 | SATYA AGRO IRRIGATION CO. | Take Off Connection (Clamp Saddle + PVC Riser + Threaded Tee) | Take Off Connection (Clamp Saddle + PVC Riser + Threaded Tee) GF Landscape: 154 Set GF Podium: 10 Set 1st Floor Podium: 15 Set 2nd Floor Podium: 49 Set 3rd Floor Podium: 17 Set | Set | 295 | 400 | Approved
The Soul, Rajarhat | BLOCK | Plumbing/Sanitory | External Plumbing | WO/HR01/BOK01/118 | SATYA AGRO IRRIGATION CO. | 9" Long Lateral Hold Stake for holding dripline | 9" Long Lateral Hold Stake for holding dripline GF Landscape: 3541 Nos GF Podium: 83 Nos 1st Floor Podium: 97 Nos 2nd Floor Podium: 550 Nos 3rd Floor Podium 325 Nos | Nos | 4258 | 15 | Approved
The Soul, Rajarhat | BLOCK | Plumbing/Sanitory | External Plumbing | WO/HR01/BOK01/118 | SATYA AGRO IRRIGATION CO. | Sprinklers & Accessories | Sprinklers & Accessories Make : Rain Bird |  | 0 | 0 | Approved
The Soul, Rajarhat | BLOCK | Plumbing/Sanitory | External Plumbing | WO/HR01/BOK01/118 | SATYA AGRO IRRIGATION CO. | Pop-up Sprinkler (5004) 4" | Providing of Gear driven Pop-up Sprinkler (5004) 4" (4" Pop Up hight from Bottom to Centre of Discharging Nozzle) from (9.0 to 14.0 Mtr Radius) with Check Valve, Inbuilt pressure regulator & on off feature from top, Slip Clutch Mechanism complete with required nozzle Make : Rain Bird GF Landscape: 8 Nos | Nos | 24 | 1350 | Approved
The Soul, Rajarhat | BLOCK | Plumbing/Sanitory | External Plumbing | WO/HR01/BOK01/118 | SATYA AGRO IRRIGATION CO. | Swing Joint 3/4" | Providing of Swing Joint 3/4" with PP Clamp Saddle Chromed Nut Bolt & Nitrile Rubber Gasket Make: RainBird GF Landscape: 8 Nos | Nos | 24 | 400 | Approved
The Soul, Rajarhat | BLOCK | Plumbing/Sanitory | External Plumbing | WO/HR01/BOK01/118 | SATYA AGRO IRRIGATION CO. | Spray Pop-up Sprinkler 4 | Providing of Spray Pop-up Sprinkler 4" (4" Pop Up hight from Bottom to Centre of Discharging Nozzle) from (2.4 to 5.4 Mtr Radius) with Check Valve, complete with required nozzle Make : Rain Bird GF Landscape: 150 Nos 2nd Floor Podium: 80 Nos | Nos | 193 | 375 | Approved
The Soul, Rajarhat | BLOCK | Plumbing/Sanitory | External Plumbing | WO/HR01/BOK01/118 | SATYA AGRO IRRIGATION CO. | Swing Joint 1/2 | Providing of Swing Joint 1/2" with PP Clamp Saddle Chromed Nut Bolt & Nitrile Rubber Gasket Make: RainBird GF Landscape: 150 Nos 2nd Floor Podium: 80 Nos | Nos | 193 | 325 | Approved
The Soul, Rajarhat | BLOCK | Plumbing/Sanitory | External Plumbing | WO/HR01/BOK01/118 | SATYA AGRO IRRIGATION CO. | Valves | Valves Providing of Various Valves with required Fittings & Tapping PP Clamp Saddles with Chromed Nut Bolt & Nitrile Rubber Ring |  | 0 | 0 | Approved
The Soul, Rajarhat | BLOCK | Plumbing/Sanitory | External Plumbing | WO/HR01/BOK01/118 | SATYA AGRO IRRIGATION CO. | PVC Ball Valve 63mm PN 16 | PVC Ball Valve 63mm PN 16 Make: GF / FIL/ ASTORE GF landscape: 12 Nos 2nd Floor Podium: 4 Nos | Nos | 16 | 1450 | Approved
The Soul, Rajarhat | BLOCK | Plumbing/Sanitory | External Plumbing | WO/HR01/BOK01/118 | SATYA AGRO IRRIGATION CO. | PVC Ball Valve 50mm PN 16 | PVC Ball Valve 50mm PN 16 Make: GF / FIL / ASTORE GF Landscape: 1 Nos 3rd Floor Podium: 2 Nos | Nos | 6 | 1250 | Approved
The Soul, Rajarhat | BLOCK | Plumbing/Sanitory | External Plumbing | WO/HR01/BOK01/118 | SATYA AGRO IRRIGATION CO. | PVC Ball Valve 40mm PN 16 | PVC Ball Valve 40mm PN 16 Make: GF / FIL / ASTORE GF Landscape: 1 Nos GF Podium: 1 Nos 1st Floor Podium: 1 Nos 2 nd Floor Podium: 1 Nos | Nos | 4 | 850 | Approved
The Soul, Rajarhat | BLOCK | Plumbing/Sanitory | External Plumbing | WO/HR01/BOK01/118 | SATYA AGRO IRRIGATION CO. | PVC Flush Valve 40mm | PVC Flush Valve 40mm Make: Netafim/Finolex/Jain GF Landscape: 30 Nos GF Podium: 4 Nos 1st Floor Podium: 5 Nos 2nd Floor Podium: 10 Nos 3rd Floor Podium: 6 Nos | Nos | 55 | 250 | Approved
The Soul, Rajarhat | BLOCK | Plumbing/Sanitory | External Plumbing | WO/HR01/BOK01/118 | SATYA AGRO IRRIGATION CO. | 3/4" Quick Couppling Valve | 3/4" Quick Couppling Valve Make: Satya GF Landscape: 17 Nos GF Podium: 4 Nos 1st Floor Podium: 4 Nos 2nd Floor Podium: 5 Nos 3rd Floor Podium: 3 Nos | Nos | 33 | 1150 | Approved
The Soul, Rajarhat | BLOCK | Plumbing/Sanitory | External Plumbing | WO/HR01/BOK01/118 | SATYA AGRO IRRIGATION CO. | 3/4" Quick Couppling Valve Key. | 3/4" Quick Couppling Valve Key. Brass Fitting GF Landscape: 4 Nos GF Podium: 2 Nos 1st Floor Podium: 2 Nos 2nd Floor Podium: 2 (Rain Bird brass/Satya) Nos 3rd Floor Podium:1 Nos | Nos | 11 | 1350 | Approved
The Soul, Rajarhat | BLOCK | Plumbing/Sanitory | External Plumbing | WO/HR01/BOK01/118 | SATYA AGRO IRRIGATION CO. | 15 mt Spot Hose with multi Jet Gun Nozzle for Plant Washing & domestic maintainence with 6 different pattern for QCV | 15 mt Spot Hose with multi Jet Gun Nozzle for Plant Washing & domestic maintainence with 6 different pattern for QCV GF Podium: 5 Nos | Nos | 5 | 3350 | Approved
The Soul, Rajarhat | BLOCK | Plumbing/Sanitory | External Plumbing | WO/HR01/BOK01/118 | SATYA AGRO IRRIGATION CO. | PP Saddle Tee 63mm X 3/4" witth ASTM Pipe & special Brass Fitting | PP Saddle Tee 63mm X 3/4" witth ASTM Pipe & special Brass Fitting Make: Bermad/ARI GF Land: 17 Nos GF Podium: 4 Nos 1st Floor Podium: 4 Nos 2nd Floor Podium: 5 Nos 3rd Floor Podium: 3 Nos | Nos | 33 | 450 | Approved
The Soul, Rajarhat | BLOCK | Plumbing/Sanitory | External Plumbing | WO/HR01/BOK01/118 | SATYA AGRO IRRIGATION CO. | Swivel Elbow 3/4" X 3/4" | Swivel Elbow 3/4" X 3/4" Make: Rain Bird GF Lannd: 4 Nos GF Podium: 2 Nos 1st Floor Podium: 2 Nos 2nd Floor Podium: 1 Nos 3rd Floor Podium: 1 Nos (For QCV) | Nos | 10 | 1250 | Approved
The Soul, Rajarhat | BLOCK | Plumbing/Sanitory | External Plumbing | WO/HR01/BOK01/118 | SATYA AGRO IRRIGATION CO. | 1" Double Acting Air cum Vacum Release Valve | 1" Double Acting Air cum Vacum Release Valve Make: Rain Bird GF Land: 3 Nos GF Podium: 1 Nos 1st Floor Podium: 1 Nos 2nd Floor Podium: 1 Nos 3rd Floor Podium: 1 Nos | Nos | 7 | 1750 | Approved
The Soul, Rajarhat | BLOCK | Plumbing/Sanitory | External Plumbing | WO/HR01/BOK01/118 | SATYA AGRO IRRIGATION CO. | Rectangular Valve Box 12" | Rectangular Valve Box 12" Make: Rain Bird GF Land: 11 Nos 2nd Floor Podium: 4 Nos 3rd Floor Podium: 1 Nos | Nos | 21 | 2250 | Approved
The Soul, Rajarhat | BLOCK | Plumbing/Sanitory | External Plumbing | WO/HR01/BOK01/118 | SATYA AGRO IRRIGATION CO. | Round Valve Box 10" | Round Valve Box 10" Make: Rain Bird GF Land: 20 Nos 2nd Floor Podium: 4 Nos 3rd Floor Podium: 1 Nos | Nos | 25 | 1050 | Approved
The Soul, Rajarhat | BLOCK | Plumbing/Sanitory | External Plumbing | WO/HR01/BOK01/118 | SATYA AGRO IRRIGATION CO. | Round Valve Box 6" | Round Valve Box 6" Make: Rain Bird GF Land: 3 Nos GF Podium: 5 Nos 1st Floor Podium: 5 Nos 2nd Floor Podium: 6 Nos 3rd Floor Podium: 4 Nos | Nos | 23 | 475 | Approved
The Soul, Rajarhat | BLOCK | Plumbing/Sanitory | External Plumbing | WO/HR01/BOK01/118 | SATYA AGRO IRRIGATION CO. | 2" Hydro Meter - Water Meter cum Master Valve - | 2" Hydro Meter - Water Meter cum Master Valve - Make: Bermad Israel | Nos | 1 | 40000 | Approved
The Soul, Rajarhat | BLOCK | Plumbing/Sanitory | External Plumbing | WO/HR01/BOK01/118 | SATYA AGRO IRRIGATION CO. | Automation | Automation Providing Automation Items for Irrigation with all its required accessories. |  | 0 | 0 | Approved
The Soul, Rajarhat | BLOCK | Plumbing/Sanitory | External Plumbing | WO/HR01/BOK01/118 | SATYA AGRO IRRIGATION CO. | 12 Station Irrigation Controller Rain Bird | 12 Station Irrigation Controller Rain Bird Make: Rain Bird GF Land: 1 Nos | Nos | 1 | 33500 | Approved
The Soul, Rajarhat | BLOCK | Plumbing/Sanitory | External Plumbing | WO/HR01/BOK01/118 | SATYA AGRO IRRIGATION CO. | Wifi Module | Wifi Module for RZX Controller for remote application with local whether station sync. Wifi LNK GF Land: 01 Nos 2nd Floor Podium: 01 Nos | Nos | 2 | 7200 | Approved
The Soul, Rajarhat | BLOCK | Plumbing/Sanitory | External Plumbing | WO/HR01/BOK01/118 | SATYA AGRO IRRIGATION CO. | 1-1/2" Solenoid Valve-BSP | 1-1/2" Solenoid Valve-BSP Female Threaded, Pressure-1 to 10 Bar Make: Rain-Bird GF Land: 10 2nd Floor Podium: 03 3rd Floor Podium: 01 Nos | Nos | 19 | 6250 | Approved
The Soul, Rajarhat | BLOCK | Plumbing/Sanitory | External Plumbing | WO/HR01/BOK01/118 | SATYA AGRO IRRIGATION CO. | 1" Solenoid Valve-BSP Female Threaded, Pressure - 1 to 10 Bar | 1" Solenoid Valve-BSP Female Threaded, Pressure - 1 to 10 Bar Make: Rain-Bird GF Land: 01 Nos GF Podium: 01 Nos 1st Floor Podium: 01 Nos 2nd Floor Podium: 01 Nos | Nos | 4 | 5250 | Approved
The Soul, Rajarhat | BLOCK | Plumbing/Sanitory | External Plumbing | WO/HR01/BOK01/118 | SATYA AGRO IRRIGATION CO. | 18# Single core Low voltage cable | 18# Single core Low voltage cable UFUL direct burrial cable for solenoid operation. Make: PAIGE USA GF Land: 3810 Mtr 2nd Floor Podium: 1524 Mtr | Mtrs. | 5834 | 38 | Approved
The Soul, Rajarhat | BLOCK | Plumbing/Sanitory | External Plumbing | WO/HR01/BOK01/118 | SATYA AGRO IRRIGATION CO. | PRS DIAL | PRS DIAL for reducing pressure up to 10kg/cm2 GF Land: 5 Nos GF Podium: 01 Nos 1st Floor Podium: 01 Nos 2nd Floor Podium: 01 Nos 3rd Floor Podium: 01 Nos | Nos | 9 | 4250 | Approved
The Soul, Rajarhat | BLOCK | Plumbing/Sanitory | External Plumbing | WO/HR01/BOK01/118 | SATYA AGRO IRRIGATION CO. | Weather Prrof Cable Connection DBY | Weather Prrof Cable Connection DBY Make : 3M / Rain Bird GF Land: 30 Nos GF Podium: 2 Nos 1st Floor Podium: 2 Nos 2nd Floor Podium: 8 Nos 3rd Floor Podium: 2 Nos | Nos | 54 | 350 | Approved
The Soul, Rajarhat | BLOCK | Plumbing/Sanitory | External Plumbing | WO/HR01/BOK01/118 | SATYA AGRO IRRIGATION CO. | PVC Pipe 32mm 8kg / Maxi Cable Conduit | PVC Pipe 32mm 8kg / Maxi Cable Conduit GF Podium: 120 Mtr. 1st Floor Podium: 10 Mtr | Mtrs. | 904 | 35 | Approved
The Soul, Rajarhat | BLOCK | Plumbing/Sanitory | External Plumbing | WO/HR01/BOK01/118 | SATYA AGRO IRRIGATION CO. | GR Level | 6 Station Outdoor mount irrigation controller RZX series Rain Bird Mounted at GR Level for centeral control of irrigation system 2nd Floor Podium: 1 Nos | Nos | 1 | 14000 | Approved
The Soul, Rajarhat | BLOCK | Plumbing/Sanitory | External Plumbing | WO/HR01/BOK01/118 | SATYA AGRO IRRIGATION CO. | Filtrations Unit | Filtrations Unit |  | 0 | 0 | Approved
The Soul, Rajarhat | BLOCK | Plumbing/Sanitory | External Plumbing | WO/HR01/BOK01/118 | SATYA AGRO IRRIGATION CO. | Self cleaning Screen Filter | Providing of Self cleaning Screen Filter having capacity of 25 m3/h Make: Rain Bird GF Land: 8 Nos GF Podium 1 Nos 1st Floor Podium: 1 Nos 2nd Floor Podium: 1 Nos 3rd Floor Podium: 1 Nos | Nos | 12 | 4200 | Approved
The Soul, Rajarhat | BLOCK | Plumbing/Sanitory | External Plumbing | WO/HR01/BOK01/118 | SATYA AGRO IRRIGATION CO. | Providing 12" Valve box with cover | Providing 12" Valve box with cover GF Land: 8 Nos 2nd Floor Podium: 1 Nos 3rd Floor Podium: 1 Nos | Nos | 10 | 2250 | Approved
The Soul, Rajarhat | BLOCK | Plumbing/Sanitory | External Plumbing | WO/HR01/BOK01/118 | SATYA AGRO IRRIGATION CO. | Pump Station | Pump Station |  | 0 | 0 | Approved
The Soul, Rajarhat | BLOCK | Plumbing/Sanitory | External Plumbing | WO/HR01/BOK01/118 | SATYA AGRO IRRIGATION CO. | Pump Station | Providing, Based Pump Station giving flow of 4.5 lps discharge at 65-75 m head, complete Set (1 working + 1 stand By) with Pressure Tank, Panel & all required accessories. Make: PEDROLLO ITALY | Set | 2 | 100000 | Approved
The Soul, Rajarhat | BLOCK | Plumbing/Sanitory | External Plumbing | WO/HR01/BOK01/118 | SATYA AGRO IRRIGATION CO. | 2" Kinetic Pressure release valve | 2" Kinetic Pressure release valve | Set | 1 | 25000 | Approved
The Soul, Rajarhat | BLOCK | Plumbing/Sanitory | External Plumbing | WO/HR01/BOK01/118 | SATYA AGRO IRRIGATION CO. | Header UPVC pipe with PRV, NRV Pressure gauge ec complete set | Header UPVC pipe with PRV, NRV Pressure gauge ec complete set | Set | 1 | 15000 | Approved
SOUTHWINDS PROJECT LLP (PHASE - III & IV) | PRE-CONSTRUCTION PHASE - III & IV | Infrastructure for Electrical & Construction Power |  | WO/SP34/PC34/15 | ZED SECURITY SERVICES | main gate-3 & Danta city back gate | Supply , Installation & repairing of CCTV System at main gate-3 & Danta city back gate as per B.O.Q & direction of EIC. |  | 0 | 0 | Approved
SOUTHWINDS PROJECT LLP (PHASE - III & IV) | PRE-CONSTRUCTION PHASE - III & IV | Infrastructure for Electrical & Construction Power |  | WO/SP34/PC34/15 | ZED SECURITY SERVICES | 4 CH DVR channel metal body DVR | Supply & installation of 4 CH DVR channel metal body DVR with 1sataportwith HDMI/ VGA output upto 1080 resolution .( Make- HIKVISION ) | Nos | 2 | 2950 | Approved
SOUTHWINDS PROJECT LLP (PHASE - III & IV) | PRE-CONSTRUCTION PHASE - III & IV | Infrastructure for Electrical & Construction Power |  | WO/SP34/PC34/15 | ZED SECURITY SERVICES | 19" LED Monitor | Supply & installation of 19" LED Monitor (LG / AOC) | Nos | 2 | 7250 | Approved
SOUTHWINDS PROJECT LLP (PHASE - III & IV) | PRE-CONSTRUCTION PHASE - III & IV | Infrastructure for Electrical & Construction Power |  | WO/SP34/PC34/15 | ZED SECURITY SERVICES | Installation, Testing, Commissioning | Installation, Testing, Commissioning | Lot | 1 | 600 | Approved
SOUTHWINDS PROJECT LLP (PHASE - III & IV) | PRE-CONSTRUCTION PHASE - III & IV | Infrastructure for Electrical & Construction Power |  | WO/SP34/PC34/15 | ZED SECURITY SERVICES | Repairing charges | Repairing charges - 8 no Camera | Lot | 1 | 3000 | Approved
The Soul, Rajarhat | BASEMENT WITH PODIUM | Civil | Basement with Podium | WO/HR01/BP01/14 | HARIPADA BARAI | Escalated rate for 2nd Floor onward | Escalated rate for 2nd Floor onward |  | 0 | 0 | Approved
The Soul, Rajarhat | BASEMENT WITH PODIUM | Civil | Basement with Podium | WO/HR01/BP01/14 | HARIPADA BARAI | Shuttering | Plywood shuttering (Podium) All charges for fabricating, erecting and fixing in position plained timber, plywood centering and shuttering true to line and level, including steel propping, staging, shuttering removal, applying shuttering oil, including required bracing, chamfering corners (of exposed edges) of beams, columns, walls etc. complete as per drawing & direction of Engineer-in-Charge. Rate shall also include removal and dismantling the aforesaid assembly after specified period complete as per drawing and direction of EIC Shuttering Oil in Contractor Scope | Sq.Mtr. | 7665 | 300 | Approved
The Soul, Rajarhat | BASEMENT WITH PODIUM | Civil | Basement with Podium | WO/HR01/BP01/14 | HARIPADA BARAI | Circular Column Shuttering | Labour charges for Circular Column Shuttering as per direction of EIC | Sq.Mtr. | 156 | 395 | Approved
The Soul, Rajarhat | BASEMENT WITH PODIUM | Civil | Basement with Podium | WO/HR01/BP01/14 | HARIPADA BARAI | Reinforcement | Reinforcement (Podium) All charges for fixing steel reinforcement (Tor Steel as per IS-1786, Fe 500) for RCC work including transporting, decoiling, straightening, removing loose rust, cutting, bending and placing for all profile and for all lead and binding with 18 gauge annealed wire to the entire satisfaction of Engineer-in-Charge. Payment of steel shall be made as per drawing and approved bar bending schedule with permissible laps and paid on the basis of the sectional weights of bar as per relevant I.S. Code. The rate shall include cost of binding wire, chairs, spacers, pins, cover blocks which will not be measured separately for payment | MT | 122 | 7000 | Approved
The Soul, Rajarhat | COMMON INFRASTRUCTURE | Electrical Trench |  | WO/HR01/CIH01/66 | TEAM WORK | Earth work in excavation (Manual) | Earth work in excavation (Manual) in all sorts of soil including upto 1.5 m deep, spreading or stacking the spoils within a lead of 30m as necessary, including trimming , levelling, dressing ,ramming the bottom, bailing out water, with men & machineries as directed by Engineer in charge | Cum. | 124.23 | 220 | Approved
The Soul, Rajarhat | MARKETING | Marketing Office | Anti Termite | WO/HR01/MKT01/132 | Secura Infra Services Pvt. Ltd. | Rodent Control Treatment | Rodent Control Treatment: Rodent Control Treatment using Chemical (Outside) and Glue Trap (Inside) as per direction of EIC Chemical: Zinc Phosphide, Bromadiolone Frequency: 2 Times in a month | Visit | 6 | 500 | Approved
The Soul, Rajarhat | COMMON INFRASTRUCTURE | Road Works |  | WO/HR01/CIH01/62 | Lokenath Construction | Additional 50mm Stone metal Consolidation | Stone metal WBM consolidation 50mm thickness Construction of water bound macadam (WBM) Over sub-base (Stone Metal WBM) with stone aggregates of specific sizes and binding material (Stone dust) etc. of minimum thickness 50 mm including screening, sorting, spreading to template and consolidation with 8-10 T Static Roller(Breakdown Rolling + Intermediate Rolling + Finish Rolling) , all complete including the cost of all materials and hire & labour charges of all men and machineries and compacting to the required density, as per clause 404 of specifications for Road & Bridge Works of MORT & H (5th revision) as per drawing and direction of Engineer-in-Charge. Note : - This activity to be followed by taking samples for 3rd party testing (to be arranged by Client) for the achieved compaction as per standard practices for roads construction. In case of non-achievement of the desired results, contractor has to repeat all steps at their own cost, till the desired results are obtained. All subsequent testing charges to be debited from Contractor's payments. Extension of time for re-working is not admissible | Sq.Mtr. | 2429 | 278 | Approved
SOUTHWINDS PROJECT LLP (PHASE - III & IV) | COMMON INFRASTRUCTURE - PHASE III & IV | Boundary Wall | Flooring Work | WO/SP34/CI34/37 | SHAQUIB ENTERPRISES | Flooring work | Flooring work for modification of Front boundary wall towards Bypass from Ph-1 To Phase-3 & 4 |  | 0 | 0 | Approved
SOUTHWINDS PROJECT LLP (PHASE - III & IV) | COMMON INFRASTRUCTURE - PHASE III & IV | Boundary Wall | Flooring Work | WO/SP34/CI34/37 | SHAQUIB ENTERPRISES | Wall Tiles Cladding | Providing & Fixing Charges of Tiles wall cladding (1200X200)/ (600X300) for all levels (Including all charges of scaffolding) over a bed of 20-30 mm thick cement mortar (1:4) , after acid washing including all finishing & Cleaning, excluding groove making 4mm/6mm /8mm(W)x10mm(D) and applying and filling with Epoxy Grout as per drawing and direction of Engineer-In-Charge. Tiles, Cement will be supplied by Client but subjected to reconciliation. | Sq.Ft. | 3644 | 35 | Approved
SOUTHWINDS PROJECT LLP (PHASE - III & IV) | COMMON INFRASTRUCTURE - PHASE III & IV | Boundary Wall | Flooring Work | WO/SP34/CI34/37 | SHAQUIB ENTERPRISES | Making Space Groove in wall tiles | Labour charges for Making Space Groove in wall tiles, cleaning of Tiles and inside as per drawing and direction of Engineer-in-Charge. (Measurement shall be made on actual groove making dimension) | Rft | 5360 | 15 | Approved
SOUTHWINDS PROJECT LLP (PHASE - III & IV) | COMMON INFRASTRUCTURE - PHASE III & IV | Boundary Wall | Flooring Work | WO/SP34/CI34/37 | SHAQUIB ENTERPRISES | Cement grout | Labour charges for cleaning of tiles and inside of groove of 4/8 mm(W) X 10 mm(D) and applying and filling with white cement upto 5 mm and balance 5 mm by Cement grout wih approved colour ( Stone Beach 126 or As mentioned in Dwg. ) in Wall Cladding including cost of lifting as per drawing and direction of Engineer-in-Charge. (Rate Including all charges of scaffolding & supply of all material) (Brand- KERAKOLL / LATICRETE ) | Rft | 5360 | 4 | Approved
SOUTHWINDS PROJECT LLP (PHASE - III & IV) | COMMON INFRASTRUCTURE - PHASE III & IV | Boundary Wall | Flooring Work | WO/SP34/CI34/37 | SHAQUIB ENTERPRISES | Charges for mortar removing/ Cleaning | Charges for mortar removing/ Cleaning including all T & P as per direction of EIC. (Shifting & Lifting of all materials & machineries are in contractor's scope) | Sq.Ft. | 1735 | 10 | Approved
SOUTHWINDS PROJECT LLP (PHASE - III & IV) | COMMON INFRASTRUCTURE - PHASE III & IV | Boundary Wall |  | WO/SP34/CI34/29 | SHAHBAZ CONSTRUCTION | 250 mm thick Brick Work using Fly ash Bricks | 250 mm thick Brick Work using Fly ash Bricks in Cement Sand mortar (1:4) in foundation and plinth including bailing out water, curing etc. complete with all labour , materials, tools and tackles and as per drawing, specification and direction of EIC. (Cement would be supplied by Employer free of cost, but subjected to reconciliation.) | Cum. | 10.03 | 7401 | Approved
The Soul, Rajarhat | BLOCK | False Celling |  | WO/HR01/BOK01/123 | MMK INTERIOR | AC Plug Back With Ply | AC Plug Back With Ply Fixing charges of AC Plug Back With Ply Unit position Top cover with Ply (19mm) over the Approved Framing as per approved drawing and direction of EIC" | Nos | 0 | 225 | Approved
The Soul, Rajarhat | BLOCK | False Celling |  | WO/HR01/BOK01/90 | MMK INTERIOR | AC Plug Back With Ply | AC Plug Back With Ply Fixing charges of AC Plug Back With Ply Unit position Top cover with Ply (19mm) over the Approved Framing as per approved drawing and direction of EIC" | Nos | 85 | 225 | Approved
The Soul, Rajarhat | BLOCK | False Celling |  | WO/HR01/BOK01/120 | Ajay Gaurisaria | AC Plug Back With Ply | AC Plug Back With Ply Fixing charges of AC Plug Back With Ply Unit position Top cover with Ply (19mm) over the Approved Framing as per approved drawing and direction of EIC" | Nos | 64 | 225 | Approved
The Soul, Rajarhat | BLOCK | False Celling |  | WO/HR01/BOK01/122 | B. S. Furniture | AC Plug Back With Ply | AC Plug Back With Ply Fixing charges of AC Plug Back With Ply Unit position Top cover with Ply (19mm) over the Approved Framing as per approved drawing and direction of EIC" | Nos | 0 | 225 | Approved
The Soul, Rajarhat | BLOCK | False Celling |  | WO/HR01/BOK01/120 | Ajay Gaurisaria | Trap Door AC | "Trap Door AC Charges for Trapdoor Making (100X200) with approved framing system as per direction and satisfaction of EIC" | Nos | 315 | 100 | Approved
The Soul, Rajarhat | BLOCK | False Celling |  | WO/HR01/BOK01/122 | B. S. Furniture | Trap Door AC | "Trap Door AC Charges for Trapdoor Making (100X200) with approved framing system as per direction and satisfaction of EIC" | Nos | 480 | 100 | Approved
The Soul, Rajarhat | BLOCK | False Celling |  | WO/HR01/BOK01/123 | MMK INTERIOR | Trap Door AC | "Trap Door AC Charges for Trapdoor Making (100X200) with approved framing system as per direction and satisfaction of EIC" | Nos | 496 | 100 | Approved
The Soul, Rajarhat | BLOCK | False Celling |  | WO/HR01/BOK01/90 | MMK INTERIOR | Trap Door AC | "Trap Door AC Charges for Trapdoor Making (100X200) with approved framing system as per direction and satisfaction of EIC" | Nos | 517 | 100 | Approved
The Soul, Rajarhat | BLOCK | False Celling |  | WO/HR01/BOK01/132 | Sangita Gaurisaria | Trap Door AC | "Trap Door AC Charges for Trapdoor Making (100X200) with approved framing system as per direction and satisfaction of EIC" | Nos | 325 | 100 | Approved
The Soul, Rajarhat | BLOCK | False Celling |  | WO/HR01/BOK01/120 | Ajay Gaurisaria | Loading Unloading | Charges for loading Unloading as per drawing and direction of EIC | Lump Sum | 1 | 46200 | Approved
The Soul, Rajarhat | BLOCK | False Celling |  | WO/HR01/BOK01/132 | Sangita Gaurisaria | Loading Unloading | Charges for loading Unloading as per drawing and direction of EIC | Lump Sum | 1 | 44500 | Approved
The Ramdulari | BLOCK | Civil | Anti-Termite Work | WO/RP/RP02/10 | ORION PEST SOLUTIONS PVT LTD | Anti Termite Treatment work | Anti Termite Treatment work at Substructure level detail methodology will be conforming to IS 6313 (Part 2) : 2013 as per attached annexure.& as directed by EIC. Stages of Treatment for RCC framed Basement Structure: 1. Treatment below Raft/Grade Slab 2. Treatment to the Backfilled Soil 3. Treatment to the soil along the external perimeter of the building 4. Treatment of soil under the apron along the external perimeter of building 5. Treatment of soil surrounding pipes & conduits (Method of measurement will be plinth area basis) | Sq.Mtr. | 3000 | 45 | Approved
The Soul, Rajarhat | BASEMENT WITH PODIUM | Civil | Basement with Podium | WO/HR01/BP01/15 | ASRAFUL MONDAL | VDF Flooring Concreting | Charges for Concreting of VDF Flooring Rate include cleaning of spill of concrete after casting as per direction of EIC | Cum. | 1072 | 230 | Approved
The Soul, Rajarhat | BLOCK | Civil | Sub & Super Structure Work | WO/HR01/BOK01/82 | ASRAFUL MONDAL | VDF Flooring Concreting | Charges for Concreting of VDF Flooring Rate include cleaning of spill of concrete after casting as per direction of EIC | Cum. | 86 | 230 | Approved
The Soul, Rajarhat | BLOCK | Wood Work |  | WO/HR01/BOK01/64 | RAJ KUMAR FURNITURE WORKS | PVC Cap Fixing bottom of utility Door | PVC Cap Fixing bottom of utility Door Labour charges for PVC Cap Fixing bottom of utility Door as per direction of EIC |  | 0 | 0 | Approved
The Soul, Rajarhat | BLOCK | Wood Work |  | WO/HR01/BOK01/65 | B. S. Furniture | PVC Cap Fixing bottom of utility Door | PVC Cap Fixing bottom of utility Door Labour charges for PVC Cap Fixing bottom of utility Door as per direction of EIC |  | 0 | 0 | Approved
The Soul, Rajarhat | BLOCK | Wood Work |  | WO/HR01/BOK01/66 | M.R. Furniture | PVC Cap Fixing bottom of utility Door | PVC Cap Fixing bottom of utility Door Labour charges for PVC Cap Fixing bottom of utility Door as per direction of EIC |  | 0 | 0 | Approved
The Soul, Rajarhat | BLOCK | Wood Work |  | WO/HR01/BOK01/147 | RAJ KUMAR FURNITURE WORKS | PVC Cap Fixing bottom of utility Door | PVC Cap Fixing bottom of utility Door Labour charges for PVC Cap Fixing bottom of utility Door as per direction of EIC |  | 0 | 0 | Approved
The Soul, Rajarhat | BLOCK | Wood Work |  | WO/HR01/BOK01/64 | RAJ KUMAR FURNITURE WORKS | PVC Cap Fixing | PVC Cap Fixing | Nos | 192 | 30 | Approved
The Soul, Rajarhat | BLOCK | Wood Work |  | WO/HR01/BOK01/65 | B. S. Furniture | PVC Cap Fixing | PVC Cap Fixing | Nos | 128 | 30 | Approved
The Soul, Rajarhat | BLOCK | Wood Work |  | WO/HR01/BOK01/66 | M.R. Furniture | PVC Cap Fixing | PVC Cap Fixing | Nos | 168 | 30 | Approved
The Soul, Rajarhat | BLOCK | Wood Work |  | WO/HR01/BOK01/147 | RAJ KUMAR FURNITURE WORKS | PVC Cap Fixing | PVC Cap Fixing | Nos | 3 | 30 | Approved
The Soul, Rajarhat | BLOCK | Wood Work |  | WO/HR01/BOK01/64 | RAJ KUMAR FURNITURE WORKS | Misc. Charges | Charges for loading - unloading, transportation, hire charges for machinery as per direction of Engineer-in-Charge | Nos | 192 | 1.2 | Approved
The Soul, Rajarhat | BLOCK | Wood Work |  | WO/HR01/BOK01/65 | B. S. Furniture | Misc. Charges | Charges for loading - unloading, transportation, hire charges for machinery as per direction of Engineer-in-Charge | Nos | 128 | 1.2 | Approved
The Soul, Rajarhat | BLOCK | Wood Work |  | WO/HR01/BOK01/66 | M.R. Furniture | Misc. Charges | Charges for loading - unloading, transportation, hire charges for machinery as per direction of Engineer-in-Charge | Nos | 168 | 1.2 | Approved
The Soul, Rajarhat | BLOCK | Wood Work |  | WO/HR01/BOK01/147 | RAJ KUMAR FURNITURE WORKS | Misc. Charges | Charges for loading - unloading, transportation, hire charges for machinery as per direction of Engineer-in-Charge | Nos | 3 | 1.2 | Approved
SOUTHWINDS PROJECT LLP (PHASE - III & IV) | MEP PHASE - III | External Electrical | Civil | WO/SP34/MW34/1 | NEW L. N. CONSTRUCTION | Electrical cable trench | Construction of Electrical cable trench as per B.O.Q & direction of EIC. |  | 0 | 0 | Approved
SOUTHWINDS PROJECT LLP (PHASE - III & IV) | MEP PHASE - III | External Electrical | Civil | WO/SP34/MW34/22 | UNIVERSAL SERVICE | Electrical cable trench | Construction of Electrical cable trench as per B.O.Q & direction of EIC. |  | 0 |  | Approved
SOUTHWINDS PROJECT LLP (PHASE - III & IV) | MEP PHASE - III | External Electrical | Civil | WO/SP34/MW34/1 | NEW L. N. CONSTRUCTION | --Excavation Lead up to 75 m | All charges for doing excavation in required profile in all type of soils in dry and wet condition with a lead of 75 m as directed for pond cutting or any other foundation of the proposed structure as per drawings or direction of Engineer-in-Charge including dismantling of foundation (if any) made with brick, PCC, RCC, dressing of side, bottom, ramming of bottom, dewatering, shoring, strutting, diverting underground sewer line, water line, electrical line (if any) barricading the area providing caution board maintaining required slopes including all labour, materials, machinery, tools & tackles for all lead & lift to the entire satisfaction of EIC. Contractor will be paid for a working space of 600 mm or as indicated in IS : 1200 , which ever is less . The excavation drawing will be submitted by the contractor before starting the excavation for client's approval. | Cum. | 126.657 | 240 | Approved
SOUTHWINDS PROJECT LLP (PHASE - III & IV) | MEP PHASE - III | External Electrical | Civil | WO/SP34/MW34/22 | UNIVERSAL SERVICE | --Excavation Lead up to 75 m | All charges for doing excavation in required profile in all type of soils in dry and wet condition with a lead of 75 m as directed for pond cutting or any other foundation of the proposed structure as per drawings or direction of Engineer-in-Charge including dismantling of foundation (if any) made with brick, PCC, RCC, dressing of side, bottom, ramming of bottom, dewatering, shoring, strutting, diverting underground sewer line, water line, electrical line (if any) barricading the area providing caution board maintaining required slopes including all labour, materials, machinery, tools & tackles for all lead & lift to the entire satisfaction of EIC. Contractor will be paid for a working space of 600 mm or as indicated in IS : 1200 , which ever is less . The excavation drawing will be submitted by the contractor before starting the excavation for client's approval. | Cum. | 0 |  | Approved
SOUTHWINDS PROJECT LLP (PHASE - III & IV) | MEP PHASE - III | External Electrical | Civil | WO/SP34/MW34/1 | NEW L. N. CONSTRUCTION | --Earth work in filling | "Earth work in filling with earth obtained from excavation in layers not exceeding 250 mm including watering, ramming, etc., complete in all respect as per and direction of EIC (payment to be made on the basis of measurement of finished quantity of work) | Cum. | 50.888 | 110 | Approved
SOUTHWINDS PROJECT LLP (PHASE - III & IV) | MEP PHASE - III | External Electrical | Civil | WO/SP34/MW34/22 | UNIVERSAL SERVICE | --Earth work in filling | "Earth work in filling with earth obtained from excavation in layers not exceeding 250 mm including watering, ramming, etc., complete in all respect as per and direction of EIC (payment to be made on the basis of measurement of finished quantity of work) | Cum. | 0 |  | Approved
SOUTHWINDS PROJECT LLP (PHASE - III & IV) | MEP PHASE - III | External Electrical | Civil | WO/SP34/MW34/1 | NEW L. N. CONSTRUCTION | --PCC | "Providing and laying 1:3:6 Cement concrete with 25mm & down screened and washed well graded stone chips excluding shuttering, consolidating complete in all respect as per drawing, specification and direction of EIC (Cement would be supplied by Employer free of cost, but subjected to reconciliation.)" | Cum. | 8.821 | 6285 | Approved
SOUTHWINDS PROJECT LLP (PHASE - III & IV) | MEP PHASE - III | External Electrical | Civil | WO/SP34/MW34/22 | UNIVERSAL SERVICE | --PCC | "Providing and laying 1:3:6 Cement concrete with 25mm & down screened and washed well graded stone chips excluding shuttering, consolidating complete in all respect as per drawing, specification and direction of EIC (Cement would be supplied by Employer free of cost, but subjected to reconciliation.)" | Cum. | 0 |  | Approved
SOUTHWINDS PROJECT LLP (PHASE - III & IV) | MEP PHASE - III | External Electrical | Civil | WO/SP34/MW34/1 | NEW L. N. CONSTRUCTION | --M25 / M20 | "RCC M25 / M20 Providing and laying charges for M25 Grade of Concrete at all levels and excluding shuttering and reinforcement, including concrete pump, curing, vibrator with complete design of concrete mix as per IS code and relevant special publication, submission of job mix formula after preliminary mix design and testing of concrete cubes as per dir.of EIC." | Cum. | 51.846 | 6260 | Approved
SOUTHWINDS PROJECT LLP (PHASE - III & IV) | MEP PHASE - III | External Electrical | Civil | WO/SP34/MW34/22 | UNIVERSAL SERVICE | --M25 / M20 | "RCC M25 / M20 Providing and laying charges for M25 Grade of Concrete at all levels and excluding shuttering and reinforcement, including concrete pump, curing, vibrator with complete design of concrete mix as per IS code and relevant special publication, submission of job mix formula after preliminary mix design and testing of concrete cubes as per dir.of EIC." | Cum. | 0 |  | Approved
SOUTHWINDS PROJECT LLP (PHASE - III & IV) | MEP PHASE - III | External Electrical | Civil | WO/SP34/MW34/1 | NEW L. N. CONSTRUCTION | --Reinforcement | Labour Charges for fixing Reinforcement for reinforced cement concrete work from in all sorts of structures including distribution bars, stirrups, binding wire etc. Initial straightening and removal of loost rust (if necessary) cutting to requisite length, hooking & bending to correct shape , placing in proper position & binding with 16 gauge black annealed wire/welding as per relevant I.S. code in every intersection complete as per drawing, specification of EIC for works in foundation, basement slab,wall,pile cap,tie beam, column, etc. including bailing out water during construction of foundation etc. all complete. | MT | 5.348 | 6400 | Approved
SOUTHWINDS PROJECT LLP (PHASE - III & IV) | MEP PHASE - III | External Electrical | Civil | WO/SP34/MW34/22 | UNIVERSAL SERVICE | --Reinforcement | Labour Charges for fixing Reinforcement for reinforced cement concrete work from in all sorts of structures including distribution bars, stirrups, binding wire etc. Initial straightening and removal of loost rust (if necessary) cutting to requisite length, hooking & bending to correct shape , placing in proper position & binding with 16 gauge black annealed wire/welding as per relevant I.S. code in every intersection complete as per drawing, specification of EIC for works in foundation, basement slab,wall,pile cap,tie beam, column, etc. including bailing out water during construction of foundation etc. all complete. | MT | 0 |  | Approved
SOUTHWINDS PROJECT LLP (PHASE - III & IV) | MEP PHASE - III | External Electrical | Civil | WO/SP34/MW34/1 | NEW L. N. CONSTRUCTION | --shuttering | Hire & labour charges for Shuttering with centering & necessary staging upto necessary height using approved stout props, 12mm thick quality ply board shuttering, with required bracing for curved or straight fitting, fixing & striking out after completion of works(including bailing of water) complete as per drawing, specification and direction of EIC | Sq.Mtr. | 333.541 | 430 | Approved
SOUTHWINDS PROJECT LLP (PHASE - III & IV) | MEP PHASE - III | External Electrical | Civil | WO/SP34/MW34/22 | UNIVERSAL SERVICE | --shuttering | Hire & labour charges for Shuttering with centering & necessary staging upto necessary height using approved stout props, 12mm thick quality ply board shuttering, with required bracing for curved or straight fitting, fixing & striking out after completion of works(including bailing of water) complete as per drawing, specification and direction of EIC | Sq.Mtr. | 0 |  | Approved
SOUTHWINDS PROJECT LLP (PHASE - III & IV) | MEP PHASE - III | MLCP | Civil | WO/SP34/MW34/2 | NEW L. N. CONSTRUCTION | MLCP Civil Work | Construction of MLCP foundation as per B.O.Q & direction of EIC. |  | 0 | 0 | Approved
SOUTHWINDS PROJECT LLP (PHASE - III & IV) | MEP PHASE - III | MLCP | Civil | WO/SP34/MW34/23 | UNIVERSAL SERVICE | MLCP Civil Work | Construction of MLCP foundation as per B.O.Q & direction of EIC. |  | 0 | 0 | Approved
SOUTHWINDS PROJECT LLP (PHASE - III & IV) | MEP PHASE - III | MLCP | Civil | WO/SP34/MW34/2 | NEW L. N. CONSTRUCTION | --Excavation Lead up to 75 m | All charges for doing excavation in required profile in all type of soils in dry and wet condition with a lead of 75 m as directed for pond cutting or any other foundation of the proposed structure as per drawings or direction of Engineer-in-Charge including dismantling of foundation (if any) made with brick, PCC, RCC, dressing of side, bottom, ramming of bottom, dewatering, shoring, strutting, diverting underground sewer line, water line, electrical line (if any) barricading the area providing caution board maintaining required slopes including all labour, materials, machinery, tools & tackles for all lead & lift to the entire satisfaction of EIC. Contractor will be paid for a working space of 600 mm or as indicated in IS : 1200 , which ever is less . The excavation drawing will be submitted by the contractor before starting the excavation for client's approval. | Cum. | 10.981 | 240 | Approved
SOUTHWINDS PROJECT LLP (PHASE - III & IV) | MEP PHASE - III | MLCP | Civil | WO/SP34/MW34/23 | UNIVERSAL SERVICE | --Excavation Lead up to 75 m | All charges for doing excavation in required profile in all type of soils in dry and wet condition with a lead of 75 m as directed for pond cutting or any other foundation of the proposed structure as per drawings or direction of Engineer-in-Charge including dismantling of foundation (if any) made with brick, PCC, RCC, dressing of side, bottom, ramming of bottom, dewatering, shoring, strutting, diverting underground sewer line, water line, electrical line (if any) barricading the area providing caution board maintaining required slopes including all labour, materials, machinery, tools & tackles for all lead & lift to the entire satisfaction of EIC. Contractor will be paid for a working space of 600 mm or as indicated in IS : 1200 , which ever is less . The excavation drawing will be submitted by the contractor before starting the excavation for client's approval. | Cum. | 4.98 | 240 | Approved
SOUTHWINDS PROJECT LLP (PHASE - III & IV) | MEP PHASE - III | MLCP | Civil | WO/SP34/MW34/2 | NEW L. N. CONSTRUCTION | --Earth work in filling | "Earth work in filling with earth obtained from excavation in layers not exceeding 250 mm including watering, ramming, etc., complete in all respect as per and direction of EIC (payment to be made on the basis of measurement of finished quantity of work) | Cum. | 0 | 110 | Approved
SOUTHWINDS PROJECT LLP (PHASE - III & IV) | MEP PHASE - III | MLCP | Civil | WO/SP34/MW34/23 | UNIVERSAL SERVICE | --Earth work in filling | "Earth work in filling with earth obtained from excavation in layers not exceeding 250 mm including watering, ramming, etc., complete in all respect as per and direction of EIC (payment to be made on the basis of measurement of finished quantity of work) | Cum. | 0 |  | Approved
SOUTHWINDS PROJECT LLP (PHASE - III & IV) | MEP PHASE - III | MLCP | Civil | WO/SP34/MW34/2 | NEW L. N. CONSTRUCTION | BFS | BRICK FLAT SOLING All charges for SINGLE LAYER BRICK FLAT SOLING including preparation of soil / sand filling bed and filling the joints with available sand / earth, watering etc complete as per drawing, specification & as directed by E-I-C" | Sq.Mtr. | 0 | 410 | Approved
SOUTHWINDS PROJECT LLP (PHASE - III & IV) | MEP PHASE - III | MLCP | Civil | WO/SP34/MW34/2 | NEW L. N. CONSTRUCTION | --PCC | "Providing and laying 1:3:6 Cement concrete with 25mm & down screened and washed well graded stone chips excluding shuttering, consolidating complete in all respect as per drawing, specification and direction of EIC (Cement would be supplied by Employer free of cost, but subjected to reconciliation.)" | Cum. | 6.066 | 6285 | Approved
SOUTHWINDS PROJECT LLP (PHASE - III & IV) | MEP PHASE - III | MLCP | Civil | WO/SP34/MW34/23 | UNIVERSAL SERVICE | --PCC | "Providing and laying 1:3:6 Cement concrete with 25mm & down screened and washed well graded stone chips excluding shuttering, consolidating complete in all respect as per drawing, specification and direction of EIC (Cement would be supplied by Employer free of cost, but subjected to reconciliation.)" | Cum. | 1.66 | 6599.25 | Approved
SOUTHWINDS PROJECT LLP (PHASE - III & IV) | MEP PHASE - III | MLCP | Civil | WO/SP34/MW34/2 | NEW L. N. CONSTRUCTION | --M25/M20 | RCC M25/M20 Providing and laying charges for M25 Grade of Concrete at all levels and excluding shuttering and reinforcement, including concrete pump, curing, vibrator with complete design of concrete mix as per IS code and relevant special publication, submission of job mix formula after preliminary mix design and testing of concrete cubes as per dir.of EIC. | Cum. | 22.675 | 6260 | Approved
SOUTHWINDS PROJECT LLP (PHASE - III & IV) | MEP PHASE - III | MLCP | Civil | WO/SP34/MW34/23 | UNIVERSAL SERVICE | --M25/M20 | RCC M25/M20 Providing and laying charges for M25 Grade of Concrete at all levels and excluding shuttering and reinforcement, including concrete pump, curing, vibrator with complete design of concrete mix as per IS code and relevant special publication, submission of job mix formula after preliminary mix design and testing of concrete cubes as per dir.of EIC. | Cum. | 4.65 | 6573 | Approved
SOUTHWINDS PROJECT LLP (PHASE - III & IV) | MEP PHASE - III | MLCP | Civil | WO/SP34/MW34/2 | NEW L. N. CONSTRUCTION | --Reinforcement | Labour Charges for fixing Reinforcement for reinforced cement concrete work from in all sorts of structures including distribution bars, stirrups, binding wire etc. Initial straightening and removal of loost rust (if necessary) cutting to requisite length, hooking & bending to correct shape , placing in proper position & binding with 16 gauge black annealed wire/welding as per relevant I.S. code in every intersection complete as per drawing, specification of EIC for works in foundation, basement slab,wall,pile cap,tie beam, column, etc. including bailing out water during construction of foundation etc. all complete. | MT | 2.68 | 6400 | Approved
SOUTHWINDS PROJECT LLP (PHASE - III & IV) | MEP PHASE - III | MLCP | Civil | WO/SP34/MW34/23 | UNIVERSAL SERVICE | --Reinforcement | Labour Charges for fixing Reinforcement for reinforced cement concrete work from in all sorts of structures including distribution bars, stirrups, binding wire etc. Initial straightening and removal of loost rust (if necessary) cutting to requisite length, hooking & bending to correct shape , placing in proper position & binding with 16 gauge black annealed wire/welding as per relevant I.S. code in every intersection complete as per drawing, specification of EIC for works in foundation, basement slab,wall,pile cap,tie beam, column, etc. including bailing out water during construction of foundation etc. all complete. | MT | 0.501 | 6720 | Approved
SOUTHWINDS PROJECT LLP (PHASE - III & IV) | MEP PHASE - III | MLCP | Civil | WO/SP34/MW34/2 | NEW L. N. CONSTRUCTION | --shuttering | Hire & labour charges for Shuttering with centering & necessary staging upto necessary height using approved stout props, 12mm thick quality ply board shuttering, with required bracing for curved or straight fitting, fixing & striking out after completion of works(including bailing of water) complete as per drawing, specification and direction of EIC | Sq.Mtr. | 68.225 | 430 | Approved
SOUTHWINDS PROJECT LLP (PHASE - III & IV) | MEP PHASE - III | MLCP | Civil | WO/SP34/MW34/23 | UNIVERSAL SERVICE | --shuttering | Hire & labour charges for Shuttering with centering & necessary staging upto necessary height using approved stout props, 12mm thick quality ply board shuttering, with required bracing for curved or straight fitting, fixing & striking out after completion of works(including bailing of water) complete as per drawing, specification and direction of EIC | Sq.Mtr. | 21.2 | 451.5 | Approved
The Soul, Rajarhat | BLOCK | Water Proofing |  | WO/HR01/BOK01/121 | AKJ Engineers Pvt. Ltd. | Deep Chipping/ Grinding Work: | Deep Chipping/ Grinding Work: Charges towards Deep Chipping/ Grinding Work manually or mechanically over the substrate surface to remove bulged concrete, patta finish undulation spots, spill over concrete, hard & rigid mortar to expose mother slab, complete as per manufacturers specification & direction of EIC Location: Roof | Sq.Mtr. | 1518 | 70 | Approved
The Soul, Rajarhat | COMMON INFRASTRUCTURE | Consultancy Charges | OTHER CONSLUTANTS | WO/HR01/CIH01/46 | Skipper Technologies India Pvt Ltd | Service & Calibration Charges of Total Station | Service & Calibration Charges of Total Station Model CX-105 Period: Jan 2022 | Nos | 1 | 12000 | Approved
The Soul, Rajarhat | BASEMENT WITH PODIUM | Water Proofing |  | WO/HR01/BP01/29 | J S S ENGINEERING PRIVATE LIMITED | Nozzle grouting | Nozzle grouting: Nozzle grouting to be done with cement slurry admixed with expanding grout admixture Cebex 100 @225 gm per bag of cement after ponding test for 72 hours. | Nos | 2280 | 120 | Approved
The Soul, Rajarhat | BASEMENT WITH PODIUM | Water Proofing |  | WO/HR01/BP01/29 | J S S ENGINEERING PRIVATE LIMITED | Application of Nitoproof 600 PF (Horizontal Area) | Application of Nitoproof 600 PF (Horizontal Area) Surface Preparation: All surfaces to be waterproofed should be sound, clean and dry. Free from all laitance and sharp protrusions. Surface to be finished to a smooth texture by mechanical means. All vertical and horizontal junction shall be covered with 50mm Fillet Admixed with Nitobond SBR Latex Application of Nitoproof 600 PF (Horizontal Area) Providing two coats of liquid applied, solvent-free elastomeric waterproofing membrane, shall be made of hydrocarbon free polyurethane with at least 90% solid content-NITOPROOF 600 PF. with necessary surface preparation, coving, etc.The membrane when cured shall be capable of an extension of not less than 600%. Its tensile strength shall exceed 1.9 N/mm2 and the water vapour transmissions shall be less than 1g/m2/24 hour. The Product Should have the Following Properties: Adhesion-in-peel test (N) (ASTM C836) : >60N Recovery from 350% elongation (%)(ASTM D412- 90): 95 Tear resistance (kN/m) (ASTM D624-00) : 21 Water vapour transmission : 2.3mm film (g/m2/hr):0.6 Initial hardness (Shore A) (ASTM 2240-86): 65 Water permeability (DIN 1048): 0 Chemical resistance: Unaffected by mild acids, alkalis and water borne salts. Does not biodegrade. Before application of the protective screed 120 GSM geotextile membrane shall be provided over the cured coated surface." Material Consumption as per TDS/ Manufacturer specification | Sq.Mtr. | 7425 | 615 | Approved
The Soul, Rajarhat | BASEMENT WITH PODIUM | Water Proofing |  | WO/HR01/BP01/29 | J S S ENGINEERING PRIVATE LIMITED | Laying charges of geo textile | Laying charges of geo textile including all lead and lift on PU coated surface along with necessary overlaps etc. which will act as a separation layer between PU coating and Screed. Overlap of Geotextile shall be min 100 mm | Sq.Mtr. | 7425 | 15 | Approved
The Soul, Rajarhat | BASEMENT WITH PODIUM | Water Proofing |  | WO/HR01/BP01/29 | J S S ENGINEERING PRIVATE LIMITED | screed concrete | Charges towards laying of avg. 65 mm screed concrete in prop. of 1:1.5:3 (1 part cement :1.5 part sand: 3 part aggregate) admixed with integral waterproofing compound over the floor area/ separation layer, including all lead and lift complete as per specification & direction of EIC. RMC will supplied by client but subjected to reconciliation. | Sq.Mtr. | 7425 | 165 | Approved
The Soul, Rajarhat | BASEMENT WITH PODIUM | Water Proofing |  | WO/HR01/BP01/29 | J S S ENGINEERING PRIVATE LIMITED | Application of Waterproofing Layer: (Vertical) | Surface Preparation: All surfaces to be waterproofed should be sound, clean and dry. Free from all laitance and sharp protrusions. Surface to be finished to a smooth texture by mechanical means. All vertical and horizontal junction shall be covered with 50mm Fillet Admixed with Nitobond SBR Latex Application of Waterproofing Layer: (Vertical) Providing two coats of liquid applied, solvent-free elastomeric waterproofing membrane, shall be made of hydrocarbon free polyurethane with at least 90% solid content- NITOPROOF 600 PF. with necessary surface preparation, coving, etc.The membrane when cured shall be capable of an extension of not less than 600%. Its tensile strength shall exceed 1.9 N/mm2 and the water vapour transmissions shall be less than 1g/m2/24 hour. The Product Should have the Following Properties: Adhesion-in-peel test (N) (ASTM C836) : >60N Recovery from 350% elongation (%)(ASTM D412- 90): 95 Tear resistance (kN/m) (ASTM D624-00) : 21 Water vapour transmission : 2.3mm film (g/m2/hr):0.6 Initial hardness (Shore A) (ASTM 2240-86): 65 Water permeability (DIN 1048): 0 Chemical resistance: Unaffected by mild acids, alkalis and water borne salts. Does not biodegrade" Material Consumption as per TDS/ Manufacturer specification | Sq.Mtr. | 9075 | 615 | Approved
The Soul, Rajarhat | BASEMENT WITH PODIUM | Water Proofing |  | WO/HR01/BP01/29 | J S S ENGINEERING PRIVATE LIMITED | Protective Plaster | Protective Plaster: Charges towards application of protective plaster over the vertical surface of waterproofing coating with minimum 12 mm thickness (Cement: Sand::1:4) admixed with integral waterproofing compound Conplast WL Xtra@ 125 ml/Bag of cement) including all lead and lift as per direction of EIC Cement & Sand supplied by Client but subjected to reconciliation. | Sq.Mtr. | 9075 | 140 | Approved
The Soul, Rajarhat | BASEMENT WITH PODIUM | Water Proofing |  | WO/HR01/BP01/29 | J S S ENGINEERING PRIVATE LIMITED | Sealing the Cut Out Gap of PVC Pipe (Rain water pipes) | Sealing the Cut Out Gap of PVC Pipe (Rain water pipes) with micro Concrete to the required thickness and finally sealing the periphery of pipes with Epoxy sealant as per site condition and manufacturer specification |  | 0 | 0 | Approved
The Soul, Rajarhat | BASEMENT WITH PODIUM | Water Proofing |  | WO/HR01/BP01/29 | J S S ENGINEERING PRIVATE LIMITED | 200 MM X 200 MM | 200 MM X 200 MM | Nos | 94 | 175 | Approved
The Soul, Rajarhat | BASEMENT WITH PODIUM | Water Proofing |  | WO/HR01/BP01/29 | J S S ENGINEERING PRIVATE LIMITED | 150 MM X 150 MM | 150 MM X 150 MM | Nos | 111 | 139 | Approved
The Soul, Rajarhat | BASEMENT WITH PODIUM | Water Proofing |  | WO/HR01/BP01/29 | J S S ENGINEERING PRIVATE LIMITED | 100 MM X 100 MM | 100 MM X 100 MM | Nos | 120 | 125 | Approved
The Soul, Rajarhat | BASEMENT WITH PODIUM | Water Proofing |  | WO/HR01/BP01/29 | J S S ENGINEERING PRIVATE LIMITED | 50 MM X 40 MM | 50 MM X 40 MM | Nos | 380 | 86 | Approved
The Soul, Rajarhat | BASEMENT WITH PODIUM | Water Proofing |  | WO/HR01/BP01/29 | J S S ENGINEERING PRIVATE LIMITED | 20 MM (Dia) | 20 MM (Dia) | Nos | 240 | 50 | Approved
The Soul, Rajarhat | BASEMENT WITH PODIUM | Water Proofing |  | WO/HR01/BP01/29 | J S S ENGINEERING PRIVATE LIMITED | 25 MM (Dia) | 25 MM (Dia) | Nos | 140 | 59 | Approved
The Soul, Rajarhat | BASEMENT WITH PODIUM | Water Proofing |  | WO/HR01/BP01/29 | J S S ENGINEERING PRIVATE LIMITED | 250 MM X 100 MM | 250 MM X 100 MM | Nos | 2 | 150 | Approved
The Soul, Rajarhat | BASEMENT WITH PODIUM | Grill / Steel Work |  | WO/HR01/BP01/30 | Dipankar Sarkar | MS Gratings | Supply and Erection of Gratings using 35X35X5 MS angle and 25X5 MS Flat section including one coat of Red Oxide primer followed by two coats of synthetic enamel paint including charges for transportation all lead and lift at all level complete as per drawing and direction of EIC. Minimum one coat of synthetic enamel paint to be applied at site. |  | 0 | 0 | Approved
The Soul, Rajarhat | BASEMENT WITH PODIUM | Grill / Steel Work |  | WO/HR01/BP01/30 | Dipankar Sarkar | Supply and Erection of MS Work | Supply and Erection of MS Work | Kgs | 9700 | 92 | Approved
The Soul, Rajarhat | BASEMENT WITH PODIUM | Grill / Steel Work |  | WO/HR01/BP01/30 | Dipankar Sarkar | Providing and applying One coat of Red oxide Primer followed by two coats of Synthetic enamel paint | Providing and applying One coat of Red oxide Primer followed by two coats of Synthetic enamel paint | Sq.Ft. | 2427 | 9 | Approved
SOUTHWINDS PROJECT LLP (PHASE - III & IV) | MEP PHASE - III | Lift |  | WO/SP34/MW34/3 | KONE ELEVATOR INDIA PRIVATE LIMITED | Passenger Lift for Block - 11 & 12. | Passenger Lift for Block - 11 & 12. |  | 0 | 0 | Approved
SOUTHWINDS PROJECT LLP (PHASE - III & IV) | MEP PHASE - III | Lift |  | WO/SP34/MW34/3 | KONE ELEVATOR INDIA PRIVATE LIMITED | Bl-11(G+13) -15 Passenger Elevator | "Supply and installation charges for Kone Sandstone IMNPD21 model ,14 stops and 15 passenger Elevator as per specification attached and direction of Engineer-In-Charge. Material Delivery Date: 31 December, 2022 (Location-Bl-11(G+13) -15 Passenger Elevator)" | Nos | 1 | 1652542 | Approved
SOUTHWINDS PROJECT LLP (PHASE - III & IV) | MEP PHASE - III | Lift |  | WO/SP34/MW34/3 | KONE ELEVATOR INDIA PRIVATE LIMITED | Bl-11(G+13) -10 Passenger Elevator | "Supply and installation charges for Kone Sandstone IMNPD21 model ,14 stops and 10 passenger Elevator as per specification attached and direction of Engineer-In-Charge. Material Delivery Date: 31 December, 2022 (Location-Bl-11(G+13) -10 Passenger Elevator)" | Nos | 1 | 1351694 | Approved
SOUTHWINDS PROJECT LLP (PHASE - III & IV) | MEP PHASE - III | Lift |  | WO/SP34/MW34/3 | KONE ELEVATOR INDIA PRIVATE LIMITED | Bl-12(G+11) -10 Passenger Elevator | "Supply and installation charges for Kone Sandstone IMNPD21 model ,12 stops and 10 passenger Elevator as per specification attached and direction of Engineer-In-Charge. Material Delivery Date: 31 December, 2022 (Location-Bl-12(G+11) -10 Passenger Elevator)" | Nos | 1 | 1292372 | Approved
SOUTHWINDS PROJECT LLP (PHASE - III & IV) | MEP PHASE - III | Lift |  | WO/SP34/MW34/3 | KONE ELEVATOR INDIA PRIVATE LIMITED | Bl-12(G+11) -15 Passenger Elevator | "Supply and installation charges for Kone Sandstone IMNPD21 model ,12 stops and 15 passenger Elevator as per specification attached and direction of Engineer-In-Charge. Material Delivery Date: 31 December, 2022 (Location-Bl-12(G+11) -15 Passenger Elevator)" | Nos | 1 | 1466102 | Approved
The Soul, Rajarhat | CLUB | POP/PUTTY Work |  | WO/HR01/CL07/7 | GAZI PAINTS PRIVATE LIMITED | Putty | Charges for providing & applying of 6 coats / patty of fine wall putty (APPROX. 5-6 MM TH.) with super white & superfine quality on concrete/ Plastered surface including Rendering, chipping, surface preparation by depressions with Putty , scaffolding etc. complete with all materials & Labour etc. all complete at all level as per drawing and direction of Engineer-in-Charge. Location: Club_ Banquet, Café, Indoor games, Reading & Health lounge, Common lobby, GF reception, 3rd floor lobby and Squash court Brand of Putty: Asian / Berger | Sq.Ft. | 20735 | 12 | Approved
The Ramdulari | PRE-CONSTRUCTION PHASE | Site Office |  | WO/RP/RP01/28 | Sanjukta Enterprise | Hessian cloth barricade | Supply and Fixing of bamboo structure and Green hessian cloth fitting, fixed with nails, washer, binding wire etc. complete with all materials & labour as per direction of EIC. | Sq.Ft. | 1660 | 13.5 | Approved
The Ramdulari | COMMON INFRASTRUCTURE | Consultancy Charges | OTHER CONSLUTANTS | WO/RP/RP03/19 | OMEGA Consultant Services | Testing Charges for TMT Bar | Testing Charges for TMT Bar: A. Physical Test: (By Computerized Universal Testing Machine) 1. UTS, % EI,& Y.S 2.Bend Test 3. Rebend Test 4. Weight per meter B. Chemical Test : Chemical analysis by Spark Emission Spectrometer as per direction of EIC. | Set | 11 | 2100 | Approved
The Ramdulari | COMMON INFRASTRUCTURE | Consultancy Charges | OTHER CONSLUTANTS | WO/RP/RP03/29 | OMEGALAB TESTING SERVICES PRIVATE LIMITED | Testing Charges for TMT Bar | Testing Charges for TMT Bar: A. Physical Test: (By Computerized Universal Testing Machine) 1. UTS, % EI,& Y.S 2.Bend Test 3. Rebend Test 4. Weight per meter B. Chemical Test : Chemical analysis by Spark Emission Spectrometer as per direction of EIC. | Set | 8 | 2100 | Approved
SOUTHWINDS PROJECT LLP (PHASE - III & IV) | PRE-CONSTRUCTION PHASE - III & IV | Labour Hutment |  | WO/SP34/PC34/16 | NEW L. N. CONSTRUCTION | Labour Toitet | Making of Labour Toilet at Ph-4 as per B.O.Q & direction of EIC. |  | 0 | 0 | Approved
SOUTHWINDS PROJECT LLP (PHASE - III & IV) | PRE-CONSTRUCTION PHASE - III & IV | Labour Hutment |  | WO/SP34/PC34/16 | NEW L. N. CONSTRUCTION | Earth Work in Excavation up to 1.5m | Earth work In Excavation upto 1.5 m Earthwork in excavation in all types of soil, including clearing and grubbing of road land, removal of roots, stumps and vegetation, disposal of surplus earth at designated location with all leads and lifts etc. all complete as per Drawing & direction of Engineer-in-Charge | Cum. | 33.177 | 190 | Approved
SOUTHWINDS PROJECT LLP (PHASE - III & IV) | PRE-CONSTRUCTION PHASE - III & IV | Labour Hutment |  | WO/SP34/PC34/16 | NEW L. N. CONSTRUCTION | Earth Work in Excavation 1.5 to 3 | Earth Work In Excavation 1.5 M-3.0 M Earthwork in excavation in all types of soil, including clearing and grubbing of road land, removal of roots, stumps and vegetation, disposal of surplus earth at designated location with all leads and lifts etc. all complete as per Drawing & direction of Engineer-in-Charge | Cum. | 7.719 | 240 | Approved
SOUTHWINDS PROJECT LLP (PHASE - III & IV) | PRE-CONSTRUCTION PHASE - III & IV | Labour Hutment |  | WO/SP34/PC34/16 | NEW L. N. CONSTRUCTION | Earth Work In Filling | Earth Work In Filling Filling in foundation ( Up to plinth level ) and under floors with selected earth in layers (Height should be as per Specification ) including watering, ramming, consolidation etc. as directed. The rates are inclusive of all labours, tools/tackles, pumps, vibratory roller/earth compactor temporary works, etc. complete [ Measurement should be as per specification. ] Filling with excavated earth available at site | Cum. | 18.684 | 110 | Approved
SOUTHWINDS PROJECT LLP (PHASE - III & IV) | PRE-CONSTRUCTION PHASE - III & IV | Labour Hutment |  | WO/SP34/PC34/16 | NEW L. N. CONSTRUCTION | 200/250 Thk (1:6) B/W | 200/250 Thk (1:6) B/W Up to Plinth 250TH BRICK WORK WITH FLYASH BRICKS ALL CHARGES FOR CONSTRUCTING 190/200/230/250MM THK. BRICK MASONRY IN CM 1:6 AT ALL LEVELS WITH FLYASH / RED BRICKS OF REQUIRED SIZES AS PER MANUFACTURER'S GUIDANCE COMPLETE IN ALL RESPECT AND FOR ALL LEVELS INCLUDING V- GROOVE JOINTING ON BOTH FACES, AS PER DRAWING AND AS SPECIFIED IN RELEVANT IS CODES, NECESSARY CURING, SCAFFOLDING, STAGING, ALL LEADS AND LIFTS FROM ANY POINT TO ANY POINT INSIDE THE SITE IN ALL STRUCTURES SUCH AS WALLS / PILLARS / STUB / SUPPORTS / DRAINS ETC INCLUDING CLEANING OF ACCUMULATED DEBRIS AS PER DRAWING AND SPECIFICATIONS AND AS DIRECTED BY THE EIC (CEMENT WILL BE SUPPLIED BY CLIENT ON RECONCILIATION BASIS) | Cum. | 13.287 | 6850 | Approved
Primarc Chambers | OVERHEAD | Pest Control |  | WO/PCH/PC05/6 | Legend Sanicure Private Limited | Disinfection service (upto 28.02.2022) | Disinfection Service Chemical Name: VIROSIL PHARMA (Hydrozen Peroxide and Silver Nitrate) Dosage: 2:8 ratio (VIROSIL PHARMA: Water) Method of disinfection: Spraying fumigation/Misting PPE Required: The person engaged for disinfection service should wear appropriate PPE. 1. Whole body coveralls (which designed to 360-degree protection), 2. Nitrile gloves because they resist chemicals like chlorine 3. Triple layer mask or N-95 Respirator mask 4. Goggles/Face Shield 5. Safety shoe/Gumboot Note: MSDS (Material Safety Data Sheet) should be submitted prior start the service. Disinfection Service Location: 1. Labour hutment 2. Marketing & Site office, Approx. coverage Area: 242 Sq.Mtr Repetition: 6 Times in a month (order Renewal period 01.01.2022 to 28.02.2022) | Sq.Mtr. | 2904 | 2.7 | Approved
SOUTHWINDS PROJECT LLP (PHASE - III & IV) | PRE-CONSTRUCTION PHASE - III & IV | Labour Hutment |  | WO/SP34/PC34/16 | NEW L. N. CONSTRUCTION | 125 Thk (1:4) B/W | 125/110 Thk (1:4) B/W Up to Plinth 125TH/110TH BRICK WORK WITH FLYASH/ RED BRICKS ALL CHARGES FOR CONSTRUCTING 125 MM THK. BRICK MASONRY IN CM 1:4 AT ALL LEVELS WITH FLYASH OF REQUIRED SIZES AS PER MANUFACTURER'S GUIDANCE COMPLETE IN ALL RESPECT AND FOR ALL LEVELS INCLUDING V- GROOVE JOINTING ON BOTH FACES, AS PER DRAWING AND AS SPECIFIED IN RELEVANT IS CODES, NECESSARY CURING, SCAFFOLDING, STAGING, ALL LEADS AND LIFTS FROM ANY POINT TO ANY POINT INSIDE THE SITE IN ALL STRUCTURES SUCH AS WALLS / PILLARS / STUB / SUPPORTS / DRAINS ETC INCLUDING CLEANING OF ACCUMULATED DEBRIS AS PER DRAWING AND SPECIFICATIONS AND AS DIRECTED BY THE PROJECT MANAGER. (CEMENT WILL BE SUPPLIED BY CLIENT ON RECONCILIATION BASIS) | Sq.Mtr. | 29.354 | 850 | Approved
SOUTHWINDS PROJECT LLP (PHASE - III & IV) | PRE-CONSTRUCTION PHASE - III & IV | Labour Hutment |  | WO/SP34/PC34/16 | NEW L. N. CONSTRUCTION | 75 Thk (1:4) B/W | 75 Thk (1:4) B/W Up to Plinth 75TH BRICK WORK WITH FLYASH/ RED BRICKS ALL CHARGES FOR CONSTRUCTING 125 MM THK. BRICK MASONRY IN CM 1:4 AT ALL LEVELS WITH FLYASH OF REQUIRED SIZES AS PER MANUFACTURER'S GUIDANCE COMPLETE IN ALL RESPECT AND FOR ALL LEVELS INCLUDING V- GROOVE JOINTING ON BOTH FACES, AS PER DRAWING AND AS SPECIFIED IN RELEVANT IS CODES, NECESSARY CURING, SCAFFOLDING, STAGING, ALL LEADS AND LIFTS FROM ANY POINT TO ANY POINT INSIDE THE SITE IN ALL STRUCTURES SUCH AS WALLS / PILLARS / STUB / SUPPORTS / DRAINS ETC INCLUDING CLEANING OF ACCUMULATED DEBRIS AS PER DRAWING AND SPECIFICATIONS AND AS DIRECTED BY THE PROJECT MANAGER. (CEMENT WILL BE SUPPLIED BY CLIENT ON RECONCILIATION BASIS) | Sq.Mtr. | 28.538 | 780 | Approved
SOUTHWINDS PROJECT LLP (PHASE - III & IV) | PRE-CONSTRUCTION PHASE - III & IV | Labour Hutment |  | WO/SP34/PC34/16 | NEW L. N. CONSTRUCTION | PCC 1:4:8/ 1:3:6 | PCC (1:4:8/ 1:3:6) In Plinth PLAIN CEMENT CONCRETE Providing, mixing and laying in position Plain cement concrete as applicable including necessary manpower, plant, machinary, tools, tackles and whatsoever for placing, spreading, compacting by tamping /mechanical vibrator,, levelling concrete to any depth and for all leads including curing of concrete, supply of all water and necessary piping, dewatering and keeping the area dry to receive the concrete, protecting the newly placed concrete from rain with PVC sheets, as per the instructions of the Engineer, clearing the area of debris, any other ancillary works related to this activity etc complete to the satisfaction of the Engineer. The rate shall also include for all centering, shuttering required to complete the work as per the instruction and satisfaction of Engineer. [ Measurement should be as per specification. ] " Only Cement will be supplied by Client but subjected to reconciliation | Cum. | 4.642 | 6285 | Approved
SOUTHWINDS PROJECT LLP (PHASE - III & IV) | PRE-CONSTRUCTION PHASE - III & IV | Labour Hutment |  | WO/SP34/PC34/16 | NEW L. N. CONSTRUCTION | RCC (M-25/M20 Grade) | RCC (M-25/M20 Grade) Up to 3 m Height REINFORCED CEMENT CONCRETE. Providing, mixing and laying in position Cement Concrete of appropriate grade to all type of R .C.C. work with 20 mm down graded machine crushed stone aggregates and coarse sand of approved grade including mixing admixture of any kind with concrete wherever specified for all types of R .C.C. work in foundations, footing, column base, strip foundation, raft, slab, machine foundations, column of all sizes and shapes, all types of beams (plinth beams, tie beam, floor beam) and all types of slabs (floor slabs, suspended floor slabs, cantilever slab, sloping slab etc .), walls, staircases, underground water tanks, UG tanks of STP and basements, retaining walls, drop walls, fins etc. The rate shall include for Placing, laying and compacting the concrete of various grades in position at all levels, depths and in all required shapes/profiles/inclinations as per specification/I.S. codes or as directed by the Engineer In Charge. The rate shall also include the Non Destructive Test ( If Required ), the cost of necessary labour, plant and machineries, cover block in PVC / cement mortar 1:1, curing pipes / hessian cloth, required water and necessary piping, tools and tackles, making the surface good to receive the finishes, dewatering and keeping the area dry to receive the concrete, making and placing concrete cover blocks of same grade/ PVC Cover blocks, making provision of stand-by vibrators and needles, buttering with cement slurry, removing laitance from surface, providing the construction joints, openings, application of cementitious bonding agents at the construction joints, protecting the newly placed concrete from rain / heat with PVC sheets, marking the date of concreting, collecting concrete samples in cube moulds making necessary arrangements for curing and ponding, clearing the area of debris etc. complete as directed and to the satisfaction by the Engineer In Charge. Only Cement will be supplied by Client but subjected to reconciliation (Shuttering and reinforcement work will be measured and paid separately) | Cum. | 1 | 6260 | Approved
SOUTHWINDS PROJECT LLP (PHASE - III & IV) | PRE-CONSTRUCTION PHASE - III & IV | Labour Hutment |  | WO/SP34/PC34/16 | NEW L. N. CONSTRUCTION | Reinforcement | Cutting & Bending of reinforcement Providing, unloading, handling, storing and hoisting into place at all levels and then straightening, cutting to length, bending hooked ends, binding in position of reinforcement bars to shape and size as detailed in drawing and approved bar bending schedules, including welding wherever necessary as per drawing in all kinds of works at all heights & depths as specified including approved cover blocks spaces and binding wire of 18 gauge, annealed wire hooks if required and such other works that are required to make it complete as per drawing. No payment to be made for Rolling Merging. Laps, chairs and spacers will be measured and counted in pour cards and paid in addition to the quantities in BBS. | MT | 0.047 | 6700 | Approved
SOUTHWINDS PROJECT LLP (PHASE - III & IV) | PRE-CONSTRUCTION PHASE - III & IV | Labour Hutment |  | WO/SP34/PC34/16 | NEW L. N. CONSTRUCTION | neat cement punning | Labour charges for laying of neat cement punning work for Water Storage tank including all tools tackles all complete as per direction of EIC. (Cement to be supplied by client but subject to reconciliation.) | Sq.Mtr. | 19.5 | 40 | Approved
SOUTHWINDS PROJECT LLP (PHASE - III & IV) | PRE-CONSTRUCTION PHASE - III & IV | Labour Hutment |  | WO/SP34/PC34/16 | NEW L. N. CONSTRUCTION | BFS | Providing and Laying of Single layer BFS BRICK FLAT SOLING All charges for SINGLE LAYER BRICK FLAT SOLING including preparation of soil / sand filling bed and filling the joints with available sand / earth, watering etc complete as per drawing, specification & as directed by E-I-C | Sq.Mtr. | 25.731 | 410 | Approved
SOUTHWINDS PROJECT LLP (PHASE - III & IV) | PRE-CONSTRUCTION PHASE - III & IV | Labour Hutment |  | WO/SP34/PC34/16 | NEW L. N. CONSTRUCTION | Shuttering | Shuttering Providing, fabricating and fixing of formwork made of plywood 12mm Thk. (weighing not less than 34 kg/m2); wooden batten, steel plates as approved by Engineer in charge for vertical, horizontal or sloping for all R.C.C. works below ground level at all heights up to 4.5m floor to floor , including all leads with necessary supporting arrangement, applying shuttering oil ( Like ' REBOL' from FOSROC or any other approved ) on the form work, keeping the form work in position after concreting for a period as specified in the relevant I .S. Code and removing the form work after expiry of the specified period, complete with all materials, labour, tools & tackles etc. all as per drawing and specification. The form work shall be water tight ( Seal the joints with heavy duty brown self adhesive tape ) and shall be free from warping, denting and unevenness. The rates shall include cost of forming champers, copings, drip moulds, rounding's, grooves, cut outs, opening, corbels, arches etc. and fixing of pipe sleeves, insert plates, rung ladders, manhole covers for water reservoirs etc as shown in the drawings. [ Measurement shall be as per specification ] (Pipe Sleeves, insert plates, rung ladders, manhole covers will be supplied by client) a) Cleaning concrete from the formwork after removal. b) Co-ordination with electrical team to fix the electrical box and conduit before fixing of wall shuttering. c) Proper care during de-shuttering to avoid any damage to existing facilities. | Sq.Mtr. | 8.3 | 430 | Approved
SOUTHWINDS PROJECT LLP (PHASE - III & IV) | PRE-CONSTRUCTION PHASE - III & IV | Labour Hutment |  | WO/SP34/PC34/16 | NEW L. N. CONSTRUCTION | Lead Charges for Concreting Work up | Lead Charges for Concreting Work up to 250 mtr | Cum. | 0 | 850 | Approved
SOUTHWINDS PROJECT LLP (PHASE - III & IV) | PRE-CONSTRUCTION PHASE - III & IV | Labour Hutment |  | WO/SP34/PC34/16 | NEW L. N. CONSTRUCTION | Lead Charges for 200/230 mm Brick Work upto 250 mtr | Lead Charges for 200/230 mm Brick Work upto 250 mtr | Cum. | 0 | 600 | Approved
SOUTHWINDS PROJECT LLP (PHASE - III & IV) | PRE-CONSTRUCTION PHASE - III & IV | Labour Hutment |  | WO/SP34/PC34/16 | NEW L. N. CONSTRUCTION | Lead Charges for 125 mm Brick Work upto 250 mtr | Lead Charges for 125 mm Brick Work upto 250 mtr | Sq.Mtr. | 0 | 60 | Approved
SOUTHWINDS PROJECT LLP (PHASE - III & IV) | PRE-CONSTRUCTION PHASE - III & IV | Labour Hutment |  | WO/SP34/PC34/16 | NEW L. N. CONSTRUCTION | Lead Charges for 75 mm Brick Work upto 250 mtr | Lead Charges for 75 mm Brick Work up to 250 mtr | Sq.Mtr. | 0 | 40 | Approved
Primarc Chambers | PRE-CONSTRUCTION PHASE | Electrical | DG Cost | WO/PCH/PC02/11 | Genset India Pvt. Ltd. | DG Repairing work | DG Repairing work |  | 0 | 0 | Approved
Primarc Chambers | PRE-CONSTRUCTION PHASE | Electrical | DG Cost | WO/PCH/PC02/11 | Genset India Pvt. Ltd. | 63 KVA KEC 4AB Alternator Stator | 62.5 KVA KEC 4AB Alternator Stator Coil Rewinding of H-Class wire & H -Class Insulation Materials as per direction of EIC | Nos | 1 | 28000 | Approved
Primarc Chambers | PRE-CONSTRUCTION PHASE | Electrical | DG Cost | WO/PCH/PC02/11 | Genset India Pvt. Ltd. | Main Field, Exitator Rotor | Main Field, Excitator Rotor Field Coil Becking & Heat Varnish as per direction of EIC | Nos | 1 | 8000 | Approved
Primarc Chambers | PRE-CONSTRUCTION PHASE | Electrical | DG Cost | WO/PCH/PC02/11 | Genset India Pvt. Ltd. | Rectifier Service Kit | Supply & Installation of Rectifier Service Kit (DIOT for Alternator) as per direction of EIC. | Nos | 1 | 6500 | Approved
Primarc Chambers | PRE-CONSTRUCTION PHASE | Electrical | DG Cost | WO/PCH/PC02/11 | Genset India Pvt. Ltd. | AVR | Supply & Installation of Automatic Voltage Regulator (AVR) as per direction of EIC. | Nos | 1 | 7500 | Approved
The Soul, Rajarhat | BLOCK | Plumbing/Sanitory | External Plumbing | WO/HR01/BOK01/124 | R.M.CO.& PLAMBER | Pump for Block- A B & C | Installation, Handling, lifting, Fixing testing and commissioning of "Type : Monobloc centrifugal water Pumps "No's : 4(3Working+1Standby) complete with 1 or 3 phase motor with all necessary protection l, auto on / off w.r.t. water level indicator / float switch etc. Flow rate : 200/150 LPM Head : 80 Mts With Composite panel / srart delta/dol starter including auto on/off facility and alternative operation facility. Location : STP Area MOC : Stainless steel ( PUMP WITH MOTOR & PANAL / STARTER & CABLE SHALL BE SUPPLIED BY CLIENT & REST ALL ( Like :FOUNDATION BOLT , MS FRAME, FAST NUT , NUT BOLTS, PAINT etc.) BY CONTRACTOR) |  | 0 | 0 | Approved
The Soul, Rajarhat | BLOCK | Plumbing/Sanitory | External Plumbing | WO/HR01/BOK01/124 | R.M.CO.& PLAMBER | OVER HEAD TANK DRINKING WATER FEED PUMP FOR BLOCK A, B & C | OVER HEAD TANK DRINKING WATER FEED PUMP FOR BLOCK A, B & C Pumps 200 LPM @ 80 Mt. head, 7.5 H.P. x 3 + 1 | Set | 1 | 12000 | Approved
The Soul, Rajarhat | BLOCK | Plumbing/Sanitory | External Plumbing | WO/HR01/BOK01/124 | R.M.CO.& PLAMBER | OVER HEAD TANK FLUSHING WATER FEED PUMP FOR BLOCK A, B & C | OVER HEAD TANK FLUSHING WATER FEED PUMP FOR BLOCK A, B & C Pumps 150 LPM @ 80 Mt. head, x 3 + 1 | Set | 1 | 12000 | Approved
The Soul, Rajarhat | BLOCK | Plumbing/Sanitory | External Plumbing | WO/HR01/BOK01/124 | R.M.CO.& PLAMBER | GI Pipe (Pump) for Block- A B & C | Fixing GI pipe including necessary accessories of approved make , specials ( socket, elbow, plug, flanges , union, reducer, tee, short pieces etc ) including making all chases, cutting , rubbing, cleaning and removing durt and finishing all cement morter or cement concrete as the case, pipe joint are to be made with heavy solvent cement. The rates are inclusive cost of labour, in all floors , necessary and testing the line including small scaffolding or stagging are required. NOTE : All pipes are to be fixed with proper Galvanized , U clamp, Structural supports. (Pipe & fittings like socket, elbow, plug, flanges , union, reducer, tee, short pieces etc shall be supplied by PSPLLP and others all material shall be under the scope of contractor. ) |  | 0 | 0 | Approved
The Soul, Rajarhat | BLOCK | Plumbing/Sanitory | External Plumbing | WO/HR01/BOK01/124 | R.M.CO.& PLAMBER | 100 mm dia Pipe(G.I) (Pump Room to Outside) | 100 mm dia Pipe(G.I) (Pump Room to Outside) | Mtrs. | 120 | 430 | Approved
The Soul, Rajarhat | BLOCK | Plumbing/Sanitory | External Plumbing | WO/HR01/BOK01/124 | R.M.CO.& PLAMBER | 80 mm dia Pipe(G.I) (WTP to Treated Tank) | 80 mm dia Pipe(G.I) (WTP to Treated Tank) | Mtrs. | 30 | 410 | Approved
The Soul, Rajarhat | BLOCK | Plumbing/Sanitory | External Plumbing | WO/HR01/BOK01/124 | R.M.CO.& PLAMBER | 65 mm dia Pipe(G.I) (Pump Room to Outside) | 65 mm dia Pipe(G.I) (Pump Room to Outside) | Mtrs. | 64 | 390 | Approved
The Soul, Rajarhat | BLOCK | Plumbing/Sanitory | External Plumbing | WO/HR01/BOK01/124 | R.M.CO.& PLAMBER | 50 mm dia Pipe(G.I) (Pump Room to Outside) | 50 mm dia Pipe(G.I) (Pump Room to Outside) | Mtrs. | 64 | 350 | Approved
The Soul, Rajarhat | BLOCK | Plumbing/Sanitory | External Plumbing | WO/HR01/BOK01/124 | R.M.CO.& PLAMBER | Fittings (Pump) for Block- A B & C | Handling, lifting, Fitting, fixing, & testing approved make butterfly & NRV valves screwed / flange type of the following diameters (20 Kg/cm2) (Valve & other fittings like MTA & Flange , union, Etc. supplied by PSPLLP and others all material shall be under the scope of contractor. ) |  | 0 | 0 | Approved
The Soul, Rajarhat | BLOCK | Plumbing/Sanitory | External Plumbing | WO/HR01/BOK01/124 | R.M.CO.& PLAMBER | 100 mm dia (Butterfly Valve) Main suction of DW& FW Pump) (BLOCK) | 100 mm dia (Butterfly Valve) Main suction of DW& FW Pump) (BLOCK) | Nos | 16 | 310 | Approved
The Soul, Rajarhat | BLOCK | Plumbing/Sanitory | External Plumbing | WO/HR01/BOK01/124 | R.M.CO.& PLAMBER | 100 mm dia (Butterfly Valve) (Pump Delivery of DW& FW Pump) (BLOCK) | 100 mm dia (Butterfly Valve) (Pump Delivery of DW& FW Pump) (BLOCK) | Nos | 16 | 310 | Approved
The Soul, Rajarhat | BLOCK | Plumbing/Sanitory | External Plumbing | WO/HR01/BOK01/124 | R.M.CO.& PLAMBER | 50 mm dia (Butterfly Valve) (Pump Suction & Delivery of DW& FW Pump) (PODIUM) | 50 mm dia (Butterfly Valve) (Pump Suction & Delivery of DW& FW Pump) (PODIUM) | Nos | 7 | 210 | Approved
The Soul, Rajarhat | BLOCK | Plumbing/Sanitory | External Plumbing | WO/HR01/BOK01/124 | R.M.CO.& PLAMBER | 100 mm dia ( N R V) VERTICAL (BLOCK) | 100 mm dia ( N R V) VERTICAL (BLOCK) | Nos | 8 | 310 | Approved
The Soul, Rajarhat | BLOCK | Plumbing/Sanitory | External Plumbing | WO/HR01/BOK01/124 | R.M.CO.& PLAMBER | 50 mm dia ( N R V) VERTICAL (PODIUM) | 50 mm dia ( N R V) VERTICAL (PODIUM) | Nos | 4 | 210 | Approved
The Soul, Rajarhat | BLOCK | Plumbing/Sanitory | External Plumbing | WO/HR01/BOK01/124 | R.M.CO.& PLAMBER | Pump_ UNDER GROUND RAIN WATER HERVESTING TANK | Installation, Handling, lifting, Fixing & testing and commissioning of "Submersible Non-Clogging Drainage / storm water Sump pump to handle muddy water Pumps" complete with 1 or 3 phase motor with all necessary protection and mechanical seal, auto on / off w.r.t. water level indicator / float switch etc. Flow rate : 100LPM Head : 15 Mts Solid Handling : 4 mm - 6 mm With DOL starter including auto on/off facility and alternative operation facility. Location : : DRAIN SUMP PUMP Basement Pump Room & STP Area MOC : Stainless steel ( PUMP WITH MOTOR & PANAL / STARTER & CABLE SHALL BE SUPPLIED BY CLIENT & REST ALL ( Like :FOUNDATION BOLT , MS FRAME, FAST NUT , NUT BOLTS, PRIMER and PAINT etc.) SUPPLIED BY CONTRACTOR) | Nos | 3 | 2500 | Approved
The Soul, Rajarhat | BLOCK | Plumbing/Sanitory | External Plumbing | WO/HR01/BOK01/124 | R.M.CO.& PLAMBER | PIPE_ UNDER GROUND RAIN WATER HERVE TANK | "Fitting and fixing ASTMD - 1785, SH 80 including necessary accessories of approved make , specials ( socket, elbow, plug, flanges , union, reducer, tee, short pieces etc ) including making all chases, cutting , rubbing, cleaning and removing durt and finishing all cement morter or cement concrete as the case, pipe joint are to be made with heavy solvent cement. The rates are inclusive cost of labour, in all floors , necessary and testing the line including small scaffolding or stagging are required.NOTE : All pipes are to be fixed with proper Galvanized , U clamp, Structural supports. (Pipe & fittings like socket, elbow, plug, flanges , union, reducer, tee, short pieces etc shall be supplied by PSPLLP and others all material shall be under the scope of contractor.) " |  | 0 | 0 | Approved
The Soul, Rajarhat | BLOCK | Plumbing/Sanitory | External Plumbing | WO/HR01/BOK01/124 | R.M.CO.& PLAMBER | 50 mm dia Pipe(Astmd-SH-80) (RWH TO RAW TANK) | 50 mm dia Pipe(Astmd-SH-80) (RWH TO RAW TANK) | Mtrs. | 256 | 190 | Approved
The Soul, Rajarhat | BLOCK | Plumbing/Sanitory | External Plumbing | WO/HR01/BOK01/124 | R.M.CO.& PLAMBER | FITTINGS_ UNDER GROUND RAIN WATER HERVESTING TANK | Handling, lifting, Fitting, fixing, & testing approved make butterfly & NRV valves screwed / flange type of the following diameters (20 Kg/cm2)( Valve & fittings like MTA & Flange flanges , union, shall be supplied by PSPLLP and others all material shall be under the scope of contractor.) |  | 0 | 0 | Approved
The Soul, Rajarhat | BLOCK | Plumbing/Sanitory | External Plumbing | WO/HR01/BOK01/124 | R.M.CO.& PLAMBER | 50 mm dia ( N R V) | 50 mm dia ( N R V) | Nos | 3 | 210 | Approved
The Soul, Rajarhat | BLOCK | Plumbing/Sanitory | External Plumbing | WO/HR01/BOK01/124 | R.M.CO.& PLAMBER | PUMP FOR MASTER PIT TO CANNEL FOR STORM WATER DRAINAGE | Installation, Handling,lifting,Fixing & testing and commissioning of "Non-clog dewatering submersible pump 4 pole 3 Phase / storm water Sump pump to handle muddy water Pumps" (1w+1s) complete with all necessary protection and mechanical seal, auto on / off w.r.t. water level indicator / float switch etc.Flow rate : 3300LPM Head : 8 Mts Solid Handling : 4 mm - 6 mm With Composite panel / 2no START-DELTA starter including auto on/off facility and alternative operation facility.Location : : DRAIN SUMP PUMP Basement Pump Room & STP Area MOC : Stainless steel ( PUMP WITH MOTOR & PANAL / STARTER & CABLE SHALL BE SUPPLIED BY CLIENT & REST ALL ( Like :FOUNDATION BOLT , MS FRAME, FAST NUT , NUT BOLTS, PRIMER and PAINT etc.) SUPPLIED BY CONTRACTOR) | Set | 1 | 9000 | Approved
The Soul, Rajarhat | BLOCK | Plumbing/Sanitory | External Plumbing | WO/HR01/BOK01/124 | R.M.CO.& PLAMBER | PIPES FOR MASTER PIT TO CANNEL FOR STORM WATER DRAINAGE | "Fitting and fixing Havvy grade ms pipe Prefabrication, handling, cutting, bevelling of end, edge preparation cleaning of internal and external surface, where welding is to be done Wire brushing to clean all rust, grease dirt, weld scales of pipes.Application of primer. (two coats.) Application of enamel paint (two coats).Wrapping coating of piping to be included in the price. including necessary accessories of approved make ,Rates shall include the cost of excavation in all sorts of soil , compacting the base, disposing of surplus earth within the site premises ( lead up to 0.5 km), backfilling work after completion of job, specials ( elbow, plug, flanges , reducer, tee, short pieces etc ) The rates are inclusive cost of labour, Holiday Testing shall be carried out for the entire underground piping. ( Only Pipe & Valves shall be supplied by PSPLLP and others all material shall be under the scope of contractor.) |  | 0 | 0 | Approved
The Soul, Rajarhat | BLOCK | Plumbing/Sanitory | External Plumbing | WO/HR01/BOK01/124 | R.M.CO.& PLAMBER | 200 mm NB (6.35 mm Thk.) | 200 mm NB (6.35 mm Thk.) | Mtrs. | 50 | 650 | Approved
The Soul, Rajarhat | BLOCK | Plumbing/Sanitory | External Plumbing | WO/HR01/BOK01/124 | R.M.CO.& PLAMBER | 150 mm NB (6.35 mm Thk.) | 150 mm NB (6.35 mm Thk.) | Mtrs. | 10 | 600 | Approved
The Soul, Rajarhat | BLOCK | Plumbing/Sanitory | External Plumbing | WO/HR01/BOK01/124 | R.M.CO.& PLAMBER | FITTINGS FOR MASTER PIT TO CANNEL FOR STORM WATER DRAINAGE | Handling,lifting, Fitting, fixing, & testing approved make butterfly & NRV valves screwed / flange type of the following diameters (20 Kg/cm2)( Only Valve shall be supplied by PSPLLP and others all material shall be under the scope of contractor.) |  | 0 | 0 | Approved
The Soul, Rajarhat | BLOCK | Plumbing/Sanitory | External Plumbing | WO/HR01/BOK01/124 | R.M.CO.& PLAMBER | 150 mm dia ( BUTTERFLY VALVE) | 150 mm dia ( BUTTERFLY VALVE) | Nos | 2 | 850 | Approved
The Soul, Rajarhat | BLOCK | Plumbing/Sanitory | External Plumbing | WO/HR01/BOK01/124 | R.M.CO.& PLAMBER | 150 mm dia ( N R V) | 150 mm dia ( N R V) | Nos | 2 | 850 | Approved
The Soul, Rajarhat | BLOCK | Plumbing/Sanitory | External Plumbing | WO/HR01/BOK01/124 | R.M.CO.& PLAMBER | WATER SUPPLY BOOSTER PUMPS (FOR DOMESTIC SYTEM AT TERRACE LEVEL) | Installation, Handling, lifting, Fixing & testing and commissioning of Vertical Inline type direct coupled diffuser type centrifugal pump 02( one with VFD ,another fixed speed) complete with 1 or 3 phase motor with all necessary protection and mechanical seal, auto on / off w.r.t. water level indicator / float switch etc. Flow rate : 100LPM Head : 30 Mts With Composite panel / DOL starter including auto on/off facility and operation facility. Location : near over head tank : Stainless steel ( PUMP WITH MOTOR & PANAL / STARTER & CABLE SHALL BE SUPPLIED BY CLIENT & REST ALL ( Like :FOUNDATION BOLT , MS FRAME, FAST NUT , NUT BOLTS, PRIMER and PAINT etc.) SUPPLIED BY CONTRACTOR) | Set | 10 | 2500 | Approved
The Soul, Rajarhat | BLOCK | Plumbing/Sanitory | External Plumbing | WO/HR01/BOK01/124 | R.M.CO.& PLAMBER | PUMP_STP TREATED WATER TRANSFER | Installation, Handling, lifting, Fixing testing and commissioning of "Type : Monobloc centrifugal water Pumps "No's : 2(1 Working+1Standby) complete with 1 or 3 phase motor with all necessary protection l, auto on / off w.r.t. water level indicator / float switch etc. Flow rate : 400 LPM Head : 20 Mts With Composite panel / DOL starter including auto on/off facility and alternative operation facility. Location : STP Area MOC : Stainless steel ( PUMP WITH MOTOR & PANAL / STARTER & CABLE SHALL BE SUPPLIED BY CLIENT & REST ALL ( Like :FOUNDATION BOLT , MS FRAME, FAST NUT , NUT BOLTS, PRIMER and PAINT etc.) SUPPLIED BY CONTRACTOR) | Set | 1 | 7000 | Approved
The Soul, Rajarhat | BLOCK | Plumbing/Sanitory | External Plumbing | WO/HR01/BOK01/124 | R.M.CO.& PLAMBER | FITTINGS_STP TREATED WATER TRANSFER | Handling, lifting, Fitting, fixing, & testing approved make butterfly & NRV valves screwed / flange type of the following diameters (20 Kg/cm2) (Valve & other fittings like MTA & Flange , union, Etc. supplied by PSPLLP and others all material shall be under the scope of contractor. ) |  | 0 | 0 | Approved
The Soul, Rajarhat | BLOCK | Plumbing/Sanitory | External Plumbing | WO/HR01/BOK01/124 | R.M.CO.& PLAMBER | 50 mm dia (Butterfly Valve) | 50 mm dia (Butterfly Valve) | Nos | 2 | 210 | Approved
The Soul, Rajarhat | BLOCK | Plumbing/Sanitory | External Plumbing | WO/HR01/BOK01/124 | R.M.CO.& PLAMBER | 50 mm dia ( N R V) | 50 mm dia ( N R V) | Nos | 2 | 210 | Approved
The Soul, Rajarhat | BLOCK | Plumbing/Sanitory | External Plumbing | WO/HR01/BOK01/124 | R.M.CO.& PLAMBER | 100 mm dia (Butterfly Valve) (STP Drain &STP Main Outlet) | 100 mm dia (Butterfly Valve) (STP Drain &STP Main Outlet) | Nos | 2 | 310 | Approved
The Soul, Rajarhat | BASEMENT WITH PODIUM | Plumbing/Sanitory |  | WO/HR01/BP01/31 | R.M.CO.& PLAMBER | BASEMENT SUMP PUMP FOR STORM WATER | Installation, Handling, lifting, Fixing & testing and commissioning of "Submersible Non-Clogging Drainage / storm water Sump pump to handle muddy water Pumps & Single Outlet ,Pump shoul have inbult float switch for automatic operation. complete with 1 or 3 phase motor with all necessary protection and mechanical seal, auto on / off w.r.t. water level indicator / float switch etc.Flow rate : 500LPM Head : 14 Mts Solid Handling : 4 mm - 6 mm With Composite panel / DOL starter including auto on/off facility and alternative operation facility. Location : : DRAIN SUMP PUMP Basement Pump Room & STP Area MOC : Stainless steel ( PUMP WITH MOTOR & PANAL / STARTER & CABLE SHALL BE SUPPLIED BY CLIENT & REST ALL ( Like :FOUNDATION BOLT , MS FRAME, FAST NUT , NUT BOLTS, PRIMER and PAINT etc.) SUPPLIED BY CONTRACTOR) | Nos | 7 | 2200 | Approved
The Soul, Rajarhat | BLOCK | Plumbing/Sanitory |  |  |  | BASEMENT SUMP PUMP PIPE FOR STORM WATER | "Fitting and fixing ASTMD - 1785, SH 80 including necessary accessories of approved make , specials ( socket, elbow, plug, flanges , union, reducer, tee, short pieces etc ) including making all chases, cutting , rubbing, cleaning and removing durt and finishing all cement morter or cement concrete as the case, pipe joint are to be made with heavy solvent cement. The rates are inclusive cost of labour, in all floors , necessary and testing the line including small scaffolding or stagging are required.NOTE : All pipes are to be fixed with proper Galvanized , U clamp, Structural supports. (Pipe & fittings like socket, elbow, plug, flanges , union, reducer, tee, short pieces etc shall be supplied by PSPLLP and others all material shall be under the scope of contractor.) " |  |  |  | Approved
The Soul, Rajarhat | BLOCK | Plumbing/Sanitory |  |  |  | 80mm dia. Pipe ASTMD SH-80 (SUMP TO NEAR CATCH PIT) | 80mm dia. Pipe ASTMD SH-80 (SUMP TO NEAR CATCH PIT) | Mtrs. |  |  | Approved
The Soul, Rajarhat | BASEMENT WITH PODIUM | Plumbing/Sanitory |  | WO/HR01/BP01/31 | R.M.CO.& PLAMBER | BASEMENT SUMP PUMP PIPE FOR STORM WATER | Fitting and fixing ASTMD - 1785, SH 80 including necessary accessories of approved make , specials ( socket, elbow, plug, flanges , union, reducer, tee, short pieces etc ) including making all chases, cutting , rubbing, cleaning and removing durt and finishing all cement morter or cement concrete as the case, pipe joint are to be made with heavy solvent cement. The rates are inclusive cost of labour, in all floors , necessary and testing the line including small scaffolding or stagging are required.NOTE : All pipes are to be fixed with proper Galvanized , U clamp, Structural supports. (Pipe & fittings like socket, elbow, plug, flanges , union, reducer, tee, short pieces etc shall be supplied by PSPLLP and others all material shall be under the scope of contractor.) " |  | 0 | 0 | Approved
The Soul, Rajarhat | BASEMENT WITH PODIUM | Plumbing/Sanitory |  | WO/HR01/BP01/31 | R.M.CO.& PLAMBER | 80mm dia. Pipe ASTMD SH-80 (SUMP TO NEAR CATCH PIT) | 80mm dia. Pipe ASTMD SH-80 (SUMP TO NEAR CATCH PIT) | Mtrs. | 183 | 210 | Approved
The Soul, Rajarhat | BASEMENT WITH PODIUM | Plumbing/Sanitory |  | WO/HR01/BP01/31 | R.M.CO.& PLAMBER | BASEMENT SUMP PUMP FITTINGS FOR STORM WATER | Handling, lifting, Fitting, fixing, & testing approved make butterfly & NRV valves screwed / flange type of the following diameters (20 Kg/cm2)( Valve & fittings like MTA & Flange flanges , union, shall be supplied by PSPLLP and others all material shall be under the scope of contractor.) |  | 0 | 0 | Approved
The Soul, Rajarhat | BASEMENT WITH PODIUM | Plumbing/Sanitory |  | WO/HR01/BP01/31 | R.M.CO.& PLAMBER | 75mm dia (Butterfly Valve) | 75mm dia (Butterfly Valve) | Nos | 7 | 230 | Approved
The Soul, Rajarhat | BASEMENT WITH PODIUM | Plumbing/Sanitory |  | WO/HR01/BP01/31 | R.M.CO.& PLAMBER | 75mm dia ( N R V) | 75mm dia ( N R V) | Nos | 7 | 230 | Approved
The Soul, Rajarhat | BASEMENT WITH PODIUM | Plumbing/Sanitory |  | WO/HR01/BP01/31 | R.M.CO.& PLAMBER | PODIUM FEED PUMP DETAILS (UGR TO OHT). | Installation,Handling,lifting,testing and commissioning of "Type : Monobloc centrifugal water Pumps" complete with 1 or 3 phase motor with all necessary protection l, auto on / off w.r.t. water level indicator / float switch etc.Flow rate : 200/150 LPM Head : 35 Mts With Composite panel / srart delta/dol starter including auto on/off facility and alternative operation facility.Location : STP Area MOC : Stainless stee ( PUMP WITH MOTOR & PANAL / STARTER & CABLE SHALL BE SUPPLIED BY CLIENT & REST ALL ( Like :FOUNDATION BOLT , MS FRAME, FAST NUT , NUT BOLTS, PRIMER and PAINT etc.) SUPPLIED BY CONTRACTOR) |  | 0 | 0 | Approved
The Soul, Rajarhat | BASEMENT WITH PODIUM | Plumbing/Sanitory |  | WO/HR01/BP01/31 | R.M.CO.& PLAMBER | OVER HEAD DOMESTIC TANK FEED PUMP FOR CLUB HOUSE | OVER HEAD DOMESTIC TANK FEED PUMP FOR CLUB HOUSE Pumps 200 LPM @ 35 Mt. head (1W + 1S) | Set | 1 | 6000 | Approved
The Soul, Rajarhat | BASEMENT WITH PODIUM | Plumbing/Sanitory |  | WO/HR01/BP01/31 | R.M.CO.& PLAMBER | OVER HEAD FLUSHING TANK FEED PUMP FOR CLUB HOUSE | OVER HEAD FLUSHING TANK FEED PUMP FOR CLUB HOUSE Pumps 150 LPM @ 35 Mt. head (1W + 1S) | Set | 1 | 6000 | Approved
SOUTHWINDS PROJECT LLP (PHASE - III & IV) | MEP PHASE - III | External Plumbing |  | WO/SP34/MW34/4 | R.M.CO.& PLAMBER | (160mm O.D. Pipe)-SEWERAGE PIPE LINE | Charges for laying, jointing, testing and commissioning laying the following diameters under ground double wall corrugated pipe of HDPE SN 8 pipes with smooth internal and profiled external surface for non pressure under ground Sewerage pipe line as per ISO 21138-3 with suitable Snapfit coupler and rubber 'O' Ring for jointing in trenches for all depths ( up to invert level from FGL )and lengths to correct grades levels and alignment & adequate width of trench (minimum pipe OD + 300 mm) including PCC concrete of 75 mm for bedding (1:3:6) pipe supports 150 mm Silver sand filling along with compaction with water and 75mm thick encasing of the pipes wherever required (in every socket joint, 2 mtr. interval considering socket joint encasing), compacting the base before pcc work, disposing of surplus earth within the site premises (lead up to 0.5 km), backfilling work after completion of job, The rate is inclusive of bailing out of water during excavation and shoring work, testing and making good the leakages if any etc. as per directions of the Engineer-in-charge. (only pipe, fittings and cement would be supplied by the Employer free of cost, but subjected to reconciliation) (160mm O.D. Pipe)-SEWERAGE PIPE LINE |  | 0 | 0 | Approved
SOUTHWINDS PROJECT LLP (PHASE - III & IV) | MEP PHASE - III | External Plumbing |  | WO/SP34/MW34/4 | R.M.CO.& PLAMBER | Invert Lvl -Less than 700 mm | Invert Lvl -Less than 700 mm | RMT | 129.519 | 579 | Approved
SOUTHWINDS PROJECT LLP (PHASE - III & IV) | MEP PHASE - III | External Plumbing |  | WO/SP34/MW34/4 | R.M.CO.& PLAMBER | Invert Lvl -Greater than 700 mm but less than 1000 mm | Invert Lvl -Greater than 700 mm but less than 1000 mm | RMT | 141.984 | 598 | Approved
SOUTHWINDS PROJECT LLP (PHASE - III & IV) | MEP PHASE - III | External Plumbing |  | WO/SP34/MW34/4 | R.M.CO.& PLAMBER | Invert Lvl -Greater than 1000 mm | Invert Lvl -Greater than 1000 mm | RMT | 51.183 | 616 | Approved
SOUTHWINDS PROJECT LLP (PHASE - III & IV) | MEP PHASE - III | External Plumbing |  | WO/SP34/MW34/4 | R.M.CO.& PLAMBER | (200mm O.D. Pipe)- SEWERAGE PIPE LINE | "Charges for laying, jointing, testing and commissioning laying the following diameters under ground double wall corrugated pipe of HDPE SN 8 pipes with smooth internal and profiled external surface for non pressure under ground Sewerage pipe line as per ISO 21138-3 with suitable Snapfit coupler and rubber 'O' Ring for jointing in trenches for all depths and lengths to correct grades levels and alignment including PCC concrete of 75 mm for bedding (1:3:6) pipe supports 150 mm Silver sand filling along with compaction with water and 75mm thick encasing of the pipes wherever required (in every socket joint, 2 mtr. interval considering socket joint encasing), compacting the base before pcc work, disposing of surplus earth within the site premises (lead up to 0.5 km), backfilling work after completion of job, The rate is inclusive of bailing out of water during excavation and shoring work, testing and making good the leakages if any etc. as per directions of the Engineer-in-charge. (only pipe, fittings and cement would be supplied by the Employer free of cost, but subjected to reconciliation) (200mm O.D. Pipe)- SEWERAGE PIPE LINE |  | 0 |  | Approved
SOUTHWINDS PROJECT LLP (PHASE - III & IV) | MEP PHASE - III | External Plumbing |  | WO/SP34/MW34/4 | R.M.CO.& PLAMBER | Invert Lvl -Less than 700 mm | Invert Lvl -Less than 700 mm | RMT | 0 |  | Approved
SOUTHWINDS PROJECT LLP (PHASE - III & IV) | MEP PHASE - III | External Plumbing |  | WO/SP34/MW34/4 | R.M.CO.& PLAMBER | Invert Lvl -Greater than 700 mm but less than 1000 mm | Invert Lvl -Greater than 700 mm but less than 1000 mm | RMT | 0 |  | Approved
SOUTHWINDS PROJECT LLP (PHASE - III & IV) | MEP PHASE - III | External Plumbing |  | WO/SP34/MW34/4 | R.M.CO.& PLAMBER | Invert Lvl -Greater than 1000 mm | Invert Lvl -Greater than 1000 mm | RMT | 0 |  | Approved
SOUTHWINDS PROJECT LLP (PHASE - III & IV) | MEP PHASE - III | External Plumbing |  | WO/SP34/MW34/4 | R.M.CO.& PLAMBER | (160mm O.D. Pipe)- RAIN WATER PIPE | "Charges for laying, jointing, testing and commissioning laying the following diameters under ground double wall corrugated pipe of HDPE SN 8 pipes with smooth internal and profiled external surface for non pressure under ground Sewerage pipe line as per ISO 21138-3 with suitable Snapfit coupler and rubber 'O' Ring for jointing in trenches for all depths ( up to invert level from FGL )and lengths to correct grades levels and alignment & adequate width of trench (minimum pipe OD + 300 mm) including PCC concrete of 75 mm for bedding (1:3:6) pipe supports 150 mm Silver sand filling along with compaction with water and 75mm thick encasing of the pipes wherever required (in every socket joint, 2 mtr. interval considering socket joint encasing), compacting the base before pcc work, disposing of surplus earth within the site premises (lead up to 0.5 km), backfilling work after completion of job, The rate is inclusive of bailing out of water during excavation and shoring work, testing and making good the leakages if any etc. as per directions of the Engineer-in-charge. (only pipe, fittings and cement would be supplied by the Employer free of cost, but subjected to reconciliation) (160mm O.D. Pipe)- RAIN WATER PIPE |  | 0 | 0 | Approved
SOUTHWINDS PROJECT LLP (PHASE - III & IV) | MEP PHASE - III | External Plumbing |  | WO/SP34/MW34/4 | R.M.CO.& PLAMBER | Invert Lvl -Less than 700 mm | Invert Lvl -Less than 700 mm | RMT | 225.306 | 579 | Approved
SOUTHWINDS PROJECT LLP (PHASE - III & IV) | MEP PHASE - III | External Plumbing |  | WO/SP34/MW34/4 | R.M.CO.& PLAMBER | Invert Lvl -Greater than 700 mm but less than 1000 mm | Invert Lvl -Greater than 700 mm but less than 1000 mm | RMT | 16.56 | 598 | Approved
SOUTHWINDS PROJECT LLP (PHASE - III & IV) | MEP PHASE - III | External Plumbing |  | WO/SP34/MW34/4 | R.M.CO.& PLAMBER | Invert Lvl -Greater than 1000 mm | Invert Lvl -Greater than 1000 mm | RMT | 0 |  | Approved
SOUTHWINDS PROJECT LLP (PHASE - III & IV) | MEP PHASE - III | External Plumbing |  | WO/SP34/MW34/4 | R.M.CO.& PLAMBER | (110 mm O.D. Pipe)-RAIN WATER PIPE | "Charges for laying, jointing, testing and commissioning laying the following diameters under ground double wall corrugated pipe of HDPE SN 8 pipes with smooth internal and profiled external surface for non pressure under ground Sewerage pipe line as per ISO 21138-3 with suitable Snapfit coupler and rubber 'O' Ring for jointing in trenches for all depths ( up to invert level from FGL )and lengths to correct grades levels and alignment & adequate width of trench (minimum pipe OD + 300 mm) including PCC concrete of 75 mm for bedding (1:3:6) pipe supports 150 mm Silver sand filling along with compaction with water and 75mm thick encasing of the pipes wherever required (in every socket joint, 2 mtr. interval considering socket joint encasing), compacting the base before pcc work, disposing of surplus earth within the site premises (lead up to 0.5 km), backfilling work after completion of job, The rate is inclusive of bailing out of water during excavation and shoring work, testing and making good the leakages if any etc. as per directions of the Engineer-in-charge. (only pipe, fittings and cement would be supplied by the Employer free of cost, but subjected to reconciliation) (110 mm O.D. Pipe)-RAIN WATER PIPE |  | 0 | 0 | Approved
SOUTHWINDS PROJECT LLP (PHASE - III & IV) | MEP PHASE - III | External Plumbing |  | WO/SP34/MW34/4 | R.M.CO.& PLAMBER | Invert Lvl -Less than 700 mm | Invert Lvl -Less than 700 mm | RMT | 85.5 | 511 | Approved
SOUTHWINDS PROJECT LLP (PHASE - III & IV) | MEP PHASE - III | External Plumbing |  | WO/SP34/MW34/4 | R.M.CO.& PLAMBER | Invert Lvl -Greater than 700 mm but less than 1000 mm | Invert Lvl -Greater than 700 mm but less than 1000 mm | RMT | 0 |  | Approved
SOUTHWINDS PROJECT LLP (PHASE - III & IV) | MEP PHASE - III | External Plumbing |  | WO/SP34/MW34/4 | R.M.CO.& PLAMBER | Invert Lvl -Greater than 1000 mm | Invert Lvl -Greater than 1000 mm | RMT | 0 |  | Approved
SOUTHWINDS PROJECT LLP (PHASE - III & IV) | MEP PHASE - III | External Plumbing |  | WO/SP34/MW34/4 | R.M.CO.& PLAMBER | (160 mm O.D. Pipe)-STROME WATER PIPE | "Charges for laying, jointing, testing and commissioning laying the following diameters under ground double wall corrugated pipe of HDPE SN 8 pipes with smooth internal and profiled external surface for non pressure under ground Sewerage pipe line as per ISO 21138-3 with suitable Snapfit coupler and rubber 'O' Ring for jointing in trenches for all depths ( up to invert level from FGL )and lengths to correct grades levels and alignment & adequate width of trench (minimum pipe OD + 300 mm) including PCC concrete of 75 mm for bedding (1:3:6) pipe supports 150 mm Silver sand filling along with compaction with water and 75mm thick encasing of the pipes wherever required (in every socket joint, 2 mtr. interval considering socket joint encasing), compacting the base before pcc work, disposing of surplus earth within the site premises (lead up to 0.5 km), backfilling work after completion of job, The rate is inclusive of bailing out of water during excavation and shoring work, testing and making good the leakages if any etc. as per directions of the Engineer-in-charge. (only pipe, fittings and cement would be supplied by the Employer free of cost, but subjected to reconciliation) (160 mm O.D. Pipe)-STROME WATER PIPE |  | 0 | 0 | Approved
SOUTHWINDS PROJECT LLP (PHASE - III & IV) | MEP PHASE - III | External Plumbing |  | WO/SP34/MW34/4 | R.M.CO.& PLAMBER | Invert Lvl -Less than 700 mm | Invert Lvl -Less than 700 mm | RMT | 58.635 | 579 | Approved
SOUTHWINDS PROJECT LLP (PHASE - III & IV) | MEP PHASE - III | External Plumbing |  | WO/SP34/MW34/4 | R.M.CO.& PLAMBER | Invert Lvl -Greater than 700 mm but less than 1000 mm | Invert Lvl -Greater than 700 mm but less than 1000 mm | RMT | 39.42 | 598 | Approved
SOUTHWINDS PROJECT LLP (PHASE - III & IV) | MEP PHASE - III | External Plumbing |  | WO/SP34/MW34/4 | R.M.CO.& PLAMBER | Invert Lvl -Greater than 1000 mm | Invert Lvl -Greater than 1000 mm | RMT | 0 |  | Approved
SOUTHWINDS PROJECT LLP (PHASE - III & IV) | MEP PHASE - III | External Plumbing |  | WO/SP34/MW34/4 | R.M.CO.& PLAMBER | (200 mm O.D. Pipe)- STROME WATER PIPE | "Charges for laying, jointing, testing and commissioning laying the following diameters under ground double wall corrugated pipe of HDPE SN 8 pipes with smooth internal and profiled external surface for non pressure under ground Sewerage pipe line as per ISO 21138-3 with suitable Snapfit coupler and rubber 'O' Ring for jointing in trenches for all depths ( up to invert level from FGL )and lengths to correct grades levels and alignment & adequate width of trench (minimum pipe OD + 300 mm) including PCC concrete of 75 mm for bedding (1:3:6) pipe supports 150 mm Silver sand filling along with compaction with water and 75mm thick encasing of the pipes wherever required (in every socket joint, 2 mtr. interval considering socket joint encasing), compacting the base before pcc work, disposing of surplus earth within the site premises (lead up to 0.5 km), backfilling work after completion of job, The rate is inclusive of bailing out of water during excavation and shoring work, testing and making good the leakages if any etc. as per directions of the Engineer-in-charge. (only pipe, fittings and cement would be supplied by the Employer free of cost, but subjected to reconciliation) (200 mm O.D. Pipe)- STROME WATER PIPE |  | 0 | 0 | Approved
SOUTHWINDS PROJECT LLP (PHASE - III & IV) | MEP PHASE - III | External Plumbing |  | WO/SP34/MW34/4 | R.M.CO.& PLAMBER | Invert Lvl -Less than 700 mm | Invert Lvl -Less than 700 mm | RMT | 0 |  | Approved
SOUTHWINDS PROJECT LLP (PHASE - III & IV) | MEP PHASE - III | External Plumbing |  | WO/SP34/MW34/4 | R.M.CO.& PLAMBER | Invert Lvl -Greater than 700 mm but less than 1000 mm | Invert Lvl -Greater than 700 mm but less than 1000 mm | RMT | 52.425 | 660 | Approved
SOUTHWINDS PROJECT LLP (PHASE - III & IV) | MEP PHASE - III | External Plumbing |  | WO/SP34/MW34/4 | R.M.CO.& PLAMBER | Invert Lvl -Greater than 1000 mm | Invert Lvl -Greater than 1000 mm | RMT | 0 |  | Approved
SOUTHWINDS PROJECT LLP (PHASE - III & IV) | MEP PHASE - III | External Plumbing |  | WO/SP34/MW34/4 | R.M.CO.& PLAMBER | (315 mm O.D. Pipe)-STROME WATER PIPE | "Charges for laying, jointing, testing and commissioning laying the following diameters under ground double wall corrugated pipe of HDPE SN 8 pipes with smooth internal and profiled external surface for non pressure under ground Sewerage pipe line as per ISO 21138-3 with suitable Snapfit coupler and rubber 'O' Ring for jointing in trenches for all depths ( up to invert level from FGL )and lengths to correct grades levels and alignment & adequate width of trench (minimum pipe OD + 300 mm) including PCC concrete of 75 mm for bedding (1:3:6) pipe supports 150 mm Silver sand filling along with compaction with water and 75mm thick encasing of the pipes wherever required (in every socket joint, 2 mtr. interval considering socket joint encasing), compacting the base before pcc work, disposing of surplus earth within the site premises (lead up to 0.5 km), backfilling work after completion of job, The rate is inclusive of bailing out of water during excavation and shoring work, testing and making good the leakages if any etc. as per directions of the Engineer-in-charge. (only pipe, fittings and cement would be supplied by the Employer free of cost, but subjected to reconciliation) (315 mm O.D. Pipe)-STROME WATER PIPE |  | 0 |  | Approved
SOUTHWINDS PROJECT LLP (PHASE - III & IV) | MEP PHASE - III | External Plumbing |  | WO/SP34/MW34/4 | R.M.CO.& PLAMBER | Invert Lvl -Less than 700 mm | Invert Lvl -Less than 700 mm | RMT | 0 |  | Approved
SOUTHWINDS PROJECT LLP (PHASE - III & IV) | MEP PHASE - III | External Plumbing |  | WO/SP34/MW34/4 | R.M.CO.& PLAMBER | Invert Lvl -Greater than 700 mm but less than 1000 mm | Invert Lvl -Greater than 700 mm but less than 1000 mm | RMT | 0 |  | Approved
SOUTHWINDS PROJECT LLP (PHASE - III & IV) | MEP PHASE - III | External Plumbing |  | WO/SP34/MW34/4 | R.M.CO.& PLAMBER | Invert Lvl -Greater than 1000 mm | Invert Lvl -Greater than 1000 mm | RMT | 0 |  | Approved
SOUTHWINDS PROJECT LLP (PHASE - III & IV) | MEP PHASE - III | External Plumbing |  | WO/SP34/MW34/4 | R.M.CO.& PLAMBER | Pipe for under ground water supply | Charges for Laying, fitting and fixing HDPE pipe (Pe100-PN8 grade/PE63-PN-10) (for under ground water supply) as per IS: 4984 of various dia at up to 1000mm depth from FGL,hunching required and perfect alignment as shown in drawing complete with all sorts of fittings ( e.g tee, bends, elbows, coupler, unions, reducers, flanges etc.) as required, jointed (Fusion Joint) with heat process by machine including, concrete for bedding only bottom of the support,(1:3:6) pipe supports and encasing the pipes every 3mtr & near fittings, and as per instruction of EIC. in case available standard fittings is not possible to use, fabricated fittings as per site requirement / as per drawing is to be used to lay the pipe in specified manner. Rate should be including necessary earthwork in excavation and stacking of earth at convenient locations including dewatering for pipe trenches, backfilling after laying of pipe and dispose of surplus earth up to a lead of 0.5 km. Excavation to include all sorts of earth, hard soil etc. The rate is inclusive of bailing out of water during excavation and shoring work , if required to prevent collapsing of soil.(only pipe, fittings and cement would be supplied by the Employer free of cost, but subjected to reconciliation) |  | 0 | 0 | Approved
SOUTHWINDS PROJECT LLP (PHASE - III & IV) | MEP PHASE - III | External Plumbing |  | WO/SP34/MW34/4 | R.M.CO.& PLAMBER | 65NB ( DOMESTIC WATER SUPPLY) | 65NB ( DOMESTIC WATER SUPPLY) | RMT | 0 |  | Approved
SOUTHWINDS PROJECT LLP (PHASE - III & IV) | MEP PHASE - III | External Plumbing |  | WO/SP34/MW34/4 | R.M.CO.& PLAMBER | 50NB ( DOMESTIC WATER SUPPLY) | 50NB ( DOMESTIC WATER SUPPLY) | RMT | 45.54 | 265 | Approved
SOUTHWINDS PROJECT LLP (PHASE - III & IV) | MEP PHASE - III | External Plumbing |  | WO/SP34/MW34/4 | R.M.CO.& PLAMBER | 80NB (FLUSHING WATER SUPPLY) | 80NB (FLUSHING WATER SUPPLY) | RMT | 0 |  | Approved
SOUTHWINDS PROJECT LLP (PHASE - III & IV) | MEP PHASE - III | External Plumbing |  | WO/SP34/MW34/4 | R.M.CO.& PLAMBER | 50NB (FLUSHING WATER SUPPLY) | 50NB (FLUSHING WATER SUPPLY) | RMT | 0 |  | Approved
SOUTHWINDS PROJECT LLP (PHASE - III & IV) | MEP PHASE - III | External Plumbing |  | WO/SP34/MW34/4 | R.M.CO.& PLAMBER | 40NB (FLUSHING WATER SUPPLY) | 40NB (FLUSHING WATER SUPPLY) | RMT | 10.8 | 254 | Approved
SOUTHWINDS PROJECT LLP (PHASE - III & IV) | MEP PHASE - III | External Plumbing |  | WO/SP34/MW34/4 | R.M.CO.& PLAMBER | Pipe For Garden & Car wash Supply purpose | "Charges for laying, fitting and fixing UPVC Pipe (SH-40) (For Garden & Car wash Supply purpose) as per IS:4984 of various dia at 600 to 700mm depth from FGL and perfect alignment as shown in drawing complete ….to prevent collapsing of soil.with solvent cement joints including cutting the pipes to correct length testing, including providing an fixing with all types of UPVC fittings all complete. (For Cold Water Piping) (only pipe, fittings would be supplied by the Employer free of cost, but subjected to reconciliation) |  | 0 |  | Approved
SOUTHWINDS PROJECT LLP (PHASE - III & IV) | MEP PHASE - III | External Plumbing |  | WO/SP34/MW34/4 | R.M.CO.& PLAMBER | 40NB | 40NB - GARDEN & CAR WASH WATER SUPPLY | RMT | 0 |  | Approved
SOUTHWINDS PROJECT LLP (PHASE - III & IV) | MEP PHASE - III | External Plumbing |  | WO/SP34/MW34/4 | R.M.CO.& PLAMBER | 20NB | 20NB - GARDEN & CAR WASH WATER SUPPLY | RMT | 0 |  | Approved
SOUTHWINDS PROJECT LLP (PHASE - III & IV) | MEP PHASE - III | External Plumbing |  | WO/SP34/MW34/4 | R.M.CO.& PLAMBER | Gully Pit / Sewerage Pit | "Charges for Construction of water tight brick masonry in Gully Pit / Sewerage Pit as per drawing of following sizes using designated brickwork(Red Brick) 250mm in cement sand mortar (1:4), over a bed of Single Layer BFS followed by 125 mm thk. PCC (1:3:6), 15 mm thick inside plastering work with cement plaster (1:4) finished with a floating coat of neat cement, outside making jointing & pointing and making channel and benching in cement concrete (1:2:4), RCC (1:1.5:3) 150 mm thick top slab with 10 mm dia reinforcement at 150mm c/c in double layer to hold the FRP cover, fixing FRP rectangular type manhole cover, fixing of rung ladder, testing all complete as per specifications and approved drawings. Rates shall include the cost of excavation in all sorts of soil, compacting the base, disposing of surplus earth within the site premises (lead up to 0.5 km), backfilling work after completion of job, all complete. The rate is inclusive of bailing out of water during excavation and shoring work, if required to prevent collapsing of soil. (Only cement , PVC Gully trap, Cover, Rung Ladder, Reinforcement Steel (From Scrap) would be supplied by the Employer but subjected to reconciliation). Work to be done as per drawing and direction of EIC" |  | 0 | 0 | Approved
SOUTHWINDS PROJECT LLP (PHASE - III & IV) | MEP PHASE - III | External Plumbing |  | WO/SP34/MW34/4 | R.M.CO.& PLAMBER | (600 X 600 X up to 500)-Storm pit | (600 X 600 X up to 500)-Storm pit | Nos | 2.4 | 5871 | Approved
SOUTHWINDS PROJECT LLP (PHASE - III & IV) | MEP PHASE - III | External Plumbing |  | WO/SP34/MW34/4 | R.M.CO.& PLAMBER | (600 X 600 X 501 to 1000) -Storm pit | (600 X 600 X 501 to 1000) -Storm pit | Nos | 9.6 | 7654 | Approved
SOUTHWINDS PROJECT LLP (PHASE - III & IV) | MEP PHASE - III | External Plumbing |  | WO/SP34/MW34/4 | R.M.CO.& PLAMBER | (750 X 600 X 1001 to 1500) - Storm pit | (750 X 600 X 1001 to 1500) - Storm pit | Nos | 0 |  | Approved
SOUTHWINDS PROJECT LLP (PHASE - III & IV) | MEP PHASE - III | External Plumbing |  | WO/SP34/MW34/4 | R.M.CO.& PLAMBER | (600 X 600 X up to 500) - Sewerage pit | (600 X 600 X up to 500) - Sewerage pit | Nos | 8.8 | 5871 | Approved
SOUTHWINDS PROJECT LLP (PHASE - III & IV) | MEP PHASE - III | External Plumbing |  | WO/SP34/MW34/4 | R.M.CO.& PLAMBER | (600 X 600 X 501 to 1000) - Sewerage pit | (600 X 600 X 501 to 1000) - Sewerage pit | Nos | 24.8 | 7654 | Approved
SOUTHWINDS PROJECT LLP (PHASE - III & IV) | MEP PHASE - III | External Plumbing |  | WO/SP34/MW34/4 | R.M.CO.& PLAMBER | (750 X 600 X 1001 to 1500) -Sewerage pit | (750 X 600 X 1001 to 1500) -Sewerage pit | Nos | 4.8 | 12350 | Approved
SOUTHWINDS PROJECT LLP (PHASE - III & IV) | MEP PHASE - III | External Plumbing |  | WO/SP34/MW34/4 | R.M.CO.& PLAMBER | (900 X 750 X 1001 to 1500) - Sewerage pit | (900 X 750 X 1001 to 1500) - Sewerage pit | Nos | 0 |  | Approved
SOUTHWINDS PROJECT LLP (PHASE - III & IV) | MEP PHASE - III | External Plumbing |  | WO/SP34/MW34/4 | R.M.CO.& PLAMBER | (600 X 600 X up to 500) - Rain Water pit | (600 X 600 X up to 500) - Rain Water pit | Nos | 10.4 | 5871 | Approved
SOUTHWINDS PROJECT LLP (PHASE - III & IV) | MEP PHASE - III | External Plumbing |  | WO/SP34/MW34/4 | R.M.CO.& PLAMBER | (600 X 600 X 501 to 1000) - Rain Water pit | (600 X 600 X 501 to 1000) - Rain Water pit | Nos | 20 | 7654 | Approved
SOUTHWINDS PROJECT LLP (PHASE - III & IV) | MEP PHASE - III | External Plumbing |  | WO/SP34/MW34/4 | R.M.CO.& PLAMBER | (1500 X 1500 X 501 to 1000) - Rain water (RECHARGE PIT) | (1500 X 1500 X 501 to 1000) - Rain water (RECHARGE PIT) | Nos | 3.6 | 20813 | Approved
SOUTHWINDS PROJECT LLP (PHASE - III & IV) | MEP PHASE - III | External Plumbing |  | WO/SP34/MW34/4 | R.M.CO.& PLAMBER | (1500 X 1500 X 1000 to 1500) - Rain water (RECHARGE PIT) | (1500 X 1500 X 1000 to 1500) - Rain water (RECHARGE PIT) | Nos | 1.8 | 28057 | Approved
SOUTHWINDS PROJECT LLP (PHASE - III & IV) | MEP PHASE - III | External Plumbing |  | WO/SP34/MW34/4 | R.M.CO.& PLAMBER | (600 X 750 X 900) - Valve Chamber | (600 X 750 X 900) - Valve Chamber | Nos | 0 |  | Approved
SOUTHWINDS PROJECT LLP (PHASE - III & IV) | MEP PHASE - III | External Plumbing |  | WO/SP34/MW34/4 | R.M.CO.& PLAMBER | (600 X 600 X 1500) - Sewerage pit | (600 X 600 X 1500) - Sewerage pit - sewer water from IPs of Block-9&10 towards STP | Nos | 0 |  | Approved
SOUTHWINDS PROJECT LLP (PHASE - III & IV) | MEP PHASE - III | External Plumbing |  | WO/SP34/MW34/4 | R.M.CO.& PLAMBER | 1:3:6 cement concrete | Providing and laying 1:3:6 cement concrete for, pipe supports and 75 mm thick encasing the pipes where top cushion depth is not adequate , including necessary form work, compaction, etc. All complete as per specifications and directions of the Engineer-in-charge.(only cement would be supplied by the Employer free of cost, but subjected to reconciliation) | Cum. | 18.048 | 6064 | Approved
SOUTHWINDS PROJECT LLP (PHASE - III & IV) | MEP PHASE - III | External Plumbing |  | WO/SP34/MW34/4 | R.M.CO.& PLAMBER | ball/Butterfly valves | Charges for laying ,jointing, testing and commissioning fixing heavy approved make ball/Butterfly valves of the following diameters (20 Kg/cm2) (only valves,MTA & flange would be supplied by the Employer free of cost, but subjected to reconciliation). |  | 0 |  | Approved
SOUTHWINDS PROJECT LLP (PHASE - III & IV) | MEP PHASE - III | External Plumbing |  | WO/SP34/MW34/4 | R.M.CO.& PLAMBER | 65mm dia | 65mm dia | Nos | 0 |  | Approved
SOUTHWINDS PROJECT LLP (PHASE - III & IV) | MEP PHASE - III | External Plumbing |  | WO/SP34/MW34/4 | R.M.CO.& PLAMBER | 50 mm dia | 50 mm dia | Nos | 0 |  | Approved
SOUTHWINDS PROJECT LLP (PHASE - III & IV) | MEP PHASE - III | External Plumbing |  | WO/SP34/MW34/4 | R.M.CO.& PLAMBER | bib cock (for garden area/road wash/ car wash) | Charges for Fitting and fixing Hose bib cock (for garden area/road wash/ car wash) ...all complete. (Hose bib cock and CP extension piece will be supplied by the Employer) |  | 0 |  | Approved
SOUTHWINDS PROJECT LLP (PHASE - III & IV) | MEP PHASE - III | External Plumbing |  | WO/SP34/MW34/4 | R.M.CO.& PLAMBER | 15 mm dia | 15 mm dia | Nos | 0 |  | Approved
The Soul, Rajarhat | BLOCK | Grill / Steel Work |  | WO/HR01/BOK01/125 | PROTECH ENGINEERS | Misc. Grill and Steel Work at Block-A & B Roof,/ MS Louver at Tower - 04 and MS Platform | Misc. Grill and Steel Work at Block-A & B Roof,/ MS Louver at Tower - 04 and MS Platform |  | 0 | 0 | Approved
The Soul, Rajarhat | BLOCK | Grill / Steel Work |  | WO/HR01/BOK01/125 | PROTECH ENGINEERS | Door at Mumpty | Door at Mumpty Supply & Erection Charges of MS Mumpty Door made with ISA (65x65x5),ISA (50x50x5), Flat 40x5, 2 mm MS Sheet etc complete including one coat of redoxide prime, transportation, lead and lifting as per drawing and direction of EIC Block-A & B (All Tower)" | Kg | 1641 | 100 | Approved
The Soul, Rajarhat | BLOCK | Grill / Steel Work |  | WO/HR01/BOK01/125 | PROTECH ENGINEERS | Ladder to Access OHR | Ladder to Access OHR Supply & Erection Charges of MS Ladder to Access OHR made with ISA (50x50x5), 16mm Round bar etc complete including one coat of redoxide prime, transportation, lead and lifting as per drawing and direction of EIC Block-A & B (All Tower)" | Kg | 1032 | 100 | Approved
The Soul, Rajarhat | BLOCK | Grill / Steel Work |  | WO/HR01/BOK01/125 | PROTECH ENGINEERS | MS Platform | MS Platform Supply & Erection of MS Platform (as per approved GFC Drawing) with Anchor Fastener including one coat of red oxide primer, transportation, lifting and fixing for all levels as per drawing and direction of EIC Block-B | Kg | 4933 | 87.5 | Approved
The Soul, Rajarhat | BLOCK | Grill / Steel Work |  | WO/HR01/BOK01/125 | PROTECH ENGINEERS | FRP Railing | FRP Railing: Supply & Erection of MS FRP Railing (MS Flat 10x25/6x25 and Square Bar 12X12) including one coat of red oxide primer, transportation, lifting and fixing for all levels as per drawing and direction of EIC Block-B | Kg | 1666 | 87.5 | Approved
The Soul, Rajarhat | BLOCK | Grill / Steel Work |  | WO/HR01/BOK01/125 | PROTECH ENGINEERS | MS Louver | MS Louver Supply & Erection of MS Louvers (9X32 MS Flat) including one coat of red oxide primer, transportation, lifting and fixing for all levels as per drawing and direction of EIC Block-B Tower-4" | Kg | 10233 | 85 | Approved
The Soul, Rajarhat | BLOCK | Electrical | DG Cost | WO/HR01/BOK01/126 | Genset India Pvt. Ltd. | MS B Class exhaust pipes | Supply and installation of exhaust piping of following sizes MS B Class exhaust pipes conforming to IS:3589 with welding joint including rain Cap,bends, clamps, dash fastener, flanges, nuts, bolts Polution Testing provision etc. complete as required and as per specifications detailed below including two coat red oxide primer paint & two coat heat resistant paint. (Make - Jindal/Surya/Tata) |  | 0 | 0 | Approved
The Soul, Rajarhat | BLOCK | Electrical | DG Cost | WO/HR01/BOK01/126 | Genset India Pvt. Ltd. | 10" dia. (250 mm NB), MS, 4.85 mm thick plate, Exhaust pipe | 10" dia. (250 mm NB), MS, 4.85 mm thick plate, Exhaust pipe | RMT | 0 | 4200 | Approved
The Soul, Rajarhat | BLOCK | Electrical | DG Cost | WO/HR01/BOK01/126 | Genset India Pvt. Ltd. | Glasswool /mineral wool, wire chicken mesh | Supply and Installation of 50mm thick glasswool /mineral wool, wire chicken mesh over insulation and 26 gauge aluminium sheet cladding over the following sizes exhaust pipes from silencer to atmosphere. (Make - UP Twiga/Kimco and Al sheet: Balco) |  | 0 | 0 | Approved
The Soul, Rajarhat | BLOCK | Electrical | DG Cost | WO/HR01/BOK01/126 | Genset India Pvt. Ltd. | 10" dia. (250 mm NB), MS, 4.85 mm thick plate, Exhaust pipe | 10" dia. (250 mm NB), MS, 4.85 mm thick plate, Exhaust pipe | RMT | 0 | 2100 | Approved
The Soul, Rajarhat | BLOCK | Electrical | DG Cost | WO/HR01/BOK01/126 | Genset India Pvt. Ltd. | MS Support structure | Supply and installation of MS Support structure The MS Str. will be duly coated with two coats of red-oxide primer and two coats of Aluminium paint. | Kg | 642.5 | 105 | Approved
The Soul, Rajarhat | BLOCK | Electrical | DG Cost | WO/HR01/BOK01/126 | Genset India Pvt. Ltd. | Aluminium cladding for residential silencers | Supply and installation of Aluminium cladding for residential silencers with Mineral Wool 50mm Thick, density 64 Kg/cu.mtr., wire mesh and 24 gauge aluminium cladding. | Nos | 1 | 10000 | Approved
SOUTHWINDS PROJECT LLP (PHASE - III & IV) | MEP PHASE - III | External Electrical | Civil | WO/SP34/MW34/5 | R.M.CO.& PLAMBER | Electrical & ELV pipe laying work | Electrical & ELV pipe laying work for Bl-11 & 12 as per B.O.Q & direction of EIC. |  | 0 | 0 | Amended & Approved
SOUTHWINDS PROJECT LLP (PHASE - III & IV) | MEP PHASE - III | External Electrical | Civil | WO/SP34/MW34/5 | R.M.CO.& PLAMBER | 200 mm dia RCC (NP3) pipes | Supplying, laying and jointing 200 mm dia RCC (NP3) pipes (for Sewer connection to Municipal Sewer) with socket & spigot jointed with stiff mixture of cement mortar with a proportion of 1:2 ( 1 cement : 2 sand ) in trenches to required depth up to 1500 mm from F.G.L complete with 75 thk. bed concrete as per drawing ( width of bed = OD of pipe + 150mm ), surround PCC ( 1:3:6 ) only in collar joint area. Pipes are to be laid in straight aligned lengths to correct line and level with sight rails and boning rods. Pipes shall be tested in 'as laid' condition including excavation. After testing backfilling the trenches in layers of 100mm depth with selected backfill material and consolidating by manual ramming, dewatering etc. and disposing surplus earth hard soil, laterite etc. as directed upto a lead of 150m. Total works complete as per drawing & direction of EIC. (only pipe, pipe fitting & cement supply by client) | RMT | 58.6 | 554 | Approved
SOUTHWINDS PROJECT LLP (PHASE - III & IV) | MEP PHASE - III | External Electrical | Civil | WO/SP34/MW34/5 | R.M.CO.& PLAMBER | 300 mm dia RCC (NP3) pipes | Supplying, laying and jointing 300 mm dia RCC (NP3) pipes (for Electrical cables underneath of Internal Pavements) with socket & spigot jointed with stiff mixture of cement mortar with a proportion of 1:2 ( 1 cement : 2 sand ) in trenches to required depth up to 1500 mm from F.G.L complete with 75 thk. bed concrete as per drawing ( width of bed = OD of pipe + 150mm ), surround PCC ( 1:3:6 ) only in collar joint area. Pipes are to be laid in straight aligned lengths to correct line and level with sight rails and boning rods. Pipes shall be tested in 'as laid' condition including excavation. After testing backfilling the trenches in layers of 100mm depth with selected backfill material and consolidating by manual ramming, dewatering etc. and disposing surplus earth hard soil, laterite etc. as directed upto a lead of 150m. Total works complete as per drawing & direction of EIC. (Only RCC pipe, pipe fitting & cement will be supplied by client) | RMT | 74.9 | 732 | Approved
SOUTHWINDS PROJECT LLP (PHASE - III & IV) | MEP PHASE - III | External Electrical | Civil | WO/SP34/MW34/5 | R.M.CO.& PLAMBER | 200 mm dia Agriculture Pipe | Charges for laying, jointing of Agriculture Pipe for underground work, total trenches up to depth 0.7 mtr from FGL and adequate width of trench, including earthwork in excavation and stacking of earth at convenient locations ( as per instruction of Engineer-in-charge, up to a lead of 0.5 Km within the site premises), complete with proper base preparation by compacting the earth properly and maintaining proper gradient followed by minimum 100/75 mm thick silver sand and all round earth filling ( up to 150 mm height over the cable) in saturated condition and backfilling work with selected earth after completion of laying. Agriculture Pipes are to be laid in straight aligned lengths to correct line and level with sight rails and boning rods. Agriculture Pipe shall be checked in 'as laid' condition but before back filling etc. complete. Payment will made on the center line measurements of the total cable line laid. 100% payment would be released only after the commissioning of work. The Agriculture Pipes are to join using solvent cement, primer as per standard norms. The rate is inclusive of bailing out of water during excavation and shoring work , if required to prevent collapsing of soil.(only Agriculture Pipe and cement would be supplied by the Employer free of cost, but subjected to reconciliation. i) 200 mm dia | RMT | 161.5 | 376 | Approved
SOUTHWINDS PROJECT LLP (PHASE - III & IV) | MEP PHASE - III | External Electrical | Civil | WO/SP34/MW34/5 | R.M.CO.& PLAMBER | Pit_600x600x750 | "Charges for Construction of water tight brick masonry Cable Pulling Pitas per drawing using designated using designated brickwork(Red Brick) 250mm in cement sand mortar (1:4), over a bed of 75 mm thick PCC (1:3:6) to be laid over Single Layer Fly ash Brick Flat Soling work , 15 mm thick inside plastering work with cement plaster (1:4) finished with a floating coat of neat cement , outside making jointing & pointing and making channel and benching in cement concrete (1:2:4), 150 mm thick (1:1.5:3) top slab with 10 mm dia reinforcement at 150mm c/c in double layer to hold the grating/cover, fixing of Rung Ladder etc. all complete as per specifications and approved drawings. Rates shall include the cost of excavation in all sorts of soil , compacting the base before soling work, disposing of surplus earth within the site premises ( lead up to 0.5 km), backfilling work after completion of job, mixing of waterproofing compound with sand cement mortar while plastering, fixing of Grating/ Cover etc. all complete. The rate is inclusive of bailing out of water during excavation and shoring work , if required to prevent collapsing of soil. (Only cement , Reinforcement Steel, Grating/Cover would be supplied by the Employer but subjected to reconciliation). . i) 600mm x 600mm Upto 0.75 mtr depth" | Nos | 14.4 | 7277 | Approved
SOUTHWINDS PROJECT LLP (PHASE - III & IV) | MEP PHASE - III | External Electrical | Civil | WO/SP34/MW34/5 | R.M.CO.& PLAMBER | Pit_750mmx750mmx750 | "Charges for Construction of water tight brick masonry Cable Pulling Pitas per drawing using designated using designated brickwork(Red Brick) 250mm in cement sand mortar (1:4), over a bed of 75 mm thick PCC (1:3:6) to be laid over Single Layer Fly ash Brick Flat Soling work , 15 mm thick inside plastering work with cement plaster (1:4) finished with a floating coat of neat cement , outside making jointing & pointing and making channel and benching in cement concrete (1:2:4), 150 mm thick (1:1.5:3) top slab with 10 mm dia reinforcement at 150mm c/c in double layer to hold the grating/cover, fixing of Rung Ladder etc. all complete as per specifications and approved drawings. Rates shall include the cost of excavation in all sorts of soil , compacting the base before soling work, disposing of surplus earth within the site premises ( lead up to 0.5 km), backfilling work after completion of job, mixing of waterproofing compound with sand cement mortar while plastering, fixing of Grating/ Cover etc. all complete. The rate is inclusive of bailing out of water during excavation and shoring work , if required to prevent collapsing of soil. (Only cement , Reinforcement Steel, Grating/Cover would be supplied by the Employer but subjected to reconciliation). . i) 750 mm x 750 mm Up to 0.75 mtr depth" | Nos | 4 | 8817 | Approved
SOUTHWINDS PROJECT LLP (PHASE - III & IV) | BLOCK PHASE - IV | Civil |  | WO/SP34/BP4/4 | PRIYA CONSTRUCTION | Sheet pile work | Sheet pile work |  | 0 | 0 | Amended & Approved
SOUTHWINDS PROJECT LLP (PHASE - III & IV) | BLOCK PHASE - IV | Civil |  | WO/SP34/BP4/4 | PRIYA CONSTRUCTION | Driving of Sheet Pile | Driving of Sheet Pile made of Structural Steel girders (ISMB-300) and MS Plates (10 mm thick)and MS Angle (50 x 50 x 6) & (65 x 65x 6) to a depth of 9 mtr. as per approved drawing and design and direction of Engineer-in-Charge. | MT | 68.444 | 5000 | Approved
SOUTHWINDS PROJECT LLP (PHASE - III & IV) | BLOCK PHASE - IV | Civil |  | WO/SP34/BP4/4 | PRIYA CONSTRUCTION | Lifting & Removal of Sheet Pile | Lifting & Removal of Sheet Pile made of Structural Steel girders (ISMB-300) and MS Plates (10 mm thick)and MS Angle (50 x 50 x 6) & (65 x 65x 6) as per drawing and direction of Engineer-in-Charge. | MT | 68.444 | 4500 | Approved
SOUTHWINDS PROJECT LLP (PHASE - III & IV) | BLOCK PHASE - IV | Civil |  | WO/SP34/BP4/4 | PRIYA CONSTRUCTION | Fixing and supporting of Waller and Bracket | Fixing and supporting of Waller and Bracket (ISMB 300) as per drawing and dir. of EIC | MT | 9.214 | 8700 | Approved
SOUTHWINDS PROJECT LLP (PHASE - III & IV) | BLOCK PHASE - IV | Civil |  | WO/SP34/BP4/4 | PRIYA CONSTRUCTION | Removing of Waller and Bracket (ISMB 300) | Removing of Waller and Bracket (ISMB 300) within 10 mt. on Gr. Lvl. as per dir. of EIC | MT | 9.214 | 3500 | Approved
SOUTHWINDS PROJECT LLP (PHASE - III & IV) | BLOCK PHASE - IV | Civil |  | WO/SP34/BP4/4 | PRIYA CONSTRUCTION | Charges for Splicing of ISMB | Charges for Splicing of ISMB for Sheet Piling work as per approved drawing and design and direction of Engineer-in-Charge | Nos | 68 | 1200 | Approved
SOUTHWINDS PROJECT LLP (PHASE - III & IV) | BLOCK PHASE - IV | Civil |  | WO/SP34/BP4/4 | PRIYA CONSTRUCTION | Charges for Splicing of MS Plate | Charges for Splicing of MS Plate for Sheet Piling work as per approved drawing and design and direction of Engineer-in-Charge | Nos | 41 | 1000 | Approved
SOUTHWINDS PROJECT LLP (PHASE - III & IV) | BLOCK PHASE - IV | Civil |  | WO/SP34/BP4/4 | PRIYA CONSTRUCTION | Shifting of Material | Labour charges for shifting of materials as per direction of Engineer-in-Charge. | MT | 0 |  | Approved
SOUTHWINDS PROJECT LLP (PHASE - III & IV) | BLOCK PHASE - IV | Civil |  | WO/SP34/BP4/4 | PRIYA CONSTRUCTION | ISMB , MS Plates & MS Angel fabrication | Labour charges for ISMB ,MS Plates & MS Angel fabrication including all tools & tackles,, Machineries, Mobilization-demobilization etc all complete as per drawing / direction of Engineer-in-charge. | MT | 0 |  | Approved
SOUTHWINDS PROJECT LLP (PHASE - III & IV) | MEP PHASE - III | Internal Plumbing |  | WO/SP34/MW34/6 | R.M.CO.& PLAMBER | Internal Sanitary Plumbing Works in Toilets | "Internal Sanitary Plumbing Works in Toilets (1st to 3rd floor) which includes works of Washing Machine point and its drainage outlet and also Balcony drainage. The scope includes the following works for the above, Groove Cutting, mending good the damages, CPVC Pipe concealed inside of the Toilet with Hot & Cold Line including their necessary fittings as Elbows, Tees, Sockets, Valves etc. plus Rising water line to Overhead reservoir from Ground level of Block plus Ring line in roof plus Soil and Waste and Rain Water Line up to Gully Pit / Inspection Chamber, Brick Hole Cutting, RCC Hole Cutting & Repairing by Cement, Sand, Stone Chips and Pipe laying and Jointing, Clamping with their necessary fittings as Tees, Elbows, Bend, P/S Trap, Socket etc. with Solvent Cement etc. & Basin Waste Line UPVC Pipe Laying and fixing & Testing with fully complete plus Bath Room Sanitary CP Fittings as Wall Hanging Commode with concealed cistern / flush valve, Basin, Angular Stop Cock, Bib Cock, Bottle Trap, single lever diverter, Wall Flange, Health Faucet, Shower Rose with Arm, drainage line of A.C and all UPVC pipe line for flushing purpose etc. full complete in all respect including hydraulic / smoke test for the above as per drawing, direction of Consultant & Engineer-in-charge. Teflon Tape will be used in all type of CP Fittings. [Necessary Dia. of Pipes, Pipe fittings, Cement, CP Fitting Materials will be supplied by Southwinds Projects LLP and Other Loose Materials as Screws, Nail, Fastener with bolt, MS Hooks, Solvent Cement, Jute, White Zinc, Teflon Tape, White Cement, MS Angle / Bracket, MS Saddle Clamp, Sand, Stone Chips will be supplied by Contractor] Testing kit, Tools & tackles will be in contractor scope. " |  | 0 | 0 | Approved
SOUTHWINDS PROJECT LLP (PHASE - III & IV) | MEP PHASE - III | Internal Plumbing |  | WO/SP34/MW34/6 | R.M.CO.& PLAMBER | Bl-11-Toilet | Bl-11 -Toilet | Nos | 57 | 3774 | Approved
SOUTHWINDS PROJECT LLP (PHASE - III & IV) | MEP PHASE - III | Internal Plumbing |  | WO/SP34/MW34/6 | R.M.CO.& PLAMBER | Bl-12 -Toilet | Bl-12 -Toilet | Nos | 36 | 2664 | Approved
SOUTHWINDS PROJECT LLP (PHASE - III & IV) | MEP PHASE - III | Internal Plumbing |  | WO/SP34/MW34/6 | R.M.CO.& PLAMBER | Labour Charges for Kitchen | "Labour Charges for Kitchen (1st to 3rd floor)- CPVC Pipe with their Necessary fittings as tees, Elbows, Socket etc. and UPVC pipe Laying and Jointing for Kitchen Waste Line and UPVC pipe laying for Sink Waste line along with their necessary fittings as Tees, Bend, Trap etc. plus Rising water line to Overhead reservoir from Ground level of Block with Waste and Rain Water Line up to Gully Pit / Inspection Chamber, Brick Hole Cutting, RCC Hole Cutting & Repairing by Cement, Sand, Stone Chips and CP Fittings as Sink, Sink Cock, Angular Stop Cock, Bottle Trap etc. with full complete in all respect along with hydraulic / smoke test for above as per drawing, direction of Consultant & Engineer-in-charge. Teflon Tape will be used in all type of CP Fittings. [Necessary Dia. of Pipes, Pipe fittings, Cement, CP Fitting Materials will be supplied by Southwinds Projects LLP and Other Loose Materials as Screws, Nail, Fastener with bolt, MS Hooks, Solvent Cement, Jute, White Zinc, Teflon Tape, White Cement, MS Angle / Bracket, MS Saddle Clamp, Sand, Stone Chips will be supplied by Contractor] Testing kit, Tools & tackles will be in contractor scope. " |  | 0 | 0 | Approved
SOUTHWINDS PROJECT LLP (PHASE - III & IV) | MEP PHASE - III | Internal Plumbing |  | WO/SP34/MW34/6 | R.M.CO.& PLAMBER | PHYSICAL HANDICAP TOILET at Ground floor | "Internal Sanitary Plumbing Works in PHYSICAL HANDICAP TOILET at Ground floor The scope includes the following works for the above, Groove Cutting, mending good the damages, CPVC Pipe concealed inside of the Toilet including their necessary fittings as Elbows, Tees, Sockets, Valves etc. plus Rising water line to Overhead reservoir from Ground level of Block with Soil and Waste up to Gully Pit / Inspection Chamber, Brick Hole Cutting, RCC Hole Cutting & Repairing by Cement, Sand, Stone Chips and Pipe laying and Jointing, Clamping with their necessary fittings as Tees, Elbows, Bend, P/S Trap, Socket etc. with Solvent Cement etc. & Basin Waste Line UPVC Pipe Laying and fixing & Testing with fully complete plus Bath Room Sanitary CP Fittings as Floor Mounted / Wall Hanging Commode with cistern / flush valve, Basin, Angular Stop Cock, Bib Cock, Bottle Trap, Wall Flange, Health Faucet, drainage line of A.C and all UPVC pipe line for flushing purpose etc. full complete in all respect including hydraulic / smoke test for the above as per drawing, direction of Consultant & Engineer-in-charge. Teflon Tape will be used in all type of CP Fittings. [Necessary Dia. of Pipes, Pipe fittings, Cement, CP Fitting Materials will be supplied by Southwinds Projects LLP and Other Loose Materials as Screws, Nail, Fastener with bolt, MS Hooks, Solvent Cement, Jute, White Zinc, Teflon Tape, White Cement, MS Angle / Bracket, MS Saddle Clamp, Sand, Stone Chips will be supplied by Contractor] Testing kit, Tools & tackles will be in contractor scope. " |  | 0 | 0 | Approved
SOUTHWINDS PROJECT LLP (PHASE - III & IV) | MEP PHASE - III | Internal Plumbing |  | WO/SP34/MW34/6 | R.M.CO.& PLAMBER | PHYSICAL HANDICAP TOILET at Ground floor -Bl-11 | PHYSICAL HANDICAP TOILET at Ground floor -Bl-11 | Nos | 1 | 1550 | Approved
SOUTHWINDS PROJECT LLP (PHASE - III & IV) | MEP PHASE - III | Internal Plumbing |  | WO/SP34/MW34/6 | R.M.CO.& PLAMBER | PHYSICAL HANDICAP TOILET at Ground floor -Bl-12 | PHYSICAL HANDICAP TOILET at Ground floor -Bl-12 | Nos | 1 | 1550 | Approved
SOUTHWINDS PROJECT LLP (PHASE - III & IV) | MEP PHASE - III | Internal Plumbing |  | WO/SP34/MW34/6 | R.M.CO.& PLAMBER | Ground floor Toilet | "Internal Sanitary Plumbing Works in Ground floor Toilet The scope includes the following works for the above, Groove Cutting, mending good the damages, CPVC Pipe concealed inside of the Toilet including their necessary fittings as Elbows, Tees, Sockets, Valves etc. plus Rising water line to Overhead reservoir from Ground level of Block with Soil and Waste up to Gully Pit / Inspection Chamber, Brick Hole Cutting, RCC Hole Cutting & Repairing by Cement, Sand, Stone Chips and Pipe laying and Jointing, Clamping with their necessary fittings as Tees, Elbows, Bend, P/S Trap, Socket etc. with Solvent Cement etc. & Basin Waste Line UPVC Pipe Laying and fixing & Testing with fully complete plus Bath Room Sanitary CP Fittings as Floor Mounted / Wall Hanging Commode with cistern / flush valve, Basin, Angular Stop Cock, Bib Cock, Bottle Trap, Wall Flange, Health Faucet, drainage line of A.C and all UPVC pipe line for flushing purpose etc. full complete in all respect including hydraulic / smoke test for the above as per drawing, direction of Consultant & Engineer-in-charge. Teflon Tape will be used in all type of CP Fittings. [Necessary Dia. of Pipes, Pipe fittings, Cement, CP Fitting Materials will be supplied by Southwinds Projects LLP and Other Loose Materials as Screws, Nail, Fastener with bolt, MS Hooks, Solvent Cement, Jute, White Zinc, Teflon Tape, White Cement, MS Angle / Bracket, MS Saddle Clamp, Sand, Stone Chips will be supplied by Contractor] Testing kit, Tools & tackles will be in contractor scope. " |  | 0 | 0 | Approved
SOUTHWINDS PROJECT LLP (PHASE - III & IV) | MEP PHASE - III | Internal Plumbing |  | WO/SP34/MW34/6 | R.M.CO.& PLAMBER | Ground floor Toilet - BL-11 | Ground floor Toilet - BL-11 | Nos | 1 | 1550 | Approved
SOUTHWINDS PROJECT LLP (PHASE - III & IV) | MEP PHASE - III | Internal Plumbing |  | WO/SP34/MW34/6 | R.M.CO.& PLAMBER | Ground floor Toilet - BL-12 | Ground floor Toilet - BL-12 | Nos | 1 | 1550 | Approved
SOUTHWINDS PROJECT LLP (PHASE - III & IV) | MEP PHASE - III | Internal Plumbing |  | WO/SP34/MW34/6 | R.M.CO.& PLAMBER | BATH ROOM at Ground floor Area | "Internal Sanitary Plumbing Works in 1NOS BATH ROOM at Ground floor Area The scope includes the following works for the above, Groove Cutting, mending good the damages, CPVC Pipe concealed inside of the Toilet including their necessary fittings as Elbows, Tees, Sockets, Valves etc. plus Rising water line to Overhead reservoir from Ground level of Block with Soil and Waste up to Gully Pit / Inspection Chamber, Brick Hole Cutting, RCC Hole Cutting & Repairing by Cement, Sand, Stone Chips and Pipe laying and Jointing, Clamping with their necessary fittings as Tees, Elbows, Bend, P/S Trap, Socket etc. with Solvent Cement etc. & Basin Waste Line UPVC Pipe Laying and fixing & Testing with fully complete plus Bath Room Sanitary CP Fittings as Floor Mounted / Wall Hanging Commode with cistern / flush valve, Basin, Angular Stop Cock, Bib Cock, Bottle Trap, Wall Flange, Health Faucet, drainage line of A.C and all UPVC pipe line for flushing purpose etc. full complete in all respect including hydraulic / smoke test for the above as per drawing, direction of Consultant & Engineer-in-charge. Teflon Tape will be used in all type of CP Fittings. [Necessary Dia. of Pipes, Pipe fittings, Cement, CP Fitting Materials will be supplied by Southwinds Projects LLP and Other Loose Materials as Screws, Nail, Fastener with bolt, MS Hooks, Solvent Cement, Jute, White Zinc, Teflon Tape, White Cement, MS Angle / Bracket, MS Saddle Clamp, Sand, Stone Chips will be supplied by Contractor] Testing kit, Tools & tackles will be in contractor scope. " |  | 0 | 0 | Approved
SOUTHWINDS PROJECT LLP (PHASE - III & IV) | MEP PHASE - III | Internal Plumbing |  | WO/SP34/MW34/6 | R.M.CO.& PLAMBER | BATH ROOM at Ground floor Area -Bl-11 | BATH ROOM at Ground floor Area -Bl-11 | Nos | 1 | 1550 | Approved
SOUTHWINDS PROJECT LLP (PHASE - III & IV) | MEP PHASE - III | Internal Plumbing |  | WO/SP34/MW34/6 | R.M.CO.& PLAMBER | BATH ROOM at Ground floor Area -Bl-12 | BATH ROOM at Ground floor Area -Bl-12 | Nos | 1 | 1550 | Approved
The Soul, Rajarhat | BLOCK | Window and Glazing |  | WO/HR01/BOK01/127 | Mukesh Kumar | Window Silicon Filling | Labour charges for Silicon filling from inside 5-6 mm gap with scraping & removal of putty filling from the gap between window & wall including proper finish and cleaning as per direction of EIC | Nos | 2688 | 45 | Approved
The Soul, Rajarhat | BLOCK | Networking-Interiors |  | WO/HR01/BOK01/128 | ZED SECURITY SERVICES | Supply and Installation of CCTV | Supply and Installation of CCTV |  | 0 | 0 | Amended & Approved
The Soul, Rajarhat | CLUB | Networking-Interiors |  | WO/HR01/CL07/8 | ZED SECURITY SERVICES | Supply and Installation of CCTV | Supply and Installation of CCTV |  | 0 | 0 | Approved
The Soul, Rajarhat | CLUB | Networking-Interiors |  | WO/HR01/CL07/8 | ZED SECURITY SERVICES | Bullet Camera | H.265+ High quality imaging 1/2.8" Progressive Scan CMOS SENSOR, IP Varifoca Bullet Camera 2 MP 1920 × 1080@30fps, IR upto 40 mtr, Varifocal Lens (2.7-13.5 mm) H.265+ compression technology to save bandwidth and storage, Clear imaging against strong back light due to DWDR technology,3D DNR technology delivers clean and sharp images, 12V DC, Day & Night - IR Cut Filter,Water and dust resistant (IP67), PoE Supported (Make: Hikvision) (DS-2CD3623G0E-IS 2.7-13.5mm) | Nos | 0 | 8050 | Approved
The Soul, Rajarhat | BLOCK | Networking-Interiors |  | WO/HR01/BOK01/128 | ZED SECURITY SERVICES | Bullet Camera | H.265+ High quality imaging 1/2.8" Progressive Scan CMOS SENSOR, IP Varifoca Bullet Camera 2 MP 1920 × 1080@30fps, IR upto 40 mtr, Varifocal Lens (2.7-13.5 mm) H.265+ compression technology to save bandwidth and storage, Clear imaging against strong back light due to DWDR technology,3D DNR technology delivers clean and sharp images, 12V DC, Day & Night - IR Cut Filter,Water and dust resistant (IP67), PoE Supported (Make: Hikvision) (DS-2CD3623G0E-IS 2.7-13.5mm) | Nos | 30 | 8050 | Approved
The Soul, Rajarhat | BLOCK | Networking-Interiors |  | WO/HR01/BOK01/128 | ZED SECURITY SERVICES | IP Dome Camera | H.265+ High quality imaging 1/2.8" Progressive Scan CMOS SENSOR, IP Dome Camera 2 MP 1920 × 1080@30fps, IR upto 30 mtr, Fixed Lens, H.265+ compression technology to save bandwidth and storage, Clear imaging against strong back light due to DWDR technology,3D DNR technology delivers clean and sharp images, 12V DC, Day & Night - IR Cut Filter,Water and dust resistant (IP67), PoE Supported,(Make: Hikvision)(DS-2CD3321G0-I) | Nos | 40 | 2750 | Approved
The Soul, Rajarhat | CLUB | Networking-Interiors |  | WO/HR01/CL07/8 | ZED SECURITY SERVICES | IP Dome Camera | H.265+ High quality imaging 1/2.8" Progressive Scan CMOS SENSOR, IP Dome Camera 2 MP 1920 × 1080@30fps, IR upto 30 mtr, Fixed Lens, H.265+ compression technology to save bandwidth and storage, Clear imaging against strong back light due to DWDR technology,3D DNR technology delivers clean and sharp images, 12V DC, Day & Night - IR Cut Filter,Water and dust resistant (IP67), PoE Supported,(Make: Hikvision)(DS-2CD3321G0-I) | Nos | 68 | 2750 | Approved
The Soul, Rajarhat | CLUB | Networking-Interiors |  | WO/HR01/CL07/8 | ZED SECURITY SERVICES | Bullet Camera | H.265+ High quality imaging 1/2.8" Progressive Scan CMOS SENSOR, IP Bullet Camera 2 MP 1920 × 1080@30fps, IR upto 30 mtr, Fixed Lens, H.265+ compression technology to save bandwidth and storage, Clear imaging against strong back light due to DWDR technology,3D DNR technology delivers clean and sharp images, 12V DC, Day & Night - IR Cut Filter,Water and dust resistant (IP67), PoE Supported. (Make: Hikvision)(DS-2CD3021G0-I) | Nos | 68 | 2800 | Approved
The Soul, Rajarhat | BLOCK | Networking-Interiors |  | WO/HR01/BOK01/128 | ZED SECURITY SERVICES | Bullet Camera | H.265+ High quality imaging 1/2.8" Progressive Scan CMOS SENSOR, IP Bullet Camera 2 MP 1920 × 1080@30fps, IR upto 30 mtr, Fixed Lens, H.265+ compression technology to save bandwidth and storage, Clear imaging against strong back light due to DWDR technology,3D DNR technology delivers clean and sharp images, 12V DC, Day & Night - IR Cut Filter,Water and dust resistant (IP67), PoE Supported. (Make: Hikvision)(DS-2CD3021G0-I) | Nos | 0 | 2800 | Approved
The Soul, Rajarhat | BLOCK | Networking-Interiors |  | WO/HR01/BOK01/128 | ZED SECURITY SERVICES | NVR 64 Channel | NVR 64 Channel, 8MP@30fps, DEFINATION DISPLAY & RECORDING, LAN, TCP/IP, back-up on USB, 5 USERS on Client S/W over LAN, built-in Web Server for Remote Surveillance on Internet Explorer, VGA O/P, HDMI O/P, 4K Display, 8 SATA HDD(Support upto 6TB HDD each) - (Make : Hikvision) (DS-8664NI-I8) | Nos | 2 | 59500 | Approved
The Soul, Rajarhat | CLUB | Networking-Interiors |  | WO/HR01/CL07/8 | ZED SECURITY SERVICES | NVR 64 Channel | NVR 64 Channel, 8MP@30fps, DEFINATION DISPLAY & RECORDING, LAN, TCP/IP, back-up on USB, 5 USERS on Client S/W over LAN, built-in Web Server for Remote Surveillance on Internet Explorer, VGA O/P, HDMI O/P, 4K Display, 8 SATA HDD(Support upto 6TB HDD each) - (Make : Hikvision) (DS-8664NI-I8) | Nos | 2 | 59500 | Approved
The Soul, Rajarhat | CLUB | Networking-Interiors |  | WO/HR01/CL07/8 | ZED SECURITY SERVICES | NVR 32 Channel | NVR 32 Channel, 8MP@30fps, DEFINATION DISPLAY & RECORDING, LAN, TCP/IP, back-up on USB, 5 USERS on Client S/W over LAN, built-in Web Server for Remote Surveillance on Internet Explorer, VGA O/P, HDMI O/P, 4K Display, 2 SATA HDD(Support upto 6TB HDD each) - (Make : Hikvision)(DS-7632NI-K2) | Nos | 1 | 13500 | Approved
The Soul, Rajarhat | BLOCK | Networking-Interiors |  | WO/HR01/BOK01/128 | ZED SECURITY SERVICES | NVR 32 Channel | NVR 32 Channel, 8MP@30fps, DEFINATION DISPLAY & RECORDING, LAN, TCP/IP, back-up on USB, 5 USERS on Client S/W over LAN, built-in Web Server for Remote Surveillance on Internet Explorer, VGA O/P, HDMI O/P, 4K Display, 2 SATA HDD(Support upto 6TB HDD each) - (Make : Hikvision)(DS-7632NI-K2) | Nos | 0 | 13500 | Approved
The Soul, Rajarhat | BLOCK | Networking-Interiors |  | WO/HR01/BOK01/128 | ZED SECURITY SERVICES | 6TB Surveillance Hard Disk - Seagate/WD | 6TB Surveillance Hard Disk - Seagate/WD | Nos | 4 | 12350 | Approved
The Soul, Rajarhat | CLUB | Networking-Interiors |  | WO/HR01/CL07/8 | ZED SECURITY SERVICES | 6TB Surveillance Hard Disk - Seagate/WD | 6TB Surveillance Hard Disk - Seagate/WD | Nos | 5 | 12350 | Approved
The Soul, Rajarhat | CLUB | Networking-Interiors |  | WO/HR01/CL07/8 | ZED SECURITY SERVICES | 24 Port PoE Network Switch with Uplink Port (Make : Hikvision/D-Link) | 24 Port PoE Network Switch with Uplink Port (Make : Hikvision/D-Link) | Nos | 7 | 18000 | Approved
The Soul, Rajarhat | BLOCK | Networking-Interiors |  | WO/HR01/BOK01/128 | ZED SECURITY SERVICES | 24 Port PoE Network Switch with Uplink Port (Make : Hikvision/D-Link) | 24 Port PoE Network Switch with Uplink Port (Make : Hikvision/D-Link) | Nos | 0 | 18000 | Approved
The Soul, Rajarhat | BLOCK | Networking-Interiors |  | WO/HR01/BOK01/128 | ZED SECURITY SERVICES | 16 Port PoE Network Switch with Uplink Port (Make : Hikvision/D-Link) | 16 Port PoE Network Switch with Uplink Port (Make : Hikvision/D-Link) | Nos | 8 | 15200 | Approved
The Soul, Rajarhat | CLUB | Networking-Interiors |  | WO/HR01/CL07/8 | ZED SECURITY SERVICES | 16 Port PoE Network Switch with Uplink Port (Make : Hikvision/D-Link) | 16 Port PoE Network Switch with Uplink Port (Make : Hikvision/D-Link) | Nos | 5 | 15200 | Approved
The Soul, Rajarhat | CLUB | Networking-Interiors |  | WO/HR01/CL07/8 | ZED SECURITY SERVICES | 8 Port PoE Network Switch with Uplink Port (Make : Hikvision/D-Link) | 8 Port PoE Network Switch with Uplink Port (Make : Hikvision/D-Link) | Nos | 0 | 7750 | Approved
The Soul, Rajarhat | BLOCK | Networking-Interiors |  | WO/HR01/BOK01/128 | ZED SECURITY SERVICES | 8 Port PoE Network Switch with Uplink Port (Make : Hikvision/D-Link) | 8 Port PoE Network Switch with Uplink Port (Make : Hikvision/D-Link) | Nos | 0 | 7750 | Approved
The Soul, Rajarhat | BLOCK | Networking-Interiors |  | WO/HR01/BOK01/128 | ZED SECURITY SERVICES | 16 Port Gigabit Switch - (Make : D-Link/TP-Link) | 16 Port Gigabit Switch - (Make : D-Link/TP-Link) | Nos | 3 | 5250 | Approved
The Soul, Rajarhat | CLUB | Networking-Interiors |  | WO/HR01/CL07/8 | ZED SECURITY SERVICES | 16 Port Gigabit Switch - (Make : D-Link/TP-Link) | 16 Port Gigabit Switch - (Make : D-Link/TP-Link) | Nos | 2 | 5250 | Approved
The Soul, Rajarhat | CLUB | Networking-Interiors |  | WO/HR01/CL07/8 | ZED SECURITY SERVICES | 8 Port Gigabit Switch - (Make : D-Link/TP-Link) | 8 Port Gigabit Switch - (Make : D-Link/TP-Link) | Nos | 2 | 1950 | Approved
The Soul, Rajarhat | BLOCK | Networking-Interiors |  | WO/HR01/BOK01/128 | ZED SECURITY SERVICES | 8 Port Gigabit Switch - (Make : D-Link/TP-Link) | 8 Port Gigabit Switch - (Make : D-Link/TP-Link) | Nos | 9 | 1950 | Approved
The Soul, Rajarhat | BLOCK | Networking-Interiors |  | WO/HR01/BOK01/128 | ZED SECURITY SERVICES | 24 Port Patch Panel (Make : D-Link/TP-Link) | 24 Port Patch Panel (Make : D-Link/TP-Link) | Nos | 8 | 2400 | Approved
The Soul, Rajarhat | CLUB | Networking-Interiors |  | WO/HR01/CL07/8 | ZED SECURITY SERVICES | 24 Port Patch Panel (Make : D-Link/TP-Link) | 24 Port Patch Panel (Make : D-Link/TP-Link) | Nos | 12 | 2400 | Approved
The Soul, Rajarhat | CLUB | Networking-Interiors |  | WO/HR01/CL07/8 | ZED SECURITY SERVICES | CAT-6 Patch Cord and I/O Jack (Make : D-Link/TP-Link) | CAT-6 Patch Cord and I/O Jack (Make : D-Link/TP-Link) | Nos | 580 | 115 | Approved
The Soul, Rajarhat | BLOCK | Networking-Interiors |  | WO/HR01/BOK01/128 | ZED SECURITY SERVICES | CAT-6 Patch Cord and I/O Jack (Make : D-Link/TP-Link) | CAT-6 Patch Cord and I/O Jack (Make : D-Link/TP-Link) | Nos | 340 | 115 | Approved
The Soul, Rajarhat | BLOCK | Networking-Interiors |  | WO/HR01/BOK01/128 | ZED SECURITY SERVICES | RJ-45 Jack (Make: D-Link) | RJ-45 Jack (Make: D-Link) | Nos | 44 | 20 | Approved
The Soul, Rajarhat | CLUB | Networking-Interiors |  | WO/HR01/CL07/8 | ZED SECURITY SERVICES | RJ-45 Jack (Make: D-Link) | RJ-45 Jack (Make: D-Link) | Nos | 45 | 20 | Approved
The Soul, Rajarhat | CLUB | Networking-Interiors |  | WO/HR01/CL07/8 | ZED SECURITY SERVICES | 9U Switch Rack | 9U Switch Rack with Trays, Glass Door, Lock & Key, Cooling Fans (Make : Netrack/Valrack) | Nos | 12 | 4800 | Approved
The Soul, Rajarhat | BLOCK | Networking-Interiors |  | WO/HR01/BOK01/128 | ZED SECURITY SERVICES | 9U Switch Rack | 9U Switch Rack with Trays, Glass Door, Lock & Key, Cooling Fans (Make : Netrack/Valrack) | Nos | 9 | 4800 | Approved
The Soul, Rajarhat | BLOCK | Networking-Interiors |  | WO/HR01/BOK01/128 | ZED SECURITY SERVICES | 15U Server Rack | 15U Server Rack with Trays, Glass Door, Lock & Key, Cooling Fans (Make : Netrack/Valrack) | Nos | 3 | 10500 | Approved
The Soul, Rajarhat | CLUB | Networking-Interiors |  | WO/HR01/CL07/8 | ZED SECURITY SERVICES | 15U Server Rack | 15U Server Rack with Trays, Glass Door, Lock & Key, Cooling Fans (Make : Netrack/Valrack) | Nos | 0 | 10500 | Approved
The Soul, Rajarhat | CLUB | Networking-Interiors |  | WO/HR01/CL07/8 | ZED SECURITY SERVICES | Outdoor Weather Proof JB (Make: Sintex/Hensel) | Outdoor Weather Proof JB (Make: Sintex/Hensel) | Nos | 67 | 600 | Approved
The Soul, Rajarhat | BLOCK | Networking-Interiors |  | WO/HR01/BOK01/128 | ZED SECURITY SERVICES | Outdoor Weather Proof JB (Make: Sintex/Hensel) | Outdoor Weather Proof JB (Make: Sintex/Hensel) | Nos | 30 | 600 | Approved
The Soul, Rajarhat | BLOCK | Networking-Interiors |  | WO/HR01/BOK01/128 | ZED SECURITY SERVICES | PVC Junction Box 4"x4" (Make: Local) | PVC Junction Box 4"x4" (Make: Local) | Nos | 40 | 75 | Approved
The Soul, Rajarhat | CLUB | Networking-Interiors |  | WO/HR01/CL07/8 | ZED SECURITY SERVICES | PVC Junction Box 4"x4" (Make: Local) | PVC Junction Box 4"x4" (Make: Local) | Nos | 68 | 75 | Approved
The Soul, Rajarhat | CLUB | Networking-Interiors |  | WO/HR01/CL07/8 | ZED SECURITY SERVICES | 55" LED Monitor - LG/SAMSUNG/AOC | 55" LED Monitor - LG/SAMSUNG/AOC | Nos | 0 | 50200 | Approved
The Soul, Rajarhat | BLOCK | Networking-Interiors |  | WO/HR01/BOK01/128 | ZED SECURITY SERVICES | 55" LED Monitor - LG/SAMSUNG/AOC | 55" LED Monitor - LG/SAMSUNG/AOC | Nos | 6 | 50200 | Approved
The Soul, Rajarhat | BLOCK | Networking-Interiors |  | WO/HR01/BOK01/128 | ZED SECURITY SERVICES | HDMI Cable - 10 Mtr. (Make : WB) | HDMI Cable - 10 Mtr. (Make : WB) | Nos | 6 | 1300 | Approved
The Soul, Rajarhat | CLUB | Networking-Interiors |  | WO/HR01/CL07/8 | ZED SECURITY SERVICES | HDMI Cable - 10 Mtr. (Make : WB) | HDMI Cable - 10 Mtr. (Make : WB) | Nos | 0 | 1300 | Approved
The Soul, Rajarhat | CLUB | Networking-Interiors |  | WO/HR01/CL07/8 | ZED SECURITY SERVICES | Flexible Monitor Wall Mounting Accessories (Make : MX) | Flexible Monitor Wall Mounting Accessories (Make : MX) | Nos | 0 | 2100 | Approved
The Soul, Rajarhat | BLOCK | Networking-Interiors |  | WO/HR01/BOK01/128 | ZED SECURITY SERVICES | Flexible Monitor Wall Mounting Accessories (Make : MX) | Flexible Monitor Wall Mounting Accessories (Make : MX) | Nos | 6 | 2100 | Approved
The Soul, Rajarhat | BLOCK | Networking-Interiors |  | WO/HR01/BOK01/128 | ZED SECURITY SERVICES | Gigabit Media Converter Tx/Rx (Make : NTPL/D-Link/TP-Link) | Gigabit Media Converter Tx/Rx (Make : NTPL/D-Link/TP-Link) | Nos | 20 | 1650 | Approved
The Soul, Rajarhat | CLUB | Networking-Interiors |  | WO/HR01/CL07/8 | ZED SECURITY SERVICES | Gigabit Media Converter Tx/Rx (Make : NTPL/D-Link/TP-Link) | Gigabit Media Converter Tx/Rx (Make : NTPL/D-Link/TP-Link) | Nos | 36 | 1650 | Approved
The Soul, Rajarhat | CLUB | Networking-Interiors |  | WO/HR01/CL07/8 | ZED SECURITY SERVICES | LIU/Terminal BOX with All Accessories (Make : Local) | LIU/Terminal BOX with All Accessories (Make : Local) | Nos | 36 | 300 | Approved
The Soul, Rajarhat | BLOCK | Networking-Interiors |  | WO/HR01/BOK01/128 | ZED SECURITY SERVICES | LIU/Terminal BOX with All Accessories (Make : Local) | LIU/Terminal BOX with All Accessories (Make : Local) | Nos | 20 | 300 | Approved
The Soul, Rajarhat | BLOCK | Networking-Interiors |  | WO/HR01/BOK01/128 | ZED SECURITY SERVICES | 1 KVA UPS offline | Supply, Intallations, Testing & Commissiong of 1 KVA UPS offline (Make : Microtech /APC/Numeric) | Nos | 9 | 4350 | Approved
The Soul, Rajarhat | CLUB | Networking-Interiors |  | WO/HR01/CL07/8 | ZED SECURITY SERVICES | 1 KVA UPS offline | Supply, Intallations, Testing & Commissiong of 1 KVA UPS offline (Make : Microtech /APC/Numeric) | Nos | 12 | 4350 | Approved
The Soul, Rajarhat | CLUB | Networking-Interiors |  | WO/HR01/CL07/8 | ZED SECURITY SERVICES | 2 KVA online UPS | 2 KVA online UPS with Standrad Backup (Make : Microtech / APC/Numeric) | Nos | 0 | 29000 | Approved
The Soul, Rajarhat | BLOCK | Networking-Interiors |  | WO/HR01/BOK01/128 | ZED SECURITY SERVICES | 2 KVA online UPS | 2 KVA online UPS with Standrad Backup (Make : Microtech / APC/Numeric) | Nos | 1 | 29000 | Approved
The Soul, Rajarhat | BLOCK | Networking-Interiors |  | WO/HR01/BOK01/128 | ZED SECURITY SERVICES | Cat-6 Cable (Qty at actual) - D-Link/Finolex | Cat-6 Cable (Qty at actual) - D-Link/Finolex | Mtrs. | 3186 | 32 | Approved
The Soul, Rajarhat | CLUB | Networking-Interiors |  | WO/HR01/CL07/8 | ZED SECURITY SERVICES | Cat-6 Cable (Qty at actual) - D-Link/Finolex | Cat-6 Cable (Qty at actual) - D-Link/Finolex | Mtrs. | 9800 | 32 | Approved
The Soul, Rajarhat | CLUB | Networking-Interiors |  | WO/HR01/CL07/8 | ZED SECURITY SERVICES | PVC Conduit Pipe - ISI (Qty at actual) Make : AKG/Precision (Surface Wiring) | PVC Conduit Pipe - ISI (Qty at actual) Make : AKG/Precision (Surface Wiring) | Mtrs. | 9200 | 35 | Approved
The Soul, Rajarhat | BLOCK | Networking-Interiors |  | WO/HR01/BOK01/128 | ZED SECURITY SERVICES | PVC Conduit Pipe - ISI (Qty at actual) Make : AKG/Precision (Surface Wiring) | PVC Conduit Pipe - ISI (Qty at actual) Make : AKG/Precision (Surface Wiring) | Mtrs. | 7597 | 35 | Approved
The Soul, Rajarhat | BLOCK | Networking-Interiors |  | WO/HR01/BOK01/128 | ZED SECURITY SERVICES | PVC Conduit Pipe - ISI (Qty at actual) Make : AKG/Precision (Chase Cutting, Concealing and Refilling) | PVC Conduit Pipe - ISI (Qty at actual) Make : AKG/Precision (Chase Cutting, Concealing and Refilling) | Mtrs. | 300 | 65 | Approved
The Soul, Rajarhat | CLUB | Networking-Interiors |  | WO/HR01/CL07/8 | ZED SECURITY SERVICES | PVC Conduit Pipe - ISI (Qty at actual) Make : AKG/Precision (Chase Cutting, Concealing and Refilling) | PVC Conduit Pipe - ISI (Qty at actual) Make : AKG/Precision (Chase Cutting, Concealing and Refilling) | Mtrs. | 100 | 65 | Approved
The Soul, Rajarhat | CLUB | Networking-Interiors |  | WO/HR01/CL07/8 | ZED SECURITY SERVICES | OFC 6 Core Armoured Cable (Qty at actual) - Make : D-Link/Finolex | OFC 6 Core Armoured Cable (Qty at actual) - Make : D-Link/Finolex | Mtrs. | 2811 | 40 | Approved
The Soul, Rajarhat | BLOCK | Networking-Interiors |  | WO/HR01/BOK01/128 | ZED SECURITY SERVICES | OFC 6 Core Armoured Cable (Qty at actual) - Make : D-Link/Finolex | OFC 6 Core Armoured Cable (Qty at actual) - Make : D-Link/Finolex | Mtrs. | 2407.49 | 40 | Approved
The Soul, Rajarhat | BLOCK | Networking-Interiors |  | WO/HR01/BOK01/128 | ZED SECURITY SERVICES | OFC Splicing Charges with all Accessories | OFC Splicing Charges with all Accessories | Lot | 0.33 | 20000 | Approved
The Soul, Rajarhat | CLUB | Networking-Interiors |  | WO/HR01/CL07/8 | ZED SECURITY SERVICES | OFC Splicing Charges with all Accessories | OFC Splicing Charges with all Accessories | Lot | 0.6 | 20000 | Approved
The Soul, Rajarhat | CLUB | Networking-Interiors |  | WO/HR01/CL07/8 | ZED SECURITY SERVICES | PC SET With 55" Monitor with all Accessories (Main Gate Security) | Extra Cost for PC SET With 55" Monitor with all Accessories (Main Gate Security) | Set | 0 | 27700 | Approved
The Soul, Rajarhat | BLOCK | Networking-Interiors |  | WO/HR01/BOK01/128 | ZED SECURITY SERVICES | PC SET With 55" Monitor with all Accessories (Main Gate Security) | Extra Cost for PC SET With 55" Monitor with all Accessories (Main Gate Security) | Set | 1 | 27700 | Approved
The Soul, Rajarhat | BLOCK | Networking-Interiors |  | WO/HR01/BOK01/128 | ZED SECURITY SERVICES | Supply and Installation of Intercom System | Supply, Installations, Testing & Commission of Intercom system specially designed for housing complexs analog extension for All Blocks, Security and Amenities (Make : Matrix)(ETERNITY GENX12SAC) |  | 0 | 0 | Approved
The Soul, Rajarhat | CLUB | Networking-Interiors |  | WO/HR01/CL07/8 | ZED SECURITY SERVICES | Supply and Installation of Intercom System | Supply, Installations, Testing & Commission of Intercom system specially designed for housing complexs analog extension for All Blocks, Security and Amenities (Make : Matrix)(ETERNITY GENX12SAC) |  | 0 | 0 | Approved
The Soul, Rajarhat | CLUB | Networking-Interiors |  | WO/HR01/CL07/8 | ZED SECURITY SERVICES | Analog Extension- 120 | Analog Extension- 120 | Nos | 0 | 110500 | Approved
The Soul, Rajarhat | BLOCK | Networking-Interiors |  | WO/HR01/BOK01/128 | ZED SECURITY SERVICES | Analog Extension- 120 | Analog Extension- 120 | Nos | 2 | 110500 | Approved
The Soul, Rajarhat | BLOCK | Networking-Interiors |  | WO/HR01/BOK01/128 | ZED SECURITY SERVICES | Analog Extension- 80 | Analog Extension- 80 | Nos | 6 | 85500 | Approved
The Soul, Rajarhat | CLUB | Networking-Interiors |  | WO/HR01/CL07/8 | ZED SECURITY SERVICES | Analog Extension- 80 | Analog Extension- 80 | Nos | 1 | 85500 | Approved
The Soul, Rajarhat | CLUB | Networking-Interiors |  | WO/HR01/CL07/8 | ZED SECURITY SERVICES | 10 Pair MDF Box With Krone Module (Make : Krone) | 10 Pair MDF Box With Krone Module (Make : Krone) | Nos | 10 | 400 | Approved
The Soul, Rajarhat | BLOCK | Networking-Interiors |  | WO/HR01/BOK01/128 | ZED SECURITY SERVICES | 10 Pair MDF Box With Krone Module (Make : Krone) | 10 Pair MDF Box With Krone Module (Make : Krone) | Nos | 128 | 400 | Approved
The Soul, Rajarhat | BLOCK | Networking-Interiors |  | WO/HR01/BOK01/128 | ZED SECURITY SERVICES | 100 Pair MDF Box With Krone Module (Make : Krone) | 100 Pair MDF Box With Krone Module (Make : Krone) | Nos | 8 | 1800 | Approved
The Soul, Rajarhat | CLUB | Networking-Interiors |  | WO/HR01/CL07/8 | ZED SECURITY SERVICES | 100 Pair MDF Box With Krone Module (Make : Krone) | 100 Pair MDF Box With Krone Module (Make : Krone) | Nos | 1 | 1800 | Approved
The Soul, Rajarhat | CLUB | Networking-Interiors |  | WO/HR01/CL07/8 | ZED SECURITY SERVICES | 9U Intercom Rack with all Accessories (Make : Netrack/Valrack) | 9U Intercom Rack with all Accessories (Make : Netrack/Valrack) | Nos | 1 | 4800 | Approved
The Soul, Rajarhat | BLOCK | Networking-Interiors |  | WO/HR01/BOK01/128 | ZED SECURITY SERVICES | 9U Intercom Rack with all Accessories (Make : Netrack/Valrack) | 9U Intercom Rack with all Accessories (Make : Netrack/Valrack) | Nos | 8 | 4800 | Approved
The Soul, Rajarhat | BLOCK | Networking-Interiors |  | WO/HR01/BOK01/128 | ZED SECURITY SERVICES | Supply and Laying of 5 Pair Cable, Make : Finolex/Polycab/Havells - Qty at actual | Supply and Laying of 5 Pair Cable, Make : Finolex/Polycab/Havells - Qty at actual | Mtrs. | 3270 | 40 | Approved
The Soul, Rajarhat | CLUB | Networking-Interiors |  | WO/HR01/CL07/8 | ZED SECURITY SERVICES | Supply and Laying of 5 Pair Cable, Make : Finolex/Polycab/Havells - Qty at actual | Supply and Laying of 5 Pair Cable, Make : Finolex/Polycab/Havells - Qty at actual | Mtrs. | 640 | 40 | Approved
The Soul, Rajarhat | CLUB | Networking-Interiors |  | WO/HR01/CL07/8 | ZED SECURITY SERVICES | Supply and Laying of 10 Pair Cable, Make : Finolex/Polycab/Havells - Qty at actual | Supply and Laying of 10 Pair Cable, Make : Finolex/Polycab/Havells - Qty at actual | Mtrs. | 645 | 65 | Approved
The Soul, Rajarhat | BLOCK | Networking-Interiors |  | WO/HR01/BOK01/128 | ZED SECURITY SERVICES | Supply and Laying of 10 Pair Cable, Make : Finolex/Polycab/Havells - Qty at actual | Supply and Laying of 10 Pair Cable, Make : Finolex/Polycab/Havells - Qty at actual | Mtrs. | 1090 | 65 | Approved
The Soul, Rajarhat | BLOCK | Networking-Interiors |  | WO/HR01/BOK01/128 | ZED SECURITY SERVICES | PVC Conduit Pipe - ISI (Qty at actual) Make : AKG/Precision (Surface Wiring) | PVC Conduit Pipe - ISI (Qty at actual) Make : AKG/Precision (Surface Wiring) | Mtrs. | 4400.4 | 35 | Approved
The Soul, Rajarhat | CLUB | Networking-Interiors |  | WO/HR01/CL07/8 | ZED SECURITY SERVICES | PVC Conduit Pipe - ISI (Qty at actual) Make : AKG/Precision (Surface Wiring) | PVC Conduit Pipe - ISI (Qty at actual) Make : AKG/Precision (Surface Wiring) | Mtrs. | 269.8 | 35 | Approved
The Soul, Rajarhat | CLUB | Networking-Interiors |  | WO/HR01/CL07/8 | ZED SECURITY SERVICES | Supply, Intallations, Testing & Commissiong of 1 KVA UPS offline (Make : Microtech/APC/Numeric) | Supply, Intallations, Testing & Commissiong of 1 KVA UPS offline (Make : Microtech/APC/Numeric) | Nos | 1 | 4550 | Approved
The Soul, Rajarhat | BLOCK | Networking-Interiors |  | WO/HR01/BOK01/128 | ZED SECURITY SERVICES | Supply, Intallations, Testing & Commissiong of 1 KVA UPS offline (Make : Microtech/APC/Numeric) | Supply, Intallations, Testing & Commissiong of 1 KVA UPS offline (Make : Microtech/APC/Numeric) | Nos | 8 | 4550 | Approved
The Soul, Rajarhat | BLOCK | Networking-Interiors |  | WO/HR01/BOK01/128 | ZED SECURITY SERVICES | Supply, Intallations, Testing & Commissiong of 100 Pair Telephone cable Qty at actual - Make : Finolex/Polycab/Havells | Supply, Intallations, Testing & Commissiong of 100 Pair Telephone cable Qty at actual - Make : Finolex/Polycab/Havells | Mtrs. | 80 | 525 | Approved
The Soul, Rajarhat | CLUB | Networking-Interiors |  | WO/HR01/CL07/8 | ZED SECURITY SERVICES | Supply, Intallations, Testing & Commissiong of 100 Pair Telephone cable Qty at actual - Make : Finolex/Polycab/Havells | Supply, Intallations, Testing & Commissiong of 100 Pair Telephone cable Qty at actual - Make : Finolex/Polycab/Havells | Mtrs. | 50 | 525 | Approved
The Soul, Rajarhat | CLUB | Networking-Interiors |  | WO/HR01/CL07/8 | ZED SECURITY SERVICES | OFC 6 Core Armoured Cable (Qty at actual) - D-Link/Finolex | OFC 6 Core Armoured Cable (Qty at actual) - D-Link/Finolex | Mtrs. | 425.93 | 40 | Approved
The Soul, Rajarhat | BLOCK | Networking-Interiors |  | WO/HR01/BOK01/128 | ZED SECURITY SERVICES | OFC 6 Core Armoured Cable (Qty at actual) - D-Link/Finolex | OFC 6 Core Armoured Cable (Qty at actual) - D-Link/Finolex | Mtrs. | 1429 | 40 | Approved
The Soul, Rajarhat | BLOCK | Networking-Interiors |  | WO/HR01/BOK01/128 | ZED SECURITY SERVICES | CAT-6 Patch Cord and I/O Jack (Make : D-Link/TP-Link) | CAT-6 Patch Cord and I/O Jack (Make : D-Link/TP-Link) | Nos | 28 | 115 | Approved
The Soul, Rajarhat | CLUB | Networking-Interiors |  | WO/HR01/CL07/8 | ZED SECURITY SERVICES | CAT-6 Patch Cord and I/O Jack (Make : D-Link/TP-Link) | CAT-6 Patch Cord and I/O Jack (Make : D-Link/TP-Link) | Nos | 12 | 115 | Approved
The Soul, Rajarhat | CLUB | Networking-Interiors |  | WO/HR01/CL07/8 | ZED SECURITY SERVICES | Gigabit Media Converter Tx/Rx (Make : NTPL/D-Link/TP-Link) | Gigabit Media Converter Tx/Rx (Make : NTPL/D-Link/TP-Link) | Nos | 2 | 1650 | Approved
The Soul, Rajarhat | BLOCK | Networking-Interiors |  | WO/HR01/BOK01/128 | ZED SECURITY SERVICES | Gigabit Media Converter Tx/Rx (Make : NTPL/D-Link/TP-Link) | Gigabit Media Converter Tx/Rx (Make : NTPL/D-Link/TP-Link) | Nos | 24 | 1650 | Approved
The Soul, Rajarhat | BLOCK | Networking-Interiors |  | WO/HR01/BOK01/128 | ZED SECURITY SERVICES | LIU/Terminal BOX with All Accessories (Make : Local) | LIU/Terminal BOX with All Accessories (Make : Local) | Nos | 24 | 300 | Approved
The Soul, Rajarhat | CLUB | Networking-Interiors |  | WO/HR01/CL07/8 | ZED SECURITY SERVICES | LIU/Terminal BOX with All Accessories (Make : Local) | LIU/Terminal BOX with All Accessories (Make : Local) | Nos | 2 | 300 | Approved
The Soul, Rajarhat | CLUB | Networking-Interiors |  | WO/HR01/CL07/8 | ZED SECURITY SERVICES | OFC Splicing Charges with all Accessories | OFC Splicing Charges with all Accessories | Lot | 0.07 | 10000 | Approved
The Soul, Rajarhat | BLOCK | Networking-Interiors |  | WO/HR01/BOK01/128 | ZED SECURITY SERVICES | OFC Splicing Charges with all Accessories | OFC Splicing Charges with all Accessories | Lot | 0.8 | 10000 | Approved
The Soul, Rajarhat | BLOCK | Networking-Interiors |  | WO/HR01/BOK01/128 | ZED SECURITY SERVICES | Intercom Accessories Charges(Connector, Switches etc) | Intercom Accessories Charges(Connector, Switches etc) | Lot | 1 | 9000 | Approved
The Soul, Rajarhat | CLUB | Networking-Interiors |  | WO/HR01/CL07/8 | ZED SECURITY SERVICES | Intercom Accessories Charges(Connector, Switches etc) | Intercom Accessories Charges(Connector, Switches etc) | Lot | 0 | 9000 | Approved
The Soul, Rajarhat | CLUB | Networking-Interiors |  |  |  | Supply and installation of Boom Barrier System | Supply and installation of Boom Barrier System |  |  |  | Draft
The Soul, Rajarhat | BLOCK | Networking-Interiors |  | WO/HR01/BOK01/128 | ZED SECURITY SERVICES | Supply and installation of Boom Barrier System | Supply and installation of Boom Barrier System |  | 0 | 0 | Approved
The Soul, Rajarhat | BLOCK | Networking-Interiors |  | WO/HR01/BOK01/128 | ZED SECURITY SERVICES | BARRIER GATE-Model | BARRIER GATE-Model - SP BB 400 6M4S LED (Electro Mechanical, Motorised with 5.2 Meter Boom (Aluminum Hollow Section 100x44mm) Open Time 4 Sec / RIGHT Installed/ 2 Nos Remote/1200 Times per day, STEEL, Housing box with LED, Support Stand ,Control PCB ) Brand (Make : Smartpower) | Nos | 2 | 60203 | Approved
The Soul, Rajarhat | CLUB | Networking-Interiors |  |  |  | BARRIER GATE-Model | BARRIER GATE-Model - SP BB 400 6M4S LED (Electro Mechanical, Motorised with 5.2 Meter Boom (Aluminum Hollow Section 100x44mm) Open Time 4 Sec / RIGHT Installed/ 2 Nos Remote/1200 Times per day, STEEL, Housing box with LED, Support Stand ,Control PCB ) Brand (Make : Smartpower) | Nos |  |  | Draft
The Soul, Rajarhat | CLUB | Networking-Interiors |  |  |  | Photo Beam Sensor | Photo Beam Sensor (for Boom Barrier) 1 pair ( In case somebody is standing below the Boom when closing) , the BOOM will STOP | Nos |  |  | Draft
The Soul, Rajarhat | BLOCK | Networking-Interiors |  | WO/HR01/BOK01/128 | ZED SECURITY SERVICES | Photo Beam Sensor | Photo Beam Sensor (for Boom Barrier) 1 pair ( In case somebody is standing below the Boom when closing) , the BOOM will STOP | Nos | 2 | 3266 | Approved
The Soul, Rajarhat | BLOCK | Networking-Interiors |  | WO/HR01/BOK01/128 | ZED SECURITY SERVICES | Long Distance (8-10 meter) UHF RFID Reader | Long Distance (8-10 meter) UHF RFID Reader | Nos | 2 | 29537 | Approved
The Soul, Rajarhat | CLUB | Networking-Interiors |  |  |  | Long Distance (8-10 meter) UHF RFID Reader | Long Distance (8-10 meter) UHF RFID Reader | Nos |  |  | Draft
The Soul, Rajarhat | CLUB | Networking-Interiors |  |  |  | Card Issuer | Card Issuer | Nos |  |  | Draft
The Soul, Rajarhat | BLOCK | Networking-Interiors |  | WO/HR01/BOK01/128 | ZED SECURITY SERVICES | Card Issuer | Card Issuer | Nos | 0 | 0 | Approved
The Soul, Rajarhat | BLOCK | Networking-Interiors |  | WO/HR01/BOK01/128 | ZED SECURITY SERVICES | Stand for Mounting RFID Reader | Stand for Mounting RFID Reader | Nos | 2 | 4487 | Approved
The Soul, Rajarhat | CLUB | Networking-Interiors |  |  |  | Stand for Mounting RFID Reader | Stand for Mounting RFID Reader | Nos |  |  | Draft
The Soul, Rajarhat | CLUB | Networking-Interiors |  |  |  | 2 Door Controller Panel | 2 Door Controller Panel | Nos |  |  | Draft
The Soul, Rajarhat | BLOCK | Networking-Interiors |  | WO/HR01/BOK01/128 | ZED SECURITY SERVICES | 2 Door Controller Panel | 2 Door Controller Panel | Nos | 1 | 26500 | Approved
The Soul, Rajarhat | BLOCK | Networking-Interiors |  | WO/HR01/BOK01/128 | ZED SECURITY SERVICES | Attendance and Access Control System Management Software | Attendance and Access Control System Management Software | Nos | 1 | 22686 | Approved
The Soul, Rajarhat | CLUB | Networking-Interiors |  |  |  | Attendance and Access Control System Management Software | Attendance and Access Control System Management Software | Nos |  |  | Draft
The Soul, Rajarhat | CLUB | Networking-Interiors |  |  |  | RFID Tags | RFID Tags | Nos |  |  | Draft
The Soul, Rajarhat | BLOCK | Networking-Interiors |  | WO/HR01/BOK01/128 | ZED SECURITY SERVICES | RFID Tags | RFID Tags | Nos | 800 | 40 | Approved
The Soul, Rajarhat | BLOCK | Networking-Interiors |  | WO/HR01/BOK01/128 | ZED SECURITY SERVICES | Wiring Charges | Wiring Charges | Mtrs. | 0 | 0 | Approved
The Soul, Rajarhat | CLUB | Networking-Interiors |  |  |  | Wiring Charges | Wiring Charges | Mtrs. |  |  | Draft
The Soul, Rajarhat | CLUB | Networking-Interiors |  |  |  | Accessories Charges (with Jacks, Connector and Cable etc.) | Accessories Charges (with Jacks, Connector and Cable etc.) | Nos |  |  | Draft
The Soul, Rajarhat | BLOCK | Networking-Interiors |  | WO/HR01/BOK01/128 | ZED SECURITY SERVICES | Accessories Charges (with Jacks, Connector and Cable etc.) | Accessories Charges (with Jacks, Connector and Cable etc.) | Nos | 0 | 0 | Approved
SOUTHWINDS PROJECT LLP (PHASE - III & IV) | MEP PHASE - III | External Plumbing |  | WO/SP34/MW34/7 | D.S.P Pumps | Recharge Pit / Recharge well | Recharge Pit: Labour charges for Sinking of a 6"X6" Dia. PVC Bore well of 20-21 m Depth(Approx.) as per direction of EIC which includes: 1. Pipe and Strainer cutting & Gravel Filling in Recharge Well (Contractor Supply: Coarse Sand 20 Bags, 20 MM Gravel 50 Bags and 40mm Gravel 60 Bags / As per requirement to complete the Job including delivery charges 1 Bag=1.2 CFT (Approx.)) 2. Recharge well Earth Cutting and 1200 mm Dia. Concrete rings laying up to 3 Mtr. Depth including Supply of concrete rings NB: Flow of Water discharge testing in Contractor Scope. |  | 0 | 0 | Approved
The Soul, Rajarhat | COMMON INFRASTRUCTURE | Solar Power Generation |  | WO/HR01/CIH01/76 | JUPITER INTERNATIONAL LIMITED | Supply, Installation, Testing & Commissioning of on Grid Solar Roof Top System | Design, drawing, Supplying , Transportation to site, installation , testing , Commissioning of 34 KWP Roof Top Solar panel including all allied equipment and accessories to complete the system as required in all respect. |  | 0 | 0 | Approved
The Soul, Rajarhat | COMMON INFRASTRUCTURE | Solar Power Generation |  | WO/HR01/CIH01/76 | JUPITER INTERNATIONAL LIMITED | Major Components are given below MONO PERC - Solar Panel (540 Wp each) | Major Components MONO PERC - Solar Panel (540 Wp each) | Nos | 64 | 13478 | Approved
The Soul, Rajarhat | COMMON INFRASTRUCTURE | Solar Power Generation |  | WO/HR01/CIH01/76 | JUPITER INTERNATIONAL LIMITED | Major Components are given below | 10 KW, 3-Phase, 400-440VAC Solar Grid tied Inverter (1 Set) 15 KW, 3-Phase, 400-440VAC Solar Grid tied Inverter (1 Set) 6.0 KW, 3-Phase, 400-440VAC Solar Grid tied Inverter (1 Set) | Lump Sum | 1 | 211000 | Approved
The Soul, Rajarhat | COMMON INFRASTRUCTURE | Solar Power Generation |  | WO/HR01/CIH01/76 | JUPITER INTERNATIONAL LIMITED | AC Distribution Board | AC Distribution Board 1. Polycarbonate IP-65 Protected Box Array Junction Box (AJB), SPD, DC Fuse (3 Nos) 2. Grid interfacing panel (GIP) (3 Nos) Cables, Earthing & Accessories 1.4 Sq. mm. Solar DC Cable (1 Lot) 2. 4Cx10 Sq. mm. AC Cable (1 Lot) 3. 4Cx16 Sq. mm. AC Cable (1 Lot) 4. MMS PVC Conduit Pipes (25mm + Elbows + Tees) (1 Lot) 5. Earthing cable PVC insulated copper single core Green Colour (In Place of GI Strip) (1 Lot) 6. Miscellaneous electrical hardware - Cable ties, MC4 Connector, Plastic gland, lux pin, indicator, Saddles etc. (1 Lot) | Lump Sum | 1 | 285539 | Approved
The Soul, Rajarhat | COMMON INFRASTRUCTURE | Solar Power Generation |  | WO/HR01/CIH01/76 | JUPITER INTERNATIONAL LIMITED | Mechanical Works | Mechanical Works 1. Hot dip galvanized mechanical structure 2. Stainless Steel Nut + Bolt + Washer 3. Anchor Fasteners | Lump Sum | 1 | 131303 | Approved
The Soul, Rajarhat | COMMON INFRASTRUCTURE | Solar Power Generation |  | WO/HR01/CIH01/76 | JUPITER INTERNATIONAL LIMITED | Installation, Design and Commissioning | Installation, Design and Commissioning | Lump Sum | 1 | 284558 | Approved
The Soul, Rajarhat | CLUB | HVAC Works |  | WO/HR01/CL07/9 | UNIVERSAL ENERGY SOLUTIONS PVT. LTD. | VRV Outdoor Units. | VRV Outdoor Units. Supply of factory assembled DAIKIN make VRV OUTDOOR Units are complete with compressor, condenser, condenser fan, controller & suitable for R-410A Refrigerant with Cooling Type Outdoor unit |  | 0 | 0 | Approved
The Soul, Rajarhat | CLUB | HVAC Works |  | WO/HR01/CL07/9 | UNIVERSAL ENERGY SOLUTIONS PVT. LTD. | 36 HP Normal Capacity - Cooling Only Top Discharge | 36 HP Normal Capacity - Cooling Only Top Discharge | Nos | 1 | 415060 | Approved
The Soul, Rajarhat | CLUB | HVAC Works |  | WO/HR01/CL07/9 | UNIVERSAL ENERGY SOLUTIONS PVT. LTD. | 30 HP Normal Capacity - Cooling Only Top Discharge | 30 HP Normal Capacity - Cooling Only Top Discharge | Nos | 0 | 354207 | Approved
The Soul, Rajarhat | CLUB | HVAC Works |  | WO/HR01/CL07/9 | UNIVERSAL ENERGY SOLUTIONS PVT. LTD. | 24 HP Normal Capacity - Cooling Only Top Discharge | 24 HP Normal Capacity - Cooling Only Top Discharge | Nos | 1 | 293355 | Approved
The Soul, Rajarhat | CLUB | HVAC Works |  | WO/HR01/CL07/9 | UNIVERSAL ENERGY SOLUTIONS PVT. LTD. | 18 HP Normal Capacity - Cooling Only Top Discharge | 18 HP Normal Capacity - Cooling Only Top Discharge | Nos | 1 | 205951 | Approved
The Soul, Rajarhat | CLUB | HVAC Works |  | WO/HR01/CL07/9 | UNIVERSAL ENERGY SOLUTIONS PVT. LTD. | 16 HP Normal Capacity - Cooling Only Top Discharge | 16 HP Normal Capacity - Cooling Only Top Discharge | Nos | 1 | 187533 | Approved
The Soul, Rajarhat | CLUB | HVAC Works |  | WO/HR01/CL07/9 | UNIVERSAL ENERGY SOLUTIONS PVT. LTD. | 14 HP Normal Capacity - Cooling Only Top Discharge | 14 HP Normal Capacity - Cooling Only Top Discharge | Nos | 1 | 164809 | Approved
The Soul, Rajarhat | CLUB | HVAC Works |  | WO/HR01/CL07/9 | UNIVERSAL ENERGY SOLUTIONS PVT. LTD. | 8 HP Normal Capacity - Cooling Only Top/Side Discharge | 8 HP Normal Capacity - Cooling Only Top/Side Discharge | Nos | 0 | 104387 | Approved
The Soul, Rajarhat | CLUB | HVAC Works |  | WO/HR01/CL07/9 | UNIVERSAL ENERGY SOLUTIONS PVT. LTD. | VRV Indoor Units. | VRV Indoor Units: Fully factory assembled, all wired & tested Indoor Units with cordless remote as per specifications & as required to make the system complete. VRV Indoor Units: Roud Flow 4 way Cassette Type IDU's Make: DAIKIN |  | 0 | 0 | Approved
The Soul, Rajarhat | CLUB | HVAC Works |  | WO/HR01/CL07/9 | UNIVERSAL ENERGY SOLUTIONS PVT. LTD. | 1.6 TR Roud Flow Cassette Type IDU's | 1.6 TR Roud Flow Cassette Type IDU's | Nos | 6 | 27939 | Approved
The Soul, Rajarhat | CLUB | HVAC Works |  | WO/HR01/CL07/9 | UNIVERSAL ENERGY SOLUTIONS PVT. LTD. | 2.02 TR Roud Flow Cassette Type IDU's | 2.02 TR Roud Flow Cassette Type IDU's | Nos | 10 | 28608 | Approved
The Soul, Rajarhat | CLUB | HVAC Works |  | WO/HR01/CL07/9 | UNIVERSAL ENERGY SOLUTIONS PVT. LTD. | 2.56 TR Roud Flow Cassette Type IDU's | 2.56 TR Roud Flow Cassette Type IDU's | Nos | 6 | 31622 | Approved
The Soul, Rajarhat | CLUB | HVAC Works |  | WO/HR01/CL07/9 | UNIVERSAL ENERGY SOLUTIONS PVT. LTD. | 3.18 TR Roud Flow Cassette Type IDU's | 3.18 TR Roud Flow Cassette Type IDU's | Nos | 8 | 32244 | Approved
The Soul, Rajarhat | CLUB | HVAC Works |  | WO/HR01/CL07/9 | UNIVERSAL ENERGY SOLUTIONS PVT. LTD. | VRV Indoor Units: One way Cassette Type IDU's | VRV Indoor Units: One way Cassette Type IDU's |  | 0 | 0 | Approved
The Soul, Rajarhat | CLUB | HVAC Works |  | WO/HR01/CL07/9 | UNIVERSAL ENERGY SOLUTIONS PVT. LTD. | 1.6 TR Roud Flow Cassette Type IDU's | 1.6 TR Roud Flow Cassette Type IDU's Make: DAIKIN | Nos | 3 | 40616 | Approved
The Soul, Rajarhat | CLUB | HVAC Works |  | WO/HR01/CL07/9 | UNIVERSAL ENERGY SOLUTIONS PVT. LTD. | VRV Indoor Units: CeilIng Mounted Duct Type IDU's | VRV Indoor Units: Ceiling Mounted Duct Type IDU's Make: DAIKIN |  | 0 | 0 | Approved
The Soul, Rajarhat | CLUB | HVAC Works |  | WO/HR01/CL07/9 | UNIVERSAL ENERGY SOLUTIONS PVT. LTD. | 4.5 TR Ceiling Mounted Duct Type IDU's | 4.5 TR Ceiling Mounted Duct Type IDU's | Nos | 0 | 42004 | Approved
The Soul, Rajarhat | CLUB | HVAC Works |  | WO/HR01/CL07/9 | UNIVERSAL ENERGY SOLUTIONS PVT. LTD. | 5.5 TR Ceiling Mounted Duct Type IDU's | 5.5 TR Ceiling Mounted Duct Type IDU's | Nos | 0 | 56547 | Approved
The Soul, Rajarhat | CLUB | HVAC Works |  | WO/HR01/CL07/9 | UNIVERSAL ENERGY SOLUTIONS PVT. LTD. | 6.4 TR Ceiling Mounted Duct Type IDU's | 6.4 TR Ceiling Mounted Duct Type IDU's | Nos | 0 | 59561 | Approved
The Soul, Rajarhat | CLUB | HVAC Works |  | WO/HR01/CL07/9 | UNIVERSAL ENERGY SOLUTIONS PVT. LTD. | 8.0 TR Ceiling Mounted Duct Type IDU's | 8.0 TR Ceiling Mounted Duct Type IDU's | Nos | 0 | 62766 | Approved
The Soul, Rajarhat | CLUB | HVAC Works |  | WO/HR01/CL07/9 | UNIVERSAL ENERGY SOLUTIONS PVT. LTD. | DX TFA Units: | DX TFA Units: Treated Fresh Air Units:Daikin Make |  | 0 | 0 | Approved
The Soul, Rajarhat | CLUB | HVAC Works |  | WO/HR01/CL07/9 | UNIVERSAL ENERGY SOLUTIONS PVT. LTD. | Treated Fresh Air Unit : 988 CFM , 6.4 TR | Treated Fresh Air Unit : 988 CFM , 6.4 TR | Nos | 1 | 80036 | Approved
The Soul, Rajarhat | CLUB | HVAC Works |  | WO/HR01/CL07/9 | UNIVERSAL ENERGY SOLUTIONS PVT. LTD. | Treated Fresh Air Unit : 1230 CFM , 8.0 TR | Treated Fresh Air Unit : 1230 CFM , 8.0 TR | Nos | 1 | 84390 | Approved
The Soul, Rajarhat | CLUB | HVAC Works |  | WO/HR01/CL07/9 | UNIVERSAL ENERGY SOLUTIONS PVT. LTD. | Treated Fresh Air Units: | Treated Fresh Air Units: Fully factory assembled, all wired & tested Indoor Units with cordless remote as per specifications & as required to make the system complete. Make: EDGETECH / ZECO |  | 0 | 0 | Approved
The Soul, Rajarhat | CLUB | HVAC Works |  | WO/HR01/CL07/9 | UNIVERSAL ENERGY SOLUTIONS PVT. LTD. | Treated Fresh Air Unit : 5500 CFM , 14.0 TR | Treated Fresh Air Unit : 5500 CFM , 14.0 TR | Nos | 0 | 187140 | Approved
The Soul, Rajarhat | CLUB | HVAC Works |  | WO/HR01/CL07/9 | UNIVERSAL ENERGY SOLUTIONS PVT. LTD. | Supply of Refnet Joint for Indoor Unit | Supply of Refnet Joint for Indoor Unit Make: DAIKIN |  | 0 | 0 | Approved
The Soul, Rajarhat | CLUB | HVAC Works |  | WO/HR01/CL07/9 | UNIVERSAL ENERGY SOLUTIONS PVT. LTD. | Fully factory assembled,copper refnet joint for VRV Indoor Unit | Fully factory assembled, copper refnet joint for VRV Indoor Unit | Nos | 31 | 0 | Approved
The Soul, Rajarhat | CLUB | HVAC Works |  | WO/HR01/CL07/9 | UNIVERSAL ENERGY SOLUTIONS PVT. LTD. | Supply of DX Expansion valve with controll kit for AHU / TFA | Supply of DX Expansion valve with controll kit for AHU / TFA Make: DAIKIN | Nos | 0 | 25000 | Approved
The Soul, Rajarhat | CLUB | HVAC Works |  | WO/HR01/CL07/9 | UNIVERSAL ENERGY SOLUTIONS PVT. LTD. | Hi wall Split Units | Supply of factory assembled DAIKIN make Hi wall Split Units are complete with compressor, condenser, condenser fan, controller & suitable for R-410A Refrigerant with Cooling Type Outdoor unit |  | 0 | 0 | Approved
The Soul, Rajarhat | CLUB | HVAC Works |  | WO/HR01/CL07/9 | UNIVERSAL ENERGY SOLUTIONS PVT. LTD. | 1.5 TR | 1.5 TR | Nos | 1 | 29000 | Approved
The Soul, Rajarhat | CLUB | HVAC Works |  | WO/HR01/CL07/9 | UNIVERSAL ENERGY SOLUTIONS PVT. LTD. | Ductable Split Units | Supply of factory assembled DAIKIN make Ductable Split Units are complete with compressor, condenser, condenser fan, controller & suitable for Green Gas Refrigerant with Cooling Type Outdoor unit |  | 0 | 0 | Approved
The Soul, Rajarhat | CLUB | HVAC Works |  | WO/HR01/CL07/9 | UNIVERSAL ENERGY SOLUTIONS PVT. LTD. | 8.5 TR | 8.5 TR | Nos | 4 | 124899 | Approved
The Soul, Rajarhat | CLUB | HVAC Works |  | WO/HR01/CL07/9 | UNIVERSAL ENERGY SOLUTIONS PVT. LTD. | 5.5 TR | 5.5 TR | Nos | 5 | 93930 | Approved
The Soul, Rajarhat | CLUB | HVAC Works |  | WO/HR01/CL07/9 | UNIVERSAL ENERGY SOLUTIONS PVT. LTD. | VRV Outdoor Units : | VRV Outdoor Units : Installation of factory assembled DAIKIN make VRV OUTDOOR Units are complete with compressor, condenser, condenser fan, controller & suitable for R-410A Refrigerant: Make: DAIKIN |  | 0 | 0 | Approved
The Soul, Rajarhat | CLUB | HVAC Works |  | WO/HR01/CL07/9 | UNIVERSAL ENERGY SOLUTIONS PVT. LTD. | 36 HP Normal Capacity - Cooling Only Top Discharge | 36 HP Normal Capacity - Cooling Only Top Discharge | Nos | 1 | 45920 | Approved
The Soul, Rajarhat | CLUB | HVAC Works |  | WO/HR01/CL07/9 | UNIVERSAL ENERGY SOLUTIONS PVT. LTD. | 30 HP Normal Capacity - Cooling Only Top Discharge | 30 HP Normal Capacity - Cooling Only Top Discharge | Nos | 0 | 39200 | Approved
The Soul, Rajarhat | CLUB | HVAC Works |  | WO/HR01/CL07/9 | UNIVERSAL ENERGY SOLUTIONS PVT. LTD. | 24 HP Normal Capacity - Cooling Only Top Discharge | 24 HP Normal Capacity - Cooling Only Top Discharge | Nos | 1 | 32480 | Approved
The Soul, Rajarhat | CLUB | HVAC Works |  | WO/HR01/CL07/9 | UNIVERSAL ENERGY SOLUTIONS PVT. LTD. | 18 HP Normal Capacity - Cooling Only Top Discharge | 18 HP Normal Capacity - Cooling Only Top Discharge | Nos | 1 | 22960 | Approved
The Soul, Rajarhat | CLUB | HVAC Works |  | WO/HR01/CL07/9 | UNIVERSAL ENERGY SOLUTIONS PVT. LTD. | 16 HP Normal Capacity - Cooling Only Top Discharge | 16 HP Normal Capacity - Cooling Only Top Discharge | Nos | 1 | 20720 | Approved
The Soul, Rajarhat | CLUB | HVAC Works |  | WO/HR01/CL07/9 | UNIVERSAL ENERGY SOLUTIONS PVT. LTD. | 14 HP Normal Capacity - Cooling Only Top Discharge | 14 HP Normal Capacity - Cooling Only Top Discharge | Nos | 1 | 18481 | Approved
The Soul, Rajarhat | CLUB | HVAC Works |  | WO/HR01/CL07/9 | UNIVERSAL ENERGY SOLUTIONS PVT. LTD. | 8 HP Normal Capacity - Cooling Only Top Discharge | 8 HP Normal Capacity - Cooling Only Top Discharge | Nos | 0 | 8960 | Approved
The Soul, Rajarhat | CLUB | HVAC Works |  | WO/HR01/CL07/9 | UNIVERSAL ENERGY SOLUTIONS PVT. LTD. | VRV Outdoor Units | VRV Outdoor Units: Installation of factory assembled DAIKIN make OUTDOOR Units are complete with compressor, condenser, condenser fan, controller & suitable for R-410A Refrigerant: NON VRV Outdoor Units : Make: DAIKIN |  | 0 | 0 | Approved
The Soul, Rajarhat | CLUB | HVAC Works |  | WO/HR01/CL07/9 | UNIVERSAL ENERGY SOLUTIONS PVT. LTD. | 8.5 TR | 8.5 TR | Nos | 4 | 8540 | Approved
The Soul, Rajarhat | CLUB | HVAC Works |  | WO/HR01/CL07/9 | UNIVERSAL ENERGY SOLUTIONS PVT. LTD. | 5.5 TR | 5.5 TR | Nos | 5 | 6381 | Approved
The Soul, Rajarhat | CLUB | HVAC Works |  | WO/HR01/CL07/9 | UNIVERSAL ENERGY SOLUTIONS PVT. LTD. | VRV Indoor Units. | VRV Indoor Units. VRV Indoor Units: Fully factory assembled, all wired & tested Indoor Units with cordless remote as per specifications & as required to make the system complete. VRV Indoor Units: Roud Flow Cassette Type IDU's Make: DAIKIN |  | 0 | 0 | Approved
The Soul, Rajarhat | CLUB | HVAC Works |  | WO/HR01/CL07/9 | UNIVERSAL ENERGY SOLUTIONS PVT. LTD. | 1.6 TR Roud Flow Cassette Type IDU's | 1.6 TR Roud Flow Cassette Type IDU's | Nos | 6 | 1120 | Approved
The Soul, Rajarhat | CLUB | HVAC Works |  | WO/HR01/CL07/9 | UNIVERSAL ENERGY SOLUTIONS PVT. LTD. | 2.02 TR Roud Flow Cassette Type IDU's | 2.02 TR Roud Flow Cassette Type IDU's | Nos | 10 | 1120 | Approved
The Soul, Rajarhat | CLUB | HVAC Works |  | WO/HR01/CL07/9 | UNIVERSAL ENERGY SOLUTIONS PVT. LTD. | 2.56 TR Roud Flow Cassette Type IDU's | 2.56 TR Roud Flow Cassette Type IDU's | Nos | 6 | 1120 | Approved
The Soul, Rajarhat | CLUB | HVAC Works |  | WO/HR01/CL07/9 | UNIVERSAL ENERGY SOLUTIONS PVT. LTD. | 3.18 TR Roud Flow Cassette Type IDU's | 3.18 TR Roud Flow Cassette Type IDU's | Nos | 8 | 1120 | Approved
The Soul, Rajarhat | CLUB | HVAC Works |  | WO/HR01/CL07/9 | UNIVERSAL ENERGY SOLUTIONS PVT. LTD. | VRV Indoor Units. | VRV Indoor Units. VRV Indoor Units: Fully factory assembled, all wired & tested Indoor Units with cordless remote as per specifications & as required to make the system complete. VRV Indoor Units: One way Cassette Type IDU's Make: DAIKIN |  | 0 | 0 | Approved
The Soul, Rajarhat | CLUB | HVAC Works |  | WO/HR01/CL07/9 | UNIVERSAL ENERGY SOLUTIONS PVT. LTD. | 1.6 TR Roud Flow Cassette Type IDU's | 1.6 TR Roud Flow Cassette Type IDU's | Nos | 3 | 1680 | Approved
The Soul, Rajarhat | CLUB | HVAC Works |  | WO/HR01/CL07/9 | UNIVERSAL ENERGY SOLUTIONS PVT. LTD. | VRV Indoor Units. | VRV Indoor Units. VRV Indoor Units: Fully factory assembled, all wired & tested Indoor Units with cordless remote as per specifications & as required to make the system complete. VRV Indoor Units: Ceiling Mounted Duct Type IDU's Make: DAIKIN |  | 0 | 0 | Approved
The Soul, Rajarhat | CLUB | HVAC Works |  | WO/HR01/CL07/9 | UNIVERSAL ENERGY SOLUTIONS PVT. LTD. | 4.5 TR Ceiling Mounted Duct Type IDU's | 4.5 TR Ceiling Mounted Duct Type IDU's | Nos | 0 | 1680 | Approved
The Soul, Rajarhat | CLUB | HVAC Works |  | WO/HR01/CL07/9 | UNIVERSAL ENERGY SOLUTIONS PVT. LTD. | 5.5 TR Ceiling Mounted Duct Type IDU's | 5.5 TR Ceiling Mounted Duct Type IDU's | Nos | 0 | 2240 | Approved
The Soul, Rajarhat | CLUB | HVAC Works |  | WO/HR01/CL07/9 | UNIVERSAL ENERGY SOLUTIONS PVT. LTD. | 6.4 TR Ceiling Mounted Duct Type IDU's | 6.4 TR Ceiling Mounted Duct Type IDU's | Nos | 0 | 2240 | Approved
The Soul, Rajarhat | CLUB | HVAC Works |  | WO/HR01/CL07/9 | UNIVERSAL ENERGY SOLUTIONS PVT. LTD. | 8.0 TR Ceiling Mounted Duct Type IDU's | 8.0 TR Ceiling Mounted Duct Type IDU's | Nos | 0 | 2800 | Approved
The Soul, Rajarhat | CLUB | HVAC Works |  | WO/HR01/CL07/9 | UNIVERSAL ENERGY SOLUTIONS PVT. LTD. | Indoor Units | INSTALLATION TESTING COMISSIONING OF NON VRV Indoor Units: Ceiling Mounted Duct Type IDU's Make: DAIKIN |  | 0 | 0 | Approved
The Soul, Rajarhat | CLUB | HVAC Works |  | WO/HR01/CL07/9 | UNIVERSAL ENERGY SOLUTIONS PVT. LTD. | 8.5 TR | 8.5 TR | Nos | 4 | 3080 | Approved
The Soul, Rajarhat | CLUB | HVAC Works |  | WO/HR01/CL07/9 | UNIVERSAL ENERGY SOLUTIONS PVT. LTD. | 5.5 TR | 5.5 TR | Nos | 5 | 1960 | Approved
The Soul, Rajarhat | CLUB | HVAC Works |  | WO/HR01/CL07/9 | UNIVERSAL ENERGY SOLUTIONS PVT. LTD. | DX TFA Units | DX TFA Units: Treated Fresh Air Units: Daikin Make |  | 0 | 0 | Approved
The Soul, Rajarhat | CLUB | HVAC Works |  | WO/HR01/CL07/9 | UNIVERSAL ENERGY SOLUTIONS PVT. LTD. | Treated Fresh Air Unit : 988 CFM , 6.4 TR | Treated Fresh Air Unit : 988 CFM , 6.4 TR | Nos | 1 | 2800 | Approved
The Soul, Rajarhat | CLUB | HVAC Works |  | WO/HR01/CL07/9 | UNIVERSAL ENERGY SOLUTIONS PVT. LTD. | Treated Fresh Air Unit : 1230 CFM , 8.0 TR | Treated Fresh Air Unit : 1230 CFM , 8.0 TR | Nos | 1 | 3360 | Approved
The Soul, Rajarhat | CLUB | HVAC Works |  | WO/HR01/CL07/9 | UNIVERSAL ENERGY SOLUTIONS PVT. LTD. | Treated Fresh Air Units | Treated Fresh Air Units: Fully factory assembled, all wired & tested Indoor Units with cordless remote as per specifications & as required to make the system complete. Make: EDGETECH / ZECO |  | 0 | 0 | Approved
The Soul, Rajarhat | CLUB | HVAC Works |  | WO/HR01/CL07/9 | UNIVERSAL ENERGY SOLUTIONS PVT. LTD. | Treated Fresh Air Unit : 5500 CFM , 14.0 TR | Treated Fresh Air Unit : 5500 CFM , 14.0 TR | Nos | 0 | 8400 | Approved
The Soul, Rajarhat | CLUB | HVAC Works |  | WO/HR01/CL07/9 | UNIVERSAL ENERGY SOLUTIONS PVT. LTD. | Installation Testing and commissioning o of Refnet Joint for Indoor Unit | Installation Testing and commissioning o of Refnet Joint for Indoor Unit Make: DAIKIN |  | 0 | 0 | Approved
The Soul, Rajarhat | CLUB | HVAC Works |  | WO/HR01/CL07/9 | UNIVERSAL ENERGY SOLUTIONS PVT. LTD. | Fully factory assembled,copper refnet joint for VRV Indoor Unit | Fully factory assembled, copper refnet joint for VRV Indoor Unit | Nos | 31 | 504 | Approved
The Soul, Rajarhat | CLUB | HVAC Works |  | WO/HR01/CL07/9 | UNIVERSAL ENERGY SOLUTIONS PVT. LTD. | Installation Testing and comissioning o of Hi wall Split Unit | Installation Testing and commissioning of Hi wall Split Unit | Nos | 1 | 1120 | Approved
The Soul, Rajarhat | CLUB | HVAC Works |  | WO/HR01/CL07/9 | UNIVERSAL ENERGY SOLUTIONS PVT. LTD. | Installation Testing and commissioning of DX Expansion valve with control kit for AHU / TFA | Installation Testing and commissioning of DX Expansion valve with control kit for AHU / TFA | Nos | 0 | 1680 | Approved
The Soul, Rajarhat | CLUB | HVAC Works |  | WO/HR01/CL07/9 | UNIVERSAL ENERGY SOLUTIONS PVT. LTD. | DOL starter panel | Supply Installation, Testing & Commissioning of The Starter Panel Should be DOL starter panel complete with MCB, ammeter and voltmeter with selector switch, suitable rating contactors, O/L relay, terminal with control cable. Make: CPRI CERTIFIED PANEL BUILDER | Nos | 3 | 12387 | Approved
The Soul, Rajarhat | CLUB | HVAC Works |  | WO/HR01/CL07/9 | UNIVERSAL ENERGY SOLUTIONS PVT. LTD. | VRV systems including topping R410A gas | Commissioning of VRV systems including topping R410A gas as per site requirements. Refrigerant shall be environmental friendly R410A | HP | 108 | 717 | Approved
The Soul, Rajarhat | CLUB | HVAC Works |  | WO/HR01/CL07/9 | UNIVERSAL ENERGY SOLUTIONS PVT. LTD. | Copper Refrigerant Piping with Insulation:(VRV) | Copper Refrigerant Piping with Insulation:(VRV) Supply ,Installation, Testing & Commissioning of Copper Refrigerant piping for VRV system complete with fittings, supports, joining, Class O insulation with nitrile rubber, commissioning as per specifications , all accessories as per specifications any other item required to make the system complete Make: COPPER PIPE - DAIKIN /MANDEV/ RAJCO INSULATION - ARMACELL/ K FLEX/A FLEX |  | 0 | 0 | Approved
The Soul, Rajarhat | CLUB | HVAC Works |  | WO/HR01/CL07/9 | UNIVERSAL ENERGY SOLUTIONS PVT. LTD. | 6.4 mm dia SD - 13 mm thk. Insulation | 6.4 mm dia SD - 13 mm thk. Insulation | RMT | 40 | 251 | Approved
The Soul, Rajarhat | CLUB | HVAC Works |  | WO/HR01/CL07/9 | UNIVERSAL ENERGY SOLUTIONS PVT. LTD. | 9.5 mm dia SD - 13 mm thk. Insulation | 9.5 mm dia SD - 13 mm thk. Insulation | RMT | 290 | 353 | Approved
The Soul, Rajarhat | CLUB | HVAC Works |  | WO/HR01/CL07/9 | UNIVERSAL ENERGY SOLUTIONS PVT. LTD. | 12.7 mm dia SD - 13 mm thk. Insulation | 12.7 mm dia SD - 13 mm thk. Insulation | RMT | 190 | 431 | Approved
The Soul, Rajarhat | CLUB | HVAC Works |  | WO/HR01/CL07/9 | UNIVERSAL ENERGY SOLUTIONS PVT. LTD. | 15.9 mm dia HD - 19 mm thk. Insulation | 15.9 mm dia HD - 19 mm thk. Insulation | RMT | 160 | 587 | Approved
The Soul, Rajarhat | CLUB | HVAC Works |  | WO/HR01/CL07/9 | UNIVERSAL ENERGY SOLUTIONS PVT. LTD. | 19.1 mm dia HD - 19 mm thk. Insulation | 19.1 mm dia HD - 19 mm thk. Insulation | RMT | 35 | 676 | Approved
The Soul, Rajarhat | CLUB | HVAC Works |  | WO/HR01/CL07/9 | UNIVERSAL ENERGY SOLUTIONS PVT. LTD. | 22.2 mm dia HD- 19 mm thk. Insulation | 22.2 mm dia HD- 19 mm thk. Insulation | RMT | 150 | 810 | Approved
The Soul, Rajarhat | CLUB | HVAC Works |  | WO/HR01/CL07/9 | UNIVERSAL ENERGY SOLUTIONS PVT. LTD. | 25.4 mm dia HD- 19 mm thk. Insulation | 25.4 mm dia HD- 19 mm thk. Insulation | RMT | 0 | 1062 | Approved
The Soul, Rajarhat | CLUB | HVAC Works |  | WO/HR01/CL07/9 | UNIVERSAL ENERGY SOLUTIONS PVT. LTD. | 28.6 mm dia HD - 19 mm thk. Insulation | 28.6 mm dia HD - 19 mm thk. Insulation | RMT | 175 | 1138 | Approved
The Soul, Rajarhat | CLUB | HVAC Works |  | WO/HR01/CL07/9 | UNIVERSAL ENERGY SOLUTIONS PVT. LTD. | 34.9 mm dia HD - 19 mm thk. Insulation | 34.9 mm dia HD - 19 mm thk. Insulation | RMT | 10 | 1577 | Approved
The Soul, Rajarhat | CLUB | HVAC Works |  | WO/HR01/CL07/9 | UNIVERSAL ENERGY SOLUTIONS PVT. LTD. | 41.3 mm dia HD - 19 mm thk. Insulation | 41.3 mm dia HD - 19 mm thk. Insulation | RMT | 0 | 2118 | Approved
The Soul, Rajarhat | CLUB | HVAC Works |  | WO/HR01/CL07/9 | UNIVERSAL ENERGY SOLUTIONS PVT. LTD. | Communication Cable | Communication Cable Supply, Installation, testing & commissioning of Control cum Transmission wiring in suitable conduits between indoor & outdoor units. Make: POLYCAB / RR KABLE/ HAVELLS |  | 0 | 0 | Approved
The Soul, Rajarhat | CLUB | HVAC Works |  | WO/HR01/CL07/9 | UNIVERSAL ENERGY SOLUTIONS PVT. LTD. | 2C X 1.0 Sq.mm Copper Flexible | 2C X 1.0 Sq.mm Copper Flexible | RMT | 600 | 83 | Approved
The Soul, Rajarhat | CLUB | HVAC Works |  | WO/HR01/CL07/9 | UNIVERSAL ENERGY SOLUTIONS PVT. LTD. | Drain Piping: | Drain Piping: Supply & installation of floor wise Drain Piping with all necessary fittings & supporting arrangement duly insulated with 6 mm thick tubular elastomeric nitrile rubber insulation. Make: PIPE - SUPREME/ ASHIRVAD INSULATION- ARMACELL/ K FLEX /A FLEX |  | 0 | 0 | Approved
The Soul, Rajarhat | CLUB | HVAC Works |  | WO/HR01/CL07/9 | UNIVERSAL ENERGY SOLUTIONS PVT. LTD. | 50 mm NB rigid CPVC/UPVC Pipe with insulation | 50 mm NB rigid CPVC/UPVC Pipe with insulation | RMT | 10 | 468 | Approved
The Soul, Rajarhat | CLUB | HVAC Works |  | WO/HR01/CL07/9 | UNIVERSAL ENERGY SOLUTIONS PVT. LTD. | 40 mm NB rigid CPVC/UPVC Pipe with insulation | 40 mm NB rigid CPVC/UPVC Pipe with insulation | RMT | 55 | 319 | Approved
The Soul, Rajarhat | CLUB | HVAC Works |  | WO/HR01/CL07/9 | UNIVERSAL ENERGY SOLUTIONS PVT. LTD. | 32 mm NB rigid CPVC/UPVC Pipe with insulation | 32 mm NB rigid CPVC/UPVC Pipe with insulation | RMT | 85 | 236 | Approved
The Soul, Rajarhat | CLUB | HVAC Works |  | WO/HR01/CL07/9 | UNIVERSAL ENERGY SOLUTIONS PVT. LTD. | 25 mm NB rigid CPVC/UPVC Pipe with insulation | 25 mm NB rigid CPVC/UPVC Pipe with insulation | RMT | 160 | 185 | Approved
The Soul, Rajarhat | CLUB | HVAC Works |  | WO/HR01/CL07/9 | UNIVERSAL ENERGY SOLUTIONS PVT. LTD. | Air Distribution Works : | Air Distribution Works : Supply ,Installation, Testing & Commissioning of GSS Rectangular Ducting (Site Fabricated) complete with fittings, flanges, bracings, supports, all accessories as per specifications any other item required to make the system complete. Make: SAIL / JINDAL |  | 0 | 0 | Approved
The Soul, Rajarhat | CLUB | HVAC Works |  | WO/HR01/CL07/9 | UNIVERSAL ENERGY SOLUTIONS PVT. LTD. | 20 SWG | 20 SWG | Sq.Mtr. | 0 | 1102 | Approved
The Soul, Rajarhat | CLUB | HVAC Works |  | WO/HR01/CL07/9 | UNIVERSAL ENERGY SOLUTIONS PVT. LTD. | 22 SWG | 22 SWG | Sq.Mtr. | 285 | 900 | Approved
The Soul, Rajarhat | CLUB | HVAC Works |  | WO/HR01/CL07/9 | UNIVERSAL ENERGY SOLUTIONS PVT. LTD. | 24 SWG | 24 SWG | Sq.Mtr. | 850 | 740 | Approved
The Soul, Rajarhat | CLUB | HVAC Works |  | WO/HR01/CL07/9 | UNIVERSAL ENERGY SOLUTIONS PVT. LTD. | Duct Thermal insulations | Supply, installation, testing & commissioning of Duct Thermal insulations of ducting with 19 mm thick Class O closed cell nitrile rubber insulation Make: ARMACELL/ K FLEX / A FLEX | Sq.Mtr. | 370 | 584 | Approved
The Soul, Rajarhat | CLUB | HVAC Works |  | WO/HR01/CL07/9 | UNIVERSAL ENERGY SOLUTIONS PVT. LTD. | Duct Thermal insulations | Supply, installation, testing & commissioning of Duct Thermal insulations of ducting with 13 mm thick Class O closed cell nitrile rubber insulation Make: ARMACELL/ K FLEX / A FLEX | Sq.Mtr. | 320 | 459 | Approved
The Soul, Rajarhat | BLOCK | HVAC Works |  |  |  | Underdeck insulations | Supply, installation, testing & commissioning of Underdeck insulations with 25 mm thick XLPE/Nitrile insulation Make: ARMACELL/ K FLEX / A FLEX | Sq.Mtr. |  |  | Approved
The Soul, Rajarhat | CLUB | HVAC Works |  | WO/HR01/CL07/9 | UNIVERSAL ENERGY SOLUTIONS PVT. LTD. | Underdeck insulations | Supply, installation, testing & commissioning of Underdeck insulations with 25 mm thick XLPE/Nitrile insulation Make: ARMACELL/ K FLEX / A FLEX | Sq.Mtr. | 800 | 720 | Approved
The Soul, Rajarhat | CLUB | HVAC Works |  | WO/HR01/CL07/9 | UNIVERSAL ENERGY SOLUTIONS PVT. LTD. | Duct Acoustic insulations | Supply, installation, testing & commissioning of Duct Acoustic insulations of ducting with 10mm thick class- 1 open cell nitrile rubber insulation having density ( 140-180 Kg/Cum) Make: ARMACELL/ K FLEX / A FLEX | Sq.Mtr. | 60 | 845 | Approved
The Soul, Rajarhat | CLUB | HVAC Works |  | WO/HR01/CL07/9 | UNIVERSAL ENERGY SOLUTIONS PVT. LTD. | Flexible connection between duct & fresh air unit | Supply, installation, testing & commissioning of flexible connection between duct & fresh air unit Make: EASYFLEX / RESISTOFLEX | Nos | 28 | 1362 | Approved
The Soul, Rajarhat | CLUB | HVAC Works |  | WO/HR01/CL07/9 | UNIVERSAL ENERGY SOLUTIONS PVT. LTD. | MS/GI Duct Damper | Supply, installation, testing & commissioning MS/GI Duct Damper for manual control of volume of air flow and for proper balancing of the air distribution system.(Min. billing quantity of grill/diffuser/damper are 0.1sqmt) Make: AIRFLOW / SYSTEMAIR / CONAIR/ CARYAIRE | Sq.Mtr. | 3 | 7298 | Approved
The Soul, Rajarhat | CLUB | HVAC Works |  | WO/HR01/CL07/9 | UNIVERSAL ENERGY SOLUTIONS PVT. LTD. | MS/GI Caller damper | Supply, installation, testing & commissioning MS/GI Caller damper for manual control of volume of air flow and for proper balancing of the air distribution system.(Min. billing quantity of grill/diffuser/damper are 0.1sqmt) Make: AIRFLOW / SYSTEMAIR / CONAIR/ CARYAIRE | Sq.Mtr. | 15 | 4254 | Approved
The Soul, Rajarhat | CLUB | HVAC Works |  | WO/HR01/CL07/9 | UNIVERSAL ENERGY SOLUTIONS PVT. LTD. | Extruded aluminum powder coated grill | Supply, installation, testing & commissioning of extruded aluminum powder coated grill.(Min. billing quantity of grill/diffuser/damper are 0.1sqmt) Make: AIRFLOW / SYSTEMAIR / CONAIR/ CARYAIRE | Sq.Mtr. | 34 | 5188 | Approved
The Soul, Rajarhat | CLUB | HVAC Works |  | WO/HR01/CL07/9 | UNIVERSAL ENERGY SOLUTIONS PVT. LTD. | Extorted aluminium powder coated Rain protection louver | Supply, installation, testing & commissioning of extorted aluminium powder coated Rain protection louver.(Min. billing quantity of grill/diffuser/damper are 0.1sqmt) Make: AIRFLOW / SYSTEMAIR / CONAIR/ CARYAIRE | Sq.Mtr. | 7 | 7298 | Approved
The Soul, Rajarhat | CLUB | HVAC Works |  | WO/HR01/CL07/9 | UNIVERSAL ENERGY SOLUTIONS PVT. LTD. | GI motorized fire Damper | Supply, installation, testing and commissioning of GI motorized fire Damper .(Min. billing qty should be 0.1 sq.mtr.) Make: AIRFLOW / SYSTEMAIR / CONAIR/ CARYAIRE | Sq.Mtr. | 6 | 8812 | Approved
The Soul, Rajarhat | CLUB | HVAC Works |  | WO/HR01/CL07/9 | UNIVERSAL ENERGY SOLUTIONS PVT. LTD. | Actuator | Actuator for above damper Make: AIRFLOW / SYSTEMAIR / CONAIR/ CARYAIRE | Nos | 21 | 8074 | Approved
The Soul, Rajarhat | CLUB | HVAC Works |  | WO/HR01/CL07/9 | UNIVERSAL ENERGY SOLUTIONS PVT. LTD. | Extruded aluminium powder coated supply Air Diffuser | Supply, installation, testing & commissioning of extruded aluminium powder coated supply Air Diffuser .(Min. billing quantity of grill/diffuser/damper are 0.1sqmt) Make: AIRFLOW / SYSTEMAIR / CONAIR/ CARYAIRE | Sq.Mtr. | 1.2 | 11995 | Approved
The Soul, Rajarhat | CLUB | HVAC Works |  | WO/HR01/CL07/9 | UNIVERSAL ENERGY SOLUTIONS PVT. LTD. | Extruded aluminium powder coated return Air Diffuser | Supply, installation, testing & commissioning of extruded aluminium powder coated return Air Diffuser .(Min. billing quantity of grill/diffuser/damper are 0.1sqmt) Make: AIRFLOW / SYSTEMAIR / CONAIR/ CARYAIRE | Sq.Mtr. | 1.2 | 9861 | Approved
The Soul, Rajarhat | CLUB | HVAC Works |  | WO/HR01/CL07/9 | UNIVERSAL ENERGY SOLUTIONS PVT. LTD. | PVC Disc valve | Supply, installation, testing & commissioning of PVC Disc valve for Toilet Exhaust system Make: AIRFLOW / SYSTEMAIR / CONAIR/ CARYAIRE | Nos | 65 | 466 | Approved
The Soul, Rajarhat | CLUB | HVAC Works |  | WO/HR01/CL07/9 | UNIVERSAL ENERGY SOLUTIONS PVT. LTD. | Flexible insulated duct 100 mm Dia | Supply, installation, testing & commissioning of flexible insulated duct 100 mm Dia . Make: UP TWIGA x | RMT | 70 | 442 | Approved
The Soul, Rajarhat | CLUB | HVAC Works |  | WO/HR01/CL07/9 | UNIVERSAL ENERGY SOLUTIONS PVT. LTD. | Inline Fan for Toilet Exhaust and Fresh Air system | INLINE FAN Supply, installation, testing & commissioning of Inline Fan for Toilet Exhaust and Fresh Air system. Make: CARYAIRE / OSTBERG / SYSTEMAIR / NICOTRA |  | 0 | 0 | Approved
The Soul, Rajarhat | CLUB | HVAC Works |  | WO/HR01/CL07/9 | UNIVERSAL ENERGY SOLUTIONS PVT. LTD. | 650 cfm 15 mm Static | 650 cfm 15 mm Static | Nos | 2 | 16212 | Approved
The Soul, Rajarhat | CLUB | HVAC Works |  | WO/HR01/CL07/9 | UNIVERSAL ENERGY SOLUTIONS PVT. LTD. | 400 cfm 15 mm Static | 400 cfm 15 mm Static | Nos | 0 | 14515 | Approved
The Soul, Rajarhat | CLUB | HVAC Works |  | WO/HR01/CL07/9 | UNIVERSAL ENERGY SOLUTIONS PVT. LTD. | 1000 cfm 15 mm Static | 1000 cfm 15 mm Static | Nos | 1 | 20905 | Approved
The Soul, Rajarhat | CLUB | HVAC Works |  | WO/HR01/CL07/9 | UNIVERSAL ENERGY SOLUTIONS PVT. LTD. | 1100 cfm 15 mm Static | 1100 cfm 15 mm Static | Nos | 2 | 21465 | Approved
The Soul, Rajarhat | CLUB | HVAC Works |  | WO/HR01/CL07/9 | UNIVERSAL ENERGY SOLUTIONS PVT. LTD. | 1800 cfm 15 mm Static | 1800 cfm 15 mm Static | Nos | 1 | 27681 | Approved
The Soul, Rajarhat | CLUB | HVAC Works |  | WO/HR01/CL07/9 | UNIVERSAL ENERGY SOLUTIONS PVT. LTD. | CABINET TYPE VENTILATION UNIT FOR KITCHEN | CABINET TYPE VENTILATION UNIT FOR KITCHEN Supply, installation, testing and commissioning of ceiling suspended or floor mounted cabinet type double skin/SIGLE SKIN ventilation unit fabricated out of extruded aluminium section with 0.8mm pre-plastacized/pre-coated galvanaised steel sheet outside and 0.8mm plan galvanaised steel sheet inside complete with forward/backward curved fan, TEFC motor, drive, wire guard and vibration isolators, pre filter section with non woven synthetic media with efficiency 90% to 10microne and any accessories required to complete the system. Motor shall be suitable for 230 ± 10% volts, 50 cycles, 1 phase AC supply and shall have high efficiency motors(IE2).Fan Outlet Velocity not more than 10m/s. The panel shall be insulated with 25mm thick and 40±2kg/m³ density PUF. The fan capacity shall be based on outlet velocity not exceeding 10.0 m/s with 4P/IE2 motor. |  | 0 | 0 | Approved
The Soul, Rajarhat | CLUB | HVAC Works |  | WO/HR01/CL07/9 | UNIVERSAL ENERGY SOLUTIONS PVT. LTD. | 3600 CFM capacity with 15 mm wc static pressure | 3600 CFM capacity with 15 mm wc static pressure | Nos | 1 | 36568 | Approved
The Soul, Rajarhat | CLUB | HVAC Works |  | WO/HR01/CL07/9 | UNIVERSAL ENERGY SOLUTIONS PVT. LTD. | Propeller Fan Exhaust and Fresh Air system | Supply, installation, testing & commissioning of propeller Fan Exhaust and Fresh Air system. Make: CARYAIRE / SYSTEMAIR/ NICOTRA |  | 0 | 0 | Approved
The Soul, Rajarhat | CLUB | HVAC Works |  | WO/HR01/CL07/9 | UNIVERSAL ENERGY SOLUTIONS PVT. LTD. | 200 cfm | 200 cfm | Nos | 0 | 1876 | Approved
The Soul, Rajarhat | CLUB | HVAC Works |  | WO/HR01/CL07/9 | UNIVERSAL ENERGY SOLUTIONS PVT. LTD. | 350 cfm | 350 cfm | Nos | 1 | 2912 | Approved
The Soul, Rajarhat | CLUB | HVAC Works |  | WO/HR01/CL07/9 | UNIVERSAL ENERGY SOLUTIONS PVT. LTD. | 400 cfm | 400 cfm | Nos | 1 | 3024 | Approved
The Soul, Rajarhat | CLUB | HVAC Works |  | WO/HR01/CL07/9 | UNIVERSAL ENERGY SOLUTIONS PVT. LTD. | 700 cfm | 700 cfm | Nos | 1 | 5712 | Approved
The Soul, Rajarhat | CLUB | HVAC Works |  | WO/HR01/CL07/9 | UNIVERSAL ENERGY SOLUTIONS PVT. LTD. | 1000 cfm | 1000 cfm | Nos | 1 | 6866 | Approved
The Soul, Rajarhat | CLUB | HVAC Works |  | WO/HR01/CL07/9 | UNIVERSAL ENERGY SOLUTIONS PVT. LTD. | KITCHEN EXHAUST UNIT | KITCHEN EXHAUST UNIT Supply, installation, testing and commissioning of floor mounted SISW Exhaust Fan fabricated out of extruded aluminium section, SISW backward curved fan, TEFC induction motor, drive, wire guard and vibration isolators and any accessories required to complete the system. Motor shall be suitable for 415 ± 10% volts, 50 cycles, 3 phase AC supply and shall have high efficiency motors(IE2). The fan capacity shall be based on outlet velocity not exceeding 15.5 m/s with 4P/IE2 motor.( Foundation of Unit will be in Client Scope) Make: ZECO/ EDGETECH/ NICOTRA / KRUGER |  | 0 | 0 | Approved
The Soul, Rajarhat | CLUB | HVAC Works |  | WO/HR01/CL07/9 | UNIVERSAL ENERGY SOLUTIONS PVT. LTD. | 12500 CFM Having 60mm st. Pressure with vibration Isolator & Canvas Connection | 12500 CFM Having 60mm st. Pressure with vibration Isolator & Canvas Connection | Nos | 1 | 337120 | Approved
The Soul, Rajarhat | CLUB | HVAC Works |  | WO/HR01/CL07/9 | UNIVERSAL ENERGY SOLUTIONS PVT. LTD. | KITCHEN FRESHAIR UNIT | KITCHEN FRESHAIR UNIT Supply, installation, testing and commissioning of ceiling suspended or floor mounted cabinet type Single skin ventilation unit fabricated out of extruded aluminium section with 0.8mm pre-plasticized/pre-coated galvanized steel sheet outside and complete with forward/backward curved fan, TEFC motor, drive, wire guard and vibration isolators, pre filter section with non woven synthetic media with efficiency 90% to 10microne and any accessories required to complete the system. Motor shall be suitable for 415 ± 10% volts, 50 cycles, 3 phase AC supply and shall have high efficiency motors(IE2).Fan Outlet Velocity not more than 10m/s. The fan capacity shall be based on outlet velocity not exceeding 10.0 m/s with 4P/IE2 motor. Make: ZECO/ EDGETECH/ NICOTRA / KRUGER |  | 0 | 0 | Approved
The Soul, Rajarhat | CLUB | HVAC Works |  | WO/HR01/CL07/9 | UNIVERSAL ENERGY SOLUTIONS PVT. LTD. | 11000 CFM Fresh Air Unit 40mm st. Pressure | 11000 CFM Fresh Air Unit 40mm st. Pressure | Nos | 1 | 198800 | Approved
The Soul, Rajarhat | CLUB | HVAC Works |  | WO/HR01/CL07/9 | UNIVERSAL ENERGY SOLUTIONS PVT. LTD. | ELECTRICAL CABLING AND EARTHING | ELECTRICAL CABLING AND EARTHING Supply, erection, testing & commissioning of 1100V grade PVC sheathed armored cable. |  | 0 | 0 | Approved
The Soul, Rajarhat | CLUB | HVAC Works |  | WO/HR01/CL07/9 | UNIVERSAL ENERGY SOLUTIONS PVT. LTD. | 4C x 10 sqmm copper | 4C x 10 sqmm copper | RMT | 210 | 589 | Approved
The Soul, Rajarhat | CLUB | HVAC Works |  | WO/HR01/CL07/9 | UNIVERSAL ENERGY SOLUTIONS PVT. LTD. | 4C x 6 sqmm copper | 4C x 6 sqmm copper | RMT | 170 | 519 | Approved
The Soul, Rajarhat | CLUB | HVAC Works |  | WO/HR01/CL07/9 | UNIVERSAL ENERGY SOLUTIONS PVT. LTD. | 3C x 2.5 sqmm copper | 3C x 2.5 sqmm copper | RMT | 310 | 225 | Approved
The Soul, Rajarhat | CLUB | HVAC Works |  | WO/HR01/CL07/9 | UNIVERSAL ENERGY SOLUTIONS PVT. LTD. | 3C x 1.5 sqmm copper | 3C x 1.5 sqmm copper | RMT | 310 | 151 | Approved
The Soul, Rajarhat | CLUB | HVAC Works |  | WO/HR01/CL07/9 | UNIVERSAL ENERGY SOLUTIONS PVT. LTD. | 6 SWG GI Earthing | 6 SWG GI Earthing | RMT | 750 | 29 | Approved
The Soul, Rajarhat | CLUB | HVAC Works |  | WO/HR01/CL07/9 | UNIVERSAL ENERGY SOLUTIONS PVT. LTD. | 50 x 5 GI Strip | 50 x 5 GI Strip | RMT | 0 | 194 | Approved
The Soul, Rajarhat | CLUB | HVAC Works |  | WO/HR01/CL07/9 | UNIVERSAL ENERGY SOLUTIONS PVT. LTD. | 25 x 3 GI Strip | 25 x 3 GI Strip | RMT | 100 | 98 | Approved
The Soul, Rajarhat | CLUB | HVAC Works |  | WO/HR01/CL07/9 | UNIVERSAL ENERGY SOLUTIONS PVT. LTD. | Perforated Type Cable Tray | Perforated Type Cable Tray Supply, erection, testing & commissioning of perforated type cable tray along with proper support & hanging arrangement . |  | 0 | 0 | Approved
The Soul, Rajarhat | CLUB | HVAC Works |  | WO/HR01/CL07/9 | UNIVERSAL ENERGY SOLUTIONS PVT. LTD. | 300 mm width | 300 mm width | RMT | 33 | 832 | Approved
The Soul, Rajarhat | CLUB | HVAC Works |  | WO/HR01/CL07/9 | UNIVERSAL ENERGY SOLUTIONS PVT. LTD. | 200 mm width | 200 mm width | RMT | 0 | 614 | Approved
The Soul, Rajarhat | CLUB | HVAC Works |  | WO/HR01/CL07/9 | UNIVERSAL ENERGY SOLUTIONS PVT. LTD. | 150 mm width | 150 mm width | RMT | 13 | 439 | Approved
The Soul, Rajarhat | CLUB | HVAC Works |  | WO/HR01/CL07/9 | UNIVERSAL ENERGY SOLUTIONS PVT. LTD. | Cable Termination | Cable Termination Supply, erection, testing & commissioning of Gland termination for Power cable & control cable Make: COMMET / ARUN |  | 0 | 0 | Approved
The Soul, Rajarhat | CLUB | HVAC Works |  | WO/HR01/CL07/9 | UNIVERSAL ENERGY SOLUTIONS PVT. LTD. | 4C x 10 sqmm copper | 4C x 10 sqmm copper | Nos | 14 | 493 | Approved
The Soul, Rajarhat | CLUB | HVAC Works |  | WO/HR01/CL07/9 | UNIVERSAL ENERGY SOLUTIONS PVT. LTD. | 4C x 6 sqmm copper | 4C x 6 sqmm copper | Nos | 14 | 414 | Approved
The Soul, Rajarhat | CLUB | HVAC Works |  | WO/HR01/CL07/9 | UNIVERSAL ENERGY SOLUTIONS PVT. LTD. | 3C x 2.5 sqmm copper | 3C x 2.5 sqmm copper | Nos | 28 | 325 | Approved
The Soul, Rajarhat | CLUB | HVAC Works |  | WO/HR01/CL07/9 | UNIVERSAL ENERGY SOLUTIONS PVT. LTD. | 3C x 1.5 sqmm copper | 3C x 1.5 sqmm copper | Nos | 14 | 286 | Approved
The Soul, Rajarhat | CLUB | HVAC Works |  | WO/HR01/CL07/9 | UNIVERSAL ENERGY SOLUTIONS PVT. LTD. | ELECTRICAL PANEL FOR VRV ODU | ELECTRICAL PANEL FOR VRV ODU Supply, Installation, Testing, Commissioning of following cubicle type panels constructed from 2mm thick sheet steel enclosed separate compartment for each feeder or feeders, front operated. rear connection indoor type(IP54), dust proof, lockable door, complete with all internal wiring, colour coadding with ferrules, removal cable glands plate, bonding to earth and powder coated painting, all accessories and supporting structure. All ammeters with CT and ASS, voltmeter and energy meters and all panel components as specified. MS base frame, separate adequate cable alley for incoming and outgoing termination. All switch gear to have protection levels as specified. a) INCOMER "i) 1 No. - 415V, 4P , MCCB ,160A ,36KA with S/C, O/L as Incomer. iii) 1 set digital ammeter with CT,ASS. iv) 1set digital voltmeter, VSS. v) Phase indicating lights in R,Y,B colour , Incomer ON/Trip Indication Lamp. vi) 415V, 200A, 36KA, AL BUS BAR with heat shrinkable sleeves. vii) IP 54 protection. Out goings i)For VRV ODU 25/ 40A TPN MCB (4W+1S) Controls & interlocking accessories as required LOT Make: CPRI CERTIFIED PANEL BUILDER | Nos | 1 | 61838 | Approved
The Soul, Rajarhat | CLUB | HVAC Works |  | WO/HR01/CL07/9 | UNIVERSAL ENERGY SOLUTIONS PVT. LTD. | ELECTRICAL PANEL FOR VRV ODU | ELECTRICAL PANEL FOR VRV ODU Supply, Installation, Testing, Commissioning of following cubicle type panels constructed from 2mm thick sheet steel enclosed separate compartment for each feeder or feeders, front operated. rear connection indoor type(IP54), dust proof, lockable door, complete with all internal wiring, colour coading with ferruls, removal cable glands plate, bonding to earth and powder coated painting, all accessories and supporting structure. All ammeters with CT and ASS, voltmeter and energy meters and all panel components as specified. MS base frame, separate adequate cable alley for incoming and outgoing termination. All switch gear to have protection levels as specified. a) INCOMER "i) 1 No. - 415V, 4P , MCCB ,250A ,36KA with S/C, O/L as Incomer. iii) 1 set digital ammeter with CT,ASS. iv) 1set digital voltmeter, VSS. v) Phase indicating lights in R,Y,B colour , Incomer ON/Trip Indication Lamp. vi) 415V, 320A, 36KA, AL BUS BAR with heat shrinkable sleeves. vii) IP 54 protection. Out goings i)For VRV ODU & DUCTBALE ODU 25/ 40A TPN MCB (7W+1S) 63A TPN MCB (3W+1S) Controls & interlocking accessories as required LOT Make: CPRI CERTIFIED PANEL BUILDER | Nos | 1 | 98000 | Approved
The Soul, Rajarhat | CLUB | HVAC Works |  | WO/HR01/CL07/9 | UNIVERSAL ENERGY SOLUTIONS PVT. LTD. | MS Structure for Axial flow fan / other HVAC Equipment related works | Supply, installation, testing commissioning of MS Structure for Axial flow fan / other HVAC Equipment related works . | Kg | 0 | 125 | Approved
The Soul, Rajarhat | CLUB | HVAC Works |  | WO/HR01/CL07/9 | UNIVERSAL ENERGY SOLUTIONS PVT. LTD. | Factory fricated Cowling | Supply, installation, testing commissioning of Factory fricated Cowling for Axial flow fan . | Nos | 11 | 6200 | Approved
The Soul, Rajarhat | CLUB | HVAC Works |  | WO/HR01/CL07/9 | UNIVERSAL ENERGY SOLUTIONS PVT. LTD. | AXIAL FLOW FAN FOR IN CASE OF FIRE | AXIAL FLOW FAN FOR IN CASE OF FIRE Supply, installation, testing and commissioning of ceiling mounted or floor or loft mounted Tube Axial Fans complete with MS/GI casing, cast aluminium alloy blade, TEFC Sq. cage induction motor with support, mounting, fire retardant flexible canvass, wire guard and vibration isolators. Motor shall be suitable for 415 ± 10% volts, 50 cycles, 3 phase AC supply and shall have high efficiency motors(IE2/4P). Make: KRUGER / GREENHECK/ FLAKTWOOD / NICOTRA/ SYSTEMAIR |  | 0 | 0 | Approved
The Soul, Rajarhat | CLUB | HVAC Works |  | WO/HR01/CL07/9 | UNIVERSAL ENERGY SOLUTIONS PVT. LTD. | 2600 cfm capacity with 20 mmwc static pressure (Motor Class F, Protection IP55 ) | 2600 cfm capacity with 20 mmwc static pressure (Motor Class F, Protection IP55 ) | Nos | 1 | 38612 | Approved
The Soul, Rajarhat | CLUB | HVAC Works |  | WO/HR01/CL07/9 | UNIVERSAL ENERGY SOLUTIONS PVT. LTD. | 2600 cfm capacity with 20 mmwc static pressure (Motor Class H, Protection IP55 ) | 2600 cfm capacity with 20 mmwc static pressure (Motor Class H, Protection IP55 ) | Nos | 1 | 45052 | Approved
The Soul, Rajarhat | CLUB | HVAC Works |  | WO/HR01/CL07/9 | UNIVERSAL ENERGY SOLUTIONS PVT. LTD. | 2400 cfm capacity with 20 mmwc static pressure (Motor Class H, Protection IP55 ) | 2400 cfm capacity with 20 mmwc static pressure (Motor Class H, Protection IP55 ) | Nos | 2 | 45052 | Approved
The Soul, Rajarhat | CLUB | HVAC Works |  | WO/HR01/CL07/9 | UNIVERSAL ENERGY SOLUTIONS PVT. LTD. | 2400 cfm capacity with 20 mmwc static pressure (Motor Class F, Protection IP55 ) | 2400 cfm capacity with 20 mmwc static pressure (Motor Class F, Protection IP55 ) | Nos | 1 | 38612 | Approved
The Soul, Rajarhat | CLUB | HVAC Works |  | WO/HR01/CL07/9 | UNIVERSAL ENERGY SOLUTIONS PVT. LTD. | 3200 cfm capacity with 20 mmwc static pressure (Motor Class F, Protection IP55 ) | 3200 cfm capacity with 20 mmwc static pressure (Motor Class F, Protection IP55 ) | Nos | 2 | 41748 | Approved
The Soul, Rajarhat | CLUB | HVAC Works |  | WO/HR01/CL07/9 | UNIVERSAL ENERGY SOLUTIONS PVT. LTD. | 3200 cfm capacity with 20 mmwc static pressure (Motor Class H, Protection IP55 ) | 3200 cfm capacity with 20 mmwc static pressure (Motor Class H, Protection IP55 ) | Nos | 2 | 49476 | Approved
The Soul, Rajarhat | CLUB | HVAC Works |  | WO/HR01/CL07/9 | UNIVERSAL ENERGY SOLUTIONS PVT. LTD. | 9100 cfm capacity with 20 mmwc static pressure (Motor Class H, Protection IP55 ) | 9100 cfm capacity with 20 mmwc static pressure (Motor Class H, Protection IP55 ) | Nos | 1 | 73438 | Approved
The Soul, Rajarhat | CLUB | HVAC Works |  | WO/HR01/CL07/9 | UNIVERSAL ENERGY SOLUTIONS PVT. LTD. | 9100 cfm capacity with 20 mmwc static pressure (Motor Class F, Protection IP55 ) | 9100 cfm capacity with 20 mmwc static pressure (Motor Class F, Protection IP55 ) | Nos | 1 | 66998 | Approved
The Soul, Rajarhat | CLUB | HVAC Works |  | WO/HR01/CL07/9 | UNIVERSAL ENERGY SOLUTIONS PVT. LTD. | 9500 cfm capacity with 20 mmwc static pressure (Motor Class F, Protection IP55 ) | 9500 cfm capacity with 20 mmwc static pressure (Motor Class F, Protection IP55 ) | Nos | 1 | 66998 | Approved
The Soul, Rajarhat | CLUB | HVAC Works |  | WO/HR01/CL07/9 | UNIVERSAL ENERGY SOLUTIONS PVT. LTD. | 9500 cfm capacity with 20 mmwc static pressure (Motor Class H, Protection IP55 ) | 9500 cfm capacity with 20 mmwc static pressure (Motor Class H, Protection IP55 ) | Nos | 1 | 73438 | Approved
The Soul, Rajarhat | CLUB | HVAC Works |  | WO/HR01/CL07/9 | UNIVERSAL ENERGY SOLUTIONS PVT. LTD. | DOL/Star Delta Starter Panel | Supply, erection, testing & commissioning of DOL/Star Delta Starter Panel complete with MCB/MCCB as incomer with Indication Lamp, overload, ON/OFF/Trip indication lamp and also with ON/OFF push button, manual / auto selector switch etc. and suitable potential free contacts shall be made available as per requirement of I/O summary. Make: CPRI CERTIFIED PANEL BUILDER |  | 0 | 0 | Approved
The Soul, Rajarhat | CLUB | HVAC Works |  | WO/HR01/CL07/9 | UNIVERSAL ENERGY SOLUTIONS PVT. LTD. | 0.55 to 5.5 Kw ThreePhase/Single Phase DOL Starter | 0.55 to 5.5 Kw Three Phase/Single Phase DOL Starter | Nos | 13 | 12387 | Approved
The Soul, Rajarhat | CLUB | HVAC Works |  | WO/HR01/CL07/9 | UNIVERSAL ENERGY SOLUTIONS PVT. LTD. | Flexible connection between duct & Axial Flow Fan | Supply, installation, testing & commissioning of flexible connection between duct & Axial Flow Fan Make: EASYFLEX/ RESISTOFLEX | Nos | 15 | 1512 | Approved
The Soul, Rajarhat | CLUB | HVAC Works |  | WO/HR01/CL07/9 | UNIVERSAL ENERGY SOLUTIONS PVT. LTD. | Gravity damper with bird screen | Supply, installation, testing and balancing of Gravity damper with bird screen for exhaust air as per specifications .(Min. billing qty should be 0.1 sq.mtr.) Make: AIRFLOW / SYSTEMAIR / CONAIR/ CARYAIRE | Sq.Mtr. | 0 | 7656 | Approved
Primarc Chambers | BLOCK | Electrical | Internal Electrical | WO/PCH/PC01/9 | DIAMOND PROJECTS | Internal Electrical work | Supply & Labour charges/sq.ft. on plate area of total internal electrical work Surface/recess type wiring including supply of MMS, PVC/MMS FRLS PVC Conduit, MS circular box for slab casting and wall conduiting including supply of Sand, MS JB of approved make, Receiving and Fixing of modular box, wire pulling, fixing of switch & socket, distribution boxes & MCB,wiring of light point, power point ,fan, exhaust fan, AC point for common area. main line wiring for common area of every floor as required, Laying of suitable sizes of XLPE armoured cable including suply of all accessories from Common Service Panel for Common Service , Making end termination of 1.1 KV grade XlPE cable in LT Panel for Common service Area Cable, Receiving & fixing of Main Switch/MCCB/ DB in Common area, Supply & Installation of lift shaft electrical work, supply and Fixing of modular box, wire pulling, supply & fixing of switch & socket, fixing of distribution boxes & MCB, main line wiring for Lift as required, TV & Telephone, internet system conduit & cable laying for Common area , Lift & Meter room . Common area ,earthing system including supply of materials like GI Pipe electrode & GI strip of standard size & approved make. Fixing of fixture as per drawing complete in all respect & as per annexture attach with the WO. (Area : Basement to 15 th Floor), Plate area details - Basement - 1504 Sq. Ft. Ground - 6572 Sq. Ft. 1st - 11738 Sq. Ft. 2nd-11426 Sq. Ft. 3rd- 11426 Sq. Ft. 4th- 9262 Sq. Ft. 5th to 15th - 2255 Sq. Ft/ Floor. This includes Lift well, Electrical & ELV Shaft but excluding Ventilation Shaft & Other Cut out. | Sq.Ft. | 76734 | 17 | Approved
The Ramdulari | BLOCK | Water Proofing |  | WO/RP/RP02/11 | AKJ Engineers Pvt. Ltd. | Basement waterproofing work | Basement & Retaining wall waterproofing work: Surface Cleaning (Over PCC) : Cleaning of concrete surface to remove dust, oil, grease incl. removal of existing cement laitance by cleaning with brushing, water etc., complete as per direction of EIC. HDPE membrane over PCC : Supplying and installing 1.2mm thick HDPE membrane, SikaProof 312 IN HDPE having puncture resistance of 450N (as per ASTM E 154) and hydrostatic head resistance not less than 60m head of water (ASTM D 5385).The system should be loosely laid over the PCC, having a trafficable granular layer. Surface Preparation (R/Wall Inside & Outside) : Cleaning of concrete surface to remove dust, oil, grease incl. removal of existing cement laitance by cleaning with brushing, water etc., making necessary groove along the existing construction joints, removal of loose mortar/ concrete , providing a bond coat of Sika Latex Power admixed cement slurry & finally patching the same with Sika Latex Power enriched cement-sand mortar etc.all complete as per manufacturers specification and direction of EIC. Coating Work (Over R/Wall outside) : Charges towards providing & laying 1.5 mm thick Cross laminated Valéron film faced self adhesive bituminous water proofing membrane, shall conform to the requirements of DIN EN 1849-1 for thickness with a puncture resistance of >220 N as per ASTM E154 after Cleaning the surface, Priming the surface with cold applied bituminous primer , properly sealing the joints & maintaining 100 mm overlap between the membrane selvedge & 150 mm overlap on the end joints of the membrane etc. complete as per manufactures specification & direction of EIC. Material: SikaBit W-1, SikaBit W-15, Drainboard (Cement & Sand/Aggregates will be supplied by client but subject to reconciliation) |  | 0 | 0 | Approved
The Ramdulari | BLOCK | Water Proofing |  | WO/RP/RP02/11 | AKJ Engineers Pvt. Ltd. | a. Basement : | a. Basement : Surface Cleaning, HDPE | Sq.Mtr. | 2726 | 725 | Approved
The Ramdulari | BLOCK | Water Proofing |  | WO/RP/RP02/11 | AKJ Engineers Pvt. Ltd. | b. Ret. Wall (Positive side) : | b. Ret. Wall (Positive side) : Surface Preparation, Sikabit W1 & W15, Drainboard | Sq.Mtr. | 1363 | 1000 | Approved
The Ramdulari | BLOCK | Water Proofing |  | WO/RP/RP02/11 | AKJ Engineers Pvt. Ltd. | Nozzle Grouting | Grouting Work : Fixing of 12mm inner dia GI nozzles @ 1.5 mtr C/C for entire surface and @ 1.0 mtr C/C at Construction Joints over the substrate surface by use of Sika-2 and cement, pressure grouting work with neat cement slurry admixed with expanding Sika Intraplast-EP @500gms/bag of cement incl. removing the nozzles, sealing the holes after grouting with Sika Latex Power enriched cement sand mortar etc. complete as per manufacturers specification & direction of EIC. The rate also Including necessary groove cutting along the construction joints, Cleaning the same properly, Sealing the same with Polymer modified mortar (1:4) enriched with SLP (Sika latex Power), complete as per manufacture's specifications and direction of EIC. (Cement & Sand/Aggregates will be supplied by client but subject to reconciliation) | Sq.Mtr. | 3661 | 215 | Approved
SOUTHWINDS PROJECT LLP (PHASE - III & IV) | PRE-CONSTRUCTION PHASE - III & IV | Borewell Installation |  | WO/SP34/PC34/25 | D.S.P Pumps | Pump Repairing | Pump Repairing |  | 0 | 0 | Approved
SOUTHWINDS PROJECT LLP (PHASE - III & IV) | COMMON INFRASTRUCTURE - PHASE III & IV | Borewell Installation |  |  |  | Pump Repairing | Pump Repairing |  |  |  | Approved
SOUTHWINDS PROJECT LLP (PHASE - III & IV) | COMMON INFRASTRUCTURE - PHASE III & IV | Borewell Installation |  |  |  | Winding Coil | Winding Coil | Set |  |  | Approved
SOUTHWINDS PROJECT LLP (PHASE - III & IV) | PRE-CONSTRUCTION PHASE - III & IV | Borewell Installation |  | WO/SP34/PC34/25 | D.S.P Pumps | Winding Coil | Winding Coil | Set | 1 | 7000 | Approved
SOUTHWINDS PROJECT LLP (PHASE - III & IV) | COMMON INFRASTRUCTURE - PHASE III & IV | Borewell Installation |  |  |  | Shaft Machining | Shaft Machining | Lump Sum |  |  | Approved
SOUTHWINDS PROJECT LLP (PHASE - III & IV) | PRE-CONSTRUCTION PHASE - III & IV | Borewell Installation |  | WO/SP34/PC34/25 | D.S.P Pumps | Shaft Machining | Shaft Machining | Lump Sum | 1 | 200 | Approved
SOUTHWINDS PROJECT LLP (PHASE - III & IV) | PRE-CONSTRUCTION PHASE - III & IV | Borewell Installation |  |  |  | Tee Bolt | Tee Bolt | Nos |  |  | Approved
SOUTHWINDS PROJECT LLP (PHASE - III & IV) | COMMON INFRASTRUCTURE - PHASE III & IV | Borewell Installation |  |  |  | Tee Bolt | Tee Bolt | Nos |  |  | Approved
SOUTHWINDS PROJECT LLP (PHASE - III & IV) | PRE-CONSTRUCTION PHASE - III & IV | Borewell Installation |  | WO/SP34/PC34/25 | D.S.P Pumps | Top Bush | Top Bush | Nos | 1 | 380 | Approved
SOUTHWINDS PROJECT LLP (PHASE - III & IV) | COMMON INFRASTRUCTURE - PHASE III & IV | Borewell Installation |  |  |  | Top Bush | Top Bush | Nos |  |  | Approved
SOUTHWINDS PROJECT LLP (PHASE - III & IV) | COMMON INFRASTRUCTURE - PHASE III & IV | Borewell Installation |  |  |  | Top Sleeve Bush | Top Sleeve Bush | Nos |  |  | Approved
SOUTHWINDS PROJECT LLP (PHASE - III & IV) | PRE-CONSTRUCTION PHASE - III & IV | Borewell Installation |  | WO/SP34/PC34/25 | D.S.P Pumps | Top Sleeve Bush | Top Sleeve Bush | Nos | 1 | 220 | Approved
SOUTHWINDS PROJECT LLP (PHASE - III & IV) | PRE-CONSTRUCTION PHASE - III & IV | Borewell Installation |  | WO/SP34/PC34/25 | D.S.P Pumps | Labour Charges for repair | Labour Charges for repair | Lump Sum | 1 | 1500 | Approved
SOUTHWINDS PROJECT LLP (PHASE - III & IV) | COMMON INFRASTRUCTURE - PHASE III & IV | Borewell Installation |  |  |  | Labour Charges for repair | Labour Charges for repair | Lump Sum |  |  | Approved
SOUTHWINDS PROJECT LLP (PHASE - III & IV) | COMMON INFRASTRUCTURE - PHASE III & IV | Borewell Installation |  |  |  | Withdrawal, Installation & Transportation of Pump | Withdrawal, Installation & Transportation of Pump |  |  |  | Approved
SOUTHWINDS PROJECT LLP (PHASE - III & IV) | PRE-CONSTRUCTION PHASE - III & IV | Borewell Installation |  | WO/SP34/PC34/25 | D.S.P Pumps | Withdrawal, Installation & Transportation of Pump | Withdrawal, Installation & Transportation of Pump |  | 0 | 0 | Approved
SOUTHWINDS PROJECT LLP (PHASE - III & IV) | PRE-CONSTRUCTION PHASE - III & IV | Borewell Installation |  | WO/SP34/PC34/25 | D.S.P Pumps | Withdrawal | Withdrawal of defective Pump | Lump Sum | 1 | 1900 | Approved
SOUTHWINDS PROJECT LLP (PHASE - III & IV) | COMMON INFRASTRUCTURE - PHASE III & IV | Borewell Installation |  |  |  | Withdrawal | Withdrawal of defective Pump | Lump Sum |  |  | Approved
SOUTHWINDS PROJECT LLP (PHASE - III & IV) | COMMON INFRASTRUCTURE - PHASE III & IV | Borewell Installation |  |  |  | Installation | Installation of defective Pump | Lump Sum |  |  | Approved
SOUTHWINDS PROJECT LLP (PHASE - III & IV) | PRE-CONSTRUCTION PHASE - III & IV | Borewell Installation |  | WO/SP34/PC34/25 | D.S.P Pumps | Installation | Installation of defective Pump | Lump Sum | 1 | 1900 | Approved
SOUTHWINDS PROJECT LLP (PHASE - III & IV) | PRE-CONSTRUCTION PHASE - III & IV | Borewell Installation |  | WO/SP34/PC34/25 | D.S.P Pumps | Transportation | Up Down Transportation | Lump Sum | 1 | 400 | Approved
SOUTHWINDS PROJECT LLP (PHASE - III & IV) | COMMON INFRASTRUCTURE - PHASE III & IV | Borewell Installation |  |  |  | Transportation | Up Down Transportation | Lump Sum |  |  | Approved
SOUTHWINDS PROJECT LLP (PHASE - III & IV) | COMMON INFRASTRUCTURE - PHASE III & IV | Borewell Installation |  |  |  | Hiring Charges of Pump | Hiring Charges of Pump (1 Nos) (10Hp) |  |  |  | Approved
SOUTHWINDS PROJECT LLP (PHASE - III & IV) | PRE-CONSTRUCTION PHASE - III & IV | Borewell Installation |  | WO/SP34/PC34/25 | D.S.P Pumps | Hiring Charges of Pump | Hiring Charges of Pump (1 Nos) (10Hp) |  | 0 | 0 | Approved
SOUTHWINDS PROJECT LLP (PHASE - III & IV) | PRE-CONSTRUCTION PHASE - III & IV | Borewell Installation |  | WO/SP34/PC34/25 | D.S.P Pumps | Hire Charge | Hire Charge | Lump Sum | 1 | 1000 | Approved
SOUTHWINDS PROJECT LLP (PHASE - III & IV) | COMMON INFRASTRUCTURE - PHASE III & IV | Borewell Installation |  |  |  | Hire Charge | Hire Charge | Lump Sum |  |  | Approved
SOUTHWINDS PROJECT LLP (PHASE - III & IV) | COMMON INFRASTRUCTURE - PHASE III & IV | Borewell Installation |  |  |  | Transportation | Up Down Transportation | Lump Sum |  |  | Approved
SOUTHWINDS PROJECT LLP (PHASE - III & IV) | PRE-CONSTRUCTION PHASE - III & IV | Borewell Installation |  | WO/SP34/PC34/25 | D.S.P Pumps | Transportation | Up Down Transportation | Lump Sum | 1 | 400 | Approved
The Soul, Rajarhat | CLUB | Window and Glazing |  |  |  | External Glazing | High performance ALUTEC series, with Italian series extrusion, microwave cured EPDM gaskets imported hardware, Super durable powder coating from Akzonobel (60-80 micron). The system is designed to meet wind pressure providing high quality insulation against air infiltration, water ingress, sound and air pollution. Glass: 8 mm ST 150 Toughened (External Glazing) Series: Alutech Hardware Material: Imported Rate include the cost of Silicon Gel filling in gap from both sides. |  |  |  | Approved
The Soul, Rajarhat | CLUB | Window and Glazing |  |  |  | GL-3630 + 2Nos GD-5 (3630x3200) & 2 Nos (1200x2450)" | GL-3630 + 2Nos GD-5 (3630x3200) & 2 Nos (1200x2450) Location: Lift Lobby Area (2nd Floor) | Nos |  |  | Approved
The Soul, Rajarhat | CLUB | Window and Glazing |  |  |  | GL-5980 (5980x3000) | GL-5980 (5980x3000) Location: Lift Lobby Area (2nd Floor) | Nos |  |  | Approved
The Soul, Rajarhat | CLUB | Window and Glazing |  |  |  | GL-3600 (3600x3400) | GL-3600 (3600x3400) Location: Health Lounge Area (2nd Floor) | Nos |  |  | Approved
The Soul, Rajarhat | CLUB | Window and Glazing |  |  |  | GL-4850 (4850x3400) | GL-4850 (4850x3400) Location: Health Lounge Area (2nd Floor) | Nos |  |  | Approved
The Soul, Rajarhat | CLUB | Window and Glazing |  |  |  | GL-2450 (2450x3400) | GL-2450 (2450x3400) Location: Health Lounge Area (2nd Floor) | Nos |  |  | Approved
The Soul, Rajarhat | CLUB | Window and Glazing |  |  |  | GL-2155 (2155x3400) | GL-2155 (2155x3400) Location: Theatre Area (2nd Floor) | Nos |  |  | Approved
The Soul, Rajarhat | CLUB | Window and Glazing |  |  |  | GL-2400 (2400x3400) | GL-2400 (2400x3400) Location: Indoor Games Area (2nd Floor) | Nos |  |  | Approved
The Soul, Rajarhat | CLUB | Window and Glazing |  |  |  | GL-3650 (3670x3150) | GL-3650 (3670x3150) Location: Indoor Games Area (2nd Floor) | Nos |  |  | Approved
The Soul, Rajarhat | CLUB | Window and Glazing |  |  |  | GL-2140 (2140x3150) | GL-2140 (2140x3150) Location: Indoor Games Area (2nd Floor) | Nos |  |  | Approved
The Soul, Rajarhat | CLUB | Window and Glazing |  |  |  | GL-3600 (3600x3150) | GL-3600 (3600x3150) Location: Lobby & Banquet Lobby Area (2nd Floor) | Nos |  |  | Approved
The Soul, Rajarhat | CLUB | Window and Glazing |  |  |  | "GL-3925 + 1No GD-5 (3925x3150) & 1No (1200x2450)" | GL-3925 + 1No GD-5 (3925x3150) & 1No (1200x2450)" Location: Banquet Lobby Area (2nd Floor) | Nos |  |  | Approved
The Soul, Rajarhat | CLUB | Window and Glazing |  |  |  | GL-7200 (7200x3150) | GL-7200 (7200x3150) Location: Pre Function Area (2nd Floor) | Nos |  |  | Approved
The Soul, Rajarhat | CLUB | Window and Glazing |  |  |  | GL-4800 (4800x3150) | GL-4800 (4800x3150) Location: Pre Function Area (2nd Floor) | Nos |  |  | Approved
The Soul, Rajarhat | CLUB | Window and Glazing |  |  |  | GL-6300 (6300x3150) | GL-6300 (6300x3150) Location: Pre Function Area (2nd Floor) | Nos |  |  | Approved
The Soul, Rajarhat | CLUB | Window and Glazing |  |  |  | GL-3600 + 1No GD-3 (3600x3150) & 1No (1800x2450)" | GL-3600 + 1No GD-3 (3600x3150) & 1No (1800x2450)" Location: Pre Function Area (2nd Floor) | Nos |  |  | Approved
The Soul, Rajarhat | CLUB | Window and Glazing |  |  |  | GL-3030 (3025x3150) | GL-3030 (3025x3150) Location: Pre Function Area (2nd Floor) | Nos |  |  | Approved
The Soul, Rajarhat | CLUB | Window and Glazing |  |  |  | GL-850 (850x3600) | GL-850 (850x3600) Location: Banquet 3 Area (2nd Floor) | Nos |  |  | Approved
The Soul, Rajarhat | CLUB | Window and Glazing |  |  |  | GL-3600 + 1No GD-4 (3600x3600) & 1No (1800x2950)" | GL-3600 + 1No GD-4 (3600x3600) & 1No (1800x2950)" Location: Banquet 3 Area (2nd Floor) | Nos |  |  | Approved
The Soul, Rajarhat | CLUB | Window and Glazing |  |  |  | Internal Glazing | High performance ALUTEC series, with Italian series extrusion, microwave cured EPDM gaskets imported hardware, Super durable powder coating from Akzonobel (60-80 micron). The system is designed to meet wind pressure providing high quality insulation against air infiltration, water ingress, sound and air pollution. Glass: 8 mm Clear Toughened (Internal Glazing) Series: Alutech Hardware Material: Imported Rate include the cost of Silicon Gel filling in gap from both sides. |  |  |  | Amended & Approved
The Soul, Rajarhat | CLUB | Window and Glazing |  |  |  | "GL-5030 + 1No GD-5 (5030x3250) & 1No (1200x2450)" | "GL-5030 + 1No GD-5 (5030x3250) & 1No (1200x2450)" Location: Squash Court**(2nd Floor) | Nos |  |  | Approved
The Soul, Rajarhat | CLUB | Window and Glazing |  |  |  | "GL-10610 + 1No GD-3 (10610x3000) & 1No (1800x2450)" | "GL-10610 + 1No GD-3 (10610x3000) & 1No (1800x2450)" Location: Health Lounge Area (2nd Floor) | Nos |  |  | Approved
The Soul, Rajarhat | CLUB | Window and Glazing |  |  |  | "GL-5100 + 1NO GD-6 (5100x3000) + 1No (1000x2450)" | "GL-5100 + 1NO GD-6 (5100x3000) + 1No (1000x2450)" Location: Reading Lounge Area (2nd Floor) | Nos |  |  | Approved
The Soul, Rajarhat | CLUB | Window and Glazing |  |  |  | GL-3975 (3975x3000) | GL-3975 (3975x3000) Location: Reading Lounge Area (2nd Floor) | Nos |  |  | Approved
The Soul, Rajarhat | CLUB | Window and Glazing |  |  |  | "GL-12490 + 1No GD-3 (12490x3000) & 1No (1800x2450)" | "GL-12490 + 1No GD-3 (12490x3000) & 1No (1800x2450)" Location: Kids Indoor Lounge Area (2nd Floor) | Nos |  |  | Approved
The Soul, Rajarhat | CLUB | Window and Glazing |  |  |  | "GL-17000 + 1No GD-3 (17000x3000) & 1No (1800x2450)" | "GL-17000 + 1No GD-3 (17000x3000) & 1No (1800x2450)" Location: Indoor Games Area (2nd Floor) | Nos |  |  | Approved
The Soul, Rajarhat | CLUB | Window and Glazing |  |  |  | Internal Glazing_ Café | High performance ALUTEC series, with Italian series extrusion, microwave cured EPDM gaskets imported hardware, Super durable powder coating from Akzonobel (60-80 micron). The system is designed to meet wind pressure providing high quality insulation against air infiltration, water ingress, sound and air pollution. Glass: 8 mm Clear Toughened (Internal Glazing) Series: Alutech Hardware Material: Imported Rate include the cost of Silicon Gel filling in gap from both sides. Location: Café (2nd Floor) |  |  |  | Approved
The Soul, Rajarhat | CLUB | Window and Glazing |  |  |  | "Section C-01 + 1No GD-3 (7850x3000) & 1No (1800x2450)" | "Section C-01 + 1No GD-3 (7850x3000) & 1No (1800x2450)" | Nos |  |  | Approved
The Soul, Rajarhat | CLUB | Window and Glazing |  |  |  | Glazing (950 x 3000) | Glazing (950 x 3000) | Nos |  |  | Approved
The Soul, Rajarhat | CLUB | Window and Glazing |  |  |  | Glazing (1200 x 3000) | Glazing (1200 x 3000) | Nos |  |  | Approved
The Soul, Rajarhat | CLUB | Window and Glazing |  |  |  | Glazing (1160 x 3000) | Glazing (1160 x 3000) | Nos |  |  | Approved
The Soul, Rajarhat | CLUB | Window and Glazing |  |  |  | Glazing (1650 x 3000) | Glazing (1650 x 3000) | Nos |  |  | Approved
The Soul, Rajarhat | CLUB | Window and Glazing |  |  |  | Glazing (1850 x 3000) | Glazing (1850 x 3000) | Nos |  |  | Approved
The Soul, Rajarhat | CLUB | Window and Glazing |  |  |  | "GL-2500 + 1No GD3 (2600x2050) & 1No (1800x2450)" | "GL-2500 + 1No GD3 (2600x2050) & 1No (1800x2450)" Location: Lobby (3rd Floor) | Nos |  |  | Approved
The Soul, Rajarhat | CLUB | Window and Glazing |  |  |  | "GL-5450 + 1No GD3 (5450x2050) & 1No (1800x2450)" | "GL-5450 + 1No GD3 (5450x2050) & 1No (1800x2450)" Location: Lobby (3rd Floor) | Nos |  |  | Approved
The Soul, Rajarhat | CLUB | Window and Glazing |  |  |  | Internal Louvers V1 (1100x600) | Internal Louvers V1 (1100x600) Location: Change Room(M&F) (2nd Floor) | Nos |  |  | Approved
The Soul, Rajarhat | CLUB | Window and Glazing |  |  |  | Internal Louvers V1 (1100x600) | Internal Louvers V1 (1100x600) Location: Change Room(M&F) (3rd Floor) | Nos |  |  | Approved
The Soul, Rajarhat | CLUB | Window and Glazing |  |  |  | Additional Costing For Door & Door Closer | Additional Costing For Door & Door Closer |  |  |  | Approved
The Soul, Rajarhat | CLUB | Window and Glazing |  |  |  | GD3 | GD3 (2 Leaf) (900 x 2450) | Nos |  |  | Approved
The Soul, Rajarhat | CLUB | Window and Glazing |  |  |  | GD 4 | GD 4 (2 Leaf) (900 x 2950) | Nos |  |  | Approved
The Soul, Rajarhat | CLUB | Window and Glazing |  |  |  | GD 5 | GD 5 (1 Leaf) (1200 x 2450) | Nos |  |  | Approved
The Soul, Rajarhat | CLUB | Window and Glazing |  |  |  | GD 6 | GD 6 (1 Leaf) (1000 x 2450) | Nos |  |  | Approved
The Soul, Rajarhat | CLUB | Window and Glazing |  |  |  | Door Closer | Door Closer Make: GEZE Make | Nos |  |  | Approved
The Soul, Rajarhat | CLUB | Window and Glazing |  |  |  | Door Closer | Door Closer Make: DORMA Make | Nos |  |  | Approved
Primarc Chambers | OVERHEAD | Pest Control |  |  |  | Mosquito Control treatment at Site Premises | Mosquito Control treatment at Site Premises: I. Larvae Control Treatment Spraying Chemical (Temiphos/Sumilarv) 2 times in Month. II. Adult Mosquito Control Treatment a. Spraying Chemical (CyphenothrinMalathion) 4 times in Month. b. Smoke Fogging (Cyphenothrin 5% EC/Deltamethrin 1.25% ULV) 4 times in Month at Project premises including Labour Hutment area and other necessary area at site where may be applicable as per direction of Engineer in Charge. | Months |  |  | Approved
The Soul, Rajarhat | BASEMENT WITH PODIUM | Painting |  | WO/HR01/BP01/32 | GAZI PAINTS PRIVATE LIMITED | Parking Area Ceiling, Column Wall Painting | Parking Area Ceiling, Column Wall Painting: Providing & Applying of two coats of “Primer & Putty Mix. (Roller Finish)” on concrete / Plastered surface at Ceiling, Beams and Column area after surface preparation by rectification Grinding & Touchup Putty including the cost of scaffolding, lead and lift at all level with all materials & Labour etc. all complete as per drawing and direction of Engineer-in-Charge. Location: Basement Parking Area | Sq.Ft. | 113109 | 6.25 | Approved
The Soul, Rajarhat | BASEMENT WITH PODIUM | Painting |  | WO/HR01/BP01/32 | GAZI PAINTS PRIVATE LIMITED | Shaft Painting | Providing and applying of two or more coats cement base paint at ELV & electrical shaft , up to the required height including Rub down, clean and filled with approved filler material with tool tackles & scaffolding as per direction of Engineer in Charge. Brand: snowcem | Sq.Ft. | 6500 | 4.4 | Approved
Primarc Chambers | BLOCK | Anti-Termite Work |  |  |  | Anti-Termite Work | "TREATMENT OF TOP SURFACE OF PLINTH FILLING AND JUNCTION OF THE WALL AND THE FLOOR >> ""The top surface of the consolidated earth within plinth walls shall be treated with chemical emulsion at the rate of 5 l/m2 of the surface before the sand bed or sub- grade is laid. If the filled earth has been well rammed and the surface does not allow the emulsion to seep through, holes up to 50 to 75 mm deep at 150 mm centers both ways maybe made with 12 mm diameter mild steel rod on the surface to facilitate saturation of the soil with the chemical emulsion. Treatment at Junction of the Wall and the Floor Special care shall be taken to establish continuity of the vertical soil & barrier on inner wall surface from ground level up to the level of the filled earth surface. To achieve this, a small channel 30 mm x 30 mm shall be made at all the junctions of wall and columns with the floor (before laying the sub-grade) the rod holes made in the channel up to the ground level 150 mm apart and the iron rod moved backward and forward to break up the earth and chemical emulsion poured along the wall at the rate of 7.5 l/m2 of vertical wall or column surface so as to soak the soil right to the bottom. The soil should be tamped back into place after the operation. "" TREATMENT OF SOIL ALONG EXTERNAL PERIMETER OF BUILDING: After the building is complete, the earth along the external perimeter of the building should be rodded at intervals of 150 mm and to a depth of 300 mm. The rods should be moved backward and forward parallel to the wall to break up the earth and chemical emulsion poured along the wall at the rate of 7.5 l/m2of vertical surfaces. After the treatment, the earth should be tamped back into place. Should the earth outside the building be graded on completion of building. Special care should be taken for treatment of soil surrounding pipes, wastes & conduits as per IS 16131 This rate including labour, materials, tools and tackles cost. Machine to be used: Pest control sprayer. Chemical Name>>Imidacloprid 30.5 SC (Premise, IS 16131) Manufactured by Bayer Crop science/ Equivalent Dosage :- 2.1 ml/Liter water . ( As per IS-6313-Part-2 ) | Sq.Mtr. |  |  | Approved
Primarc Chambers | BLOCK | Civil | Anti-Termite Work | WO/PCH/PC01/10 | Legend Sanicure Private Limited | Anti-Termite Treatment work | Antitermite Treatment work at Substructure without basement level as per the detail methodology to be follow as per latest IS 6313 (Part 2) : 2013 as per attached annexure. "TREATMENT OF TOP SURFACE OF PLINTH FILLING AND JUNCTION OF THE WALL AND THE FLOOR >> ""The top surface of the consolidated earth within plinth walls shall be treated with chemical emulsion at the rate of 5 l/m2 of the surface before the sand bed or sub- grade is laid. If the filled earth has been well rammed and the surface does not allow the emulsion to seep through, holes up to 50 to 75 mm deep at 150 mm centres both ways maybe made with 12 mm diameter mild steel rod on the surface to facilitate saturation of the soil with the chemical emulsion. Treatment at Junction of the Wall and the Floor Special care shall be taken to establish continuity of the vertical soil & barrier on inner wall surface from ground level up to the level of the filled earth surface. To achieve this, a small channel 30 mm x 30 mm shall be made at all the junctions of wall and columns with the floor (before laying the sub-grade) the rod holes made in the channel up to the ground level 150 mm apart and the iron rod moved backward and forward to break up the earth and chemical emulsion poured along the wall at the rate of 7.5 l/m2 of vertical wall or column surface so as to soak the soil right to the bottom. The soil should be tamped back into place after the operation. "" TREATMENT OF SOIL ALONG EXTERNAL PERIMETER OF BUILDING: After the building is complete, the earth along the external perimeter of the building should be rodded at intervals of 150 mm and to a depth of 300 mm. The rods should be moved backward and forward parallel to the wall to break up the earth and chemical emulsion poured along the wall at the rate of 7.5 l/m2of vertical surfaces. After the treatment, the earth should be tamped back into place. Should the earth outside the building be graded on completion of building. Special care should be taken for treatment of soil surrounding pipes, wastes & conduits as per IS 16131 This rate including labour, materials, tools and tackles cost. Machine to be used: Pest control sprayer. Chemical Name>>Imidacloprid 30.5 SC (Premise, IS 16131) Manufactured by Bayer Crop science/ Equivalent Dosage :- 2.1 ml/Liter water . ( As per IS-6313-Part-2 ) | Sq.Mtr. | 855 | 43 | Approved
Primarc Chambers | OVERHEAD | Pest Control |  | WO/PCH/PC05/9 | Secura Infra Services Pvt. Ltd. | Mosquito Control treatment | Mosquito Control treatment at Site Premises: I. Larvae Control Treatment Spraying Chemical (Temiphos/Sumilarv) 2 times in Month. II. Adult Mosquito Control Treatment a. Spraying Chemical (CyphenothrinMalathion) 4 times in Month. b. Smoke Fogging (Cyphenothrin 5% EC/Deltamethrin 1.25% ULV) 4 times in Month at Project premises (Security Post, Marketing office, Site office, Store, Contractor office, Labour Hutment area & other necessary area at site where may be applicable) as per direction of Engineer in Charge. (Work period - Jan , 2022 to Mar, 2022 ) | Months | 3 | 2800 | Approved
Primarc Chambers | OVERHEAD | Admin Executive Expense |  | WO/PCH/PC05/10 | Integrated Security Service | Admin Executive | Providing 1 no. Admin Executive @8.5 hr X 6 days a week duty basis.1 No. leave is allowed per month which can be accumulated and utilised within the contract period. | Months | 12 | 16650 | Approved
Primarc Chambers | OVERHEAD | Admin Executive Expense |  | WO/PCH/PC05/12 | Integrated Security Service | Admin Executive | Providing 1 no. Admin Executive @8.5 hr X 6 days a week duty basis.1 No. leave is allowed per month which can be accumulated and utilised within the contract period. | Months | 12 | 17701 | Approved
Primarc Chambers | PRE-CONSTRUCTION PHASE | Site Office |  | WO/PCH/PC02/12 | RELIABLE REFRIGERATION COMPANY | Repairing of RO Plant | Repairing of RO Plant |  | 0 | 0 | Amended & Approved
Primarc Chambers | PRE-CONSTRUCTION PHASE | Site Office |  | WO/PCH/PC02/12 | RELIABLE REFRIGERATION COMPANY | Media | Charges for Supply of Media as per requirement. | Kg | 80 | 15 | Approved
Primarc Chambers | PRE-CONSTRUCTION PHASE | Site Office |  | WO/PCH/PC02/12 | RELIABLE REFRIGERATION COMPANY | Treated sand | Charges for Supply of Treated Sand as per requirement | Kg | 120 | 38.7 | Approved
Primarc Chambers | PRE-CONSTRUCTION PHASE | Site Office |  | WO/PCH/PC02/12 | RELIABLE REFRIGERATION COMPANY | Activated carbon | Charges for Supply of Activated Carbon as per requirement. | Kg | 25 | 90 | Approved
Primarc Chambers | PRE-CONSTRUCTION PHASE | Site Office |  | WO/PCH/PC02/12 | RELIABLE REFRIGERATION COMPANY | Resin | Charges for Supply of Resin as per requirement. | Ltrs. | 50 | 153 | Approved
Primarc Chambers | PRE-CONSTRUCTION PHASE | Site Office |  | WO/PCH/PC02/12 | RELIABLE REFRIGERATION COMPANY | Risers Pipe | Charges for Supply of Risers Pipe as per requirement. | Pcs | 3 | 247.5 | Approved
Primarc Chambers | PRE-CONSTRUCTION PHASE | Site Office |  | WO/PCH/PC02/12 | RELIABLE REFRIGERATION COMPANY | Pressure Gauge | Charges for Supply of Pressure Gauge as per requirement. | Nos | 3 | 855 | Approved
Primarc Chambers | PRE-CONSTRUCTION PHASE | Site Office |  | WO/PCH/PC02/12 | RELIABLE REFRIGERATION COMPANY | RO Membrane | Charges for Supply of RO Membrane (Filmtech) as per requirement. | Nos | 1 | 15300 | Approved
Primarc Chambers | PRE-CONSTRUCTION PHASE | Site Office |  | WO/PCH/PC02/12 | RELIABLE REFRIGERATION COMPANY | Charges of work | Labour charges for Installation or repairing job all complete | Lump Sum | 1 | 2700 | Approved
Primarc Chambers | PRE-CONSTRUCTION PHASE | Site Office |  | WO/PCH/PC02/12 | RELIABLE REFRIGERATION COMPANY | Delivery | Delivery charges of material | Lump Sum | 1 | 1350 | Approved
The Ramdulari | PRE-CONSTRUCTION PHASE | Site Office | Civil and Finishing Work of Site Office | WO/RP/RP01/29 | RAJ TRIMURTI INFRAPROJECT PVT. LTD. | Making of new cement godwon | Making of new cement godwon |  | 0 | 0 | Approved
The Ramdulari | PRE-CONSTRUCTION PHASE | Site Office | Civil and Finishing Work of Site Office | WO/RP/RP01/29 | RAJ TRIMURTI INFRAPROJECT PVT. LTD. | 250mm thick brick masonry | All charges for providing & constructing of 250mm thick brick masonry with 1st class conventional bricks in cement mortar (1:6) complete for cement godown at any level as per sketch or direction of EIC (Cement will be supplied by client but subjected to reconciliation) | Cum. | 1.144 | 6800 | Approved
The Ramdulari | PRE-CONSTRUCTION PHASE | Site Office | Civil and Finishing Work of Site Office | WO/RP/RP01/29 | RAJ TRIMURTI INFRAPROJECT PVT. LTD. | 125mm thick brick masonry | All charges for providing & constructing of 125mm thick brick masonry with 1st class conventional bricks in cement mortar (1:4) complete for cement godown at any level as per sketch or direction of EIC (Cement will be supplied by client but subjected to reconciliation) | Sq.Mtr. | 39.69 | 910 | Approved
The Ramdulari | PRE-CONSTRUCTION PHASE | Site Office | Civil and Finishing Work of Site Office | WO/RP/RP01/29 | RAJ TRIMURTI INFRAPROJECT PVT. LTD. | 12-15mm plaster | Providing and applying plaster ( to internal walls) with sand and cement mortar including round off or curing etc, for cement godown as per direction of EIC - 12-15 mm thick sand cement mortar ( 6 parts sand : 1 part cement), at any level . (Cement would be supplied by the client, but subjected to reconciliation) | Sq.Mtr. | 48.84 | 210 | Approved
The Ramdulari | PRE-CONSTRUCTION PHASE | Site Office | Civil and Finishing Work of Site Office | WO/RP/RP01/29 | RAJ TRIMURTI INFRAPROJECT PVT. LTD. | 40mm MS Pipe | All charges for providing and fixing of MS Pipe 40mm dia for cement godown as per drawing or direction of EIC | Kg | 213.6 | 95 | Approved
The Ramdulari | PRE-CONSTRUCTION PHASE | Site Office | Civil and Finishing Work of Site Office | WO/RP/RP01/29 | RAJ TRIMURTI INFRAPROJECT PVT. LTD. | CGI sheet | All charges for Supply & Erecting of C.G.I sheet roofing at Cement Godown with all accessories & necessary fittings ,all lead and lift etc. all complete as per drawing / direction of EIC. | Nos | 10 | 800 | Approved
The Ramdulari | PRE-CONSTRUCTION PHASE | Site Office | Civil and Finishing Work of Site Office | WO/RP/RP01/29 | RAJ TRIMURTI INFRAPROJECT PVT. LTD. | MS Sheet gate | Charges for Providing, Fabrication & Fixing of Two nos. MS Sheet Gate including one coat of Red Oxide primer all complete as per drawing/direction of Engineer-In-Charge. This rate includes all necessary tools & tackles, Gas cutting Machine, Welding Machine, Oxygen cylinder, LPG cylinder, Welding Rod, Lugs, Clamps etc Size: As per actual at Site. | Kg | 126 | 100 | Approved
Primarc Chambers | PRE-CONSTRUCTION PHASE | Site Office |  | WO/PCH/PC02/13 | ZED SECURITY SERVICES | Supply & Installation of 2 nos CCTV System | Supply & Installation of 2 nos CCTV System |  | 0 | 0 | Amended & Approved
Primarc Chambers | PRE-CONSTRUCTION PHASE | Site Office |  | WO/PCH/PC02/13 | ZED SECURITY SERVICES | IR Varifocal Bullet Camera | Supply, Installation, Testing & commissioning of IR Varifocal Bullet Camera, 30-40 Mtr. (1.3 Megapixel IP66, Turbo HD Output upto 1080P Resolution with 2.8 Lens upto 12 mm varifocal lens upto 40 mm IR distance (IR distance metal body) as per drawing and direction of Engineer-In-Charge. (Make: Hikvision) | Nos | 2 | 3550 | Approved
Primarc Chambers | PRE-CONSTRUCTION PHASE | Site Office |  | WO/PCH/PC02/13 | ZED SECURITY SERVICES | SMPS Power | Supply and Installation of SMPS Power Supply as per drawing and direction of Engineer-In-Charge.(Make: Fyber) | Nos | 2 | 245 | Approved
Primarc Chambers | PRE-CONSTRUCTION PHASE | Site Office |  | WO/PCH/PC02/13 | ZED SECURITY SERVICES | BNC Jack | Supply and Installation of BNC Jack as per drawing and direction of Engineer-In-Charge. | Nos | 4 | 40 | Approved
Primarc Chambers | PRE-CONSTRUCTION PHASE | Site Office |  | WO/PCH/PC02/13 | ZED SECURITY SERVICES | DC Jack | Supply and Installation of DC Jack as per drawing and direction of Engineer-In-Charge. | Nos | 2 | 40 | Approved
Primarc Chambers | PRE-CONSTRUCTION PHASE | Site Office |  | WO/PCH/PC02/13 | ZED SECURITY SERVICES | Out Door Junction Box | Supply and Installation of Out Door Junction Box as per drawing and direction of Engineer-In-Charge | Nos | 3 | 350 | Approved
Primarc Chambers | PRE-CONSTRUCTION PHASE | Site Office |  | WO/PCH/PC02/13 | ZED SECURITY SERVICES | RG-6 Video Cable | Supply and Installation of RG-6 Video Cable, (Make: Finolex) as per drawing and direction of Engineer-In-Charge. (Measurement will be at per actual) | Mtrs. | 300 | 30 | Approved
Primarc Chambers | PRE-CONSTRUCTION PHASE | Site Office |  | WO/PCH/PC02/13 | ZED SECURITY SERVICES | 2 Core 1 sq.mm Power Cable, | Supply and Installation of 2 Core 1 sq.mm Power Cable, (Make: Polycab) as per drawing and direction of Engineer-In-Charge. (Measurement will be at per actual) | Mtrs. | 165 | 39 | Approved
Primarc Chambers | PRE-CONSTRUCTION PHASE | Site Office |  | WO/PCH/PC02/13 | ZED SECURITY SERVICES | 25 mm PVC Conduit Pipe | Supply and Installation of 25 mm PVC Conduit Pipe-(ISI Make) as per direction of Engineer-In-Charge | Mtrs. | 150 | 34 | Approved
SOUTHWINDS PROJECT LLP (PHASE - III & IV) | BLOCK PHASE - III | Piling Work |  | WO/SP34/BP34/1 | SHARIQUE ENTERPRISE | Supply of Material for Cast-in-situ Bored pile-escalated rate | Supply of Material ( Like sand, stone etc. as per T & C ) for Cast-in-situ Bored pile work as per specification, drawing & direction of EIC. |  | 0 | 0 | Approved
SOUTHWINDS PROJECT LLP (PHASE - III & IV) | BLOCK PHASE - III | Piling Work |  | WO/SP34/BP34/1 | SHARIQUE ENTERPRISE | BLOCK-13 - Escalated price | BLOCK-13 - Escalated price | RMT | 4439.9 | 1017.19 | Approved
SOUTHWINDS PROJECT LLP (PHASE - III & IV) | BLOCK PHASE - III | Piling Work |  | WO/SP34/BP34/1 | SHARIQUE ENTERPRISE | BLOCK-14 - Escalated price | BLOCK-14 - Escalated price | RMT | 630.55 | 1017.19 | Approved
SOUTHWINDS PROJECT LLP (PHASE - III & IV) | BLOCK PHASE - III | Piling Work |  | WO/SP34/BP34/1 | SHARIQUE ENTERPRISE | BLOCK-15 - Escalated price | BLOCK-15 - Escalated price | RMT | 2688.2 | 1017.19 | Approved
SOUTHWINDS PROJECT LLP (PHASE - III & IV) | BLOCK PHASE - III | Piling Work |  | WO/SP34/BP34/1 | SHARIQUE ENTERPRISE | BLOCK-16 - Escalated price | BLOCK-16 - Escalated price | RMT | 2436.4 | 1017.19 | Approved
The Soul, Rajarhat | OVERHEADS | Mechanical Equipment |  | WO/HR01/OHES/55 | Habibulla Molla | JCB & Tractor Hire Charges | JCB & Tractor Hire Charges |  | 0 | 0 | Amended & Approved
The Soul, Rajarhat | OVERHEADS | Mechanical Equipment |  | WO/HR01/OHES/55 | Habibulla Molla | Tractor | Hire charges for tractor on daily rental basis including driver charge, Tiffin charge expenses. Working hors: 8 hours of working daily excluding 1 hours of tiffin. | Days | 161 | 1800 | Approved
The Soul, Rajarhat | OVERHEADS | Mechanical Equipment |  | WO/HR01/OHES/55 | Habibulla Molla | JCB | Hire charges for JCB "Back Hole Loder" on Monthly (30 Days) rental basis (Total 240 hrs of Working which exclude operator tiffin hours) without Fuel including Operator Tiffin Charges For Jan 2022 | Months | 1 | 82000 | Approved
SOUTHWINDS PROJECT LLP (PHASE - III & IV) | PRE-CONSTRUCTION PHASE - III & IV | Borewell Installation |  | WO/SP34/PC34/17 | D.S.P Pumps | 3 HP Submersible Pump Repairing, Withdrawing & Installation | 3 HP Submersible Pump Repairing, Withdrawing & Installation |  | 0 | 0 | Approved
SOUTHWINDS PROJECT LLP (PHASE - III & IV) | PRE-CONSTRUCTION PHASE - III & IV | Borewell Installation |  | WO/SP34/PC34/17 | D.S.P Pumps | Providing coupling | Providing coupling . | Nos | 1 | 405 | Approved
SOUTHWINDS PROJECT LLP (PHASE - III & IV) | PRE-CONSTRUCTION PHASE - III & IV | Borewell Installation |  | WO/SP34/PC34/17 | D.S.P Pumps | Providing impeller. | Providing impeller. | Nos | 10 | 135 | Approved
SOUTHWINDS PROJECT LLP (PHASE - III & IV) | PRE-CONSTRUCTION PHASE - III & IV | Borewell Installation |  | WO/SP34/PC34/17 | D.S.P Pumps | Providing Difuser. | Providing Difuser. | Nos | 10 | 135 | Approved
SOUTHWINDS PROJECT LLP (PHASE - III & IV) | PRE-CONSTRUCTION PHASE - III & IV | Borewell Installation |  | WO/SP34/PC34/17 | D.S.P Pumps | Providing Top impellar. | Providing Top impellar. | Nos | 1 | 342 | Approved
SOUTHWINDS PROJECT LLP (PHASE - III & IV) | PRE-CONSTRUCTION PHASE - III & IV | Borewell Installation |  | WO/SP34/PC34/17 | D.S.P Pumps | Labour charges for pump repair. | Labour charges for pump repair. | Lump Sum | 1 | 750 | Approved
SOUTHWINDS PROJECT LLP (PHASE - III & IV) | PRE-CONSTRUCTION PHASE - III & IV | Borewell Installation |  | WO/SP34/PC34/17 | D.S.P Pumps | Withdrawing defective submersible pump | Labour charges for withdrawing hiring submersible pump motor set as per direction of Engineer-in-Charge | Lump Sum | 1 | 1900 | Approved
SOUTHWINDS PROJECT LLP (PHASE - III & IV) | PRE-CONSTRUCTION PHASE - III & IV | Borewell Installation |  | WO/SP34/PC34/17 | D.S.P Pumps | Installation of Repair Pump Motor Set | Labour charges for installation of repair pump motor set as per direction of Engineer-in-Charge | Lump Sum | 1 | 1900 | Approved
SOUTHWINDS PROJECT LLP (PHASE - III & IV) | PRE-CONSTRUCTION PHASE - III & IV | Borewell Installation |  | WO/SP34/PC34/17 | D.S.P Pumps | up and down transportation | Charges for up and down transportation as per direction of Engineer-in-Charge. | Lump Sum | 1 | 400 | Approved
The Soul, Rajarhat | BLOCK | Electrical | Permanent Power Connection | WO/HR01/BOK01/130 | Sarkar Power Engineering Pvt. Ltd. | Installation, Testing and Commissioning of 11 KV outdoor type substation | Installation, Testing and Commissioning of 11 KV outdoor type substation |  | 0 | 0 | Amended & Approved
The Soul, Rajarhat | BLOCK | Electrical | Permanent Power Connection | WO/HR01/BOK01/130 | Sarkar Power Engineering Pvt. Ltd. | 11KV 630Amps 4Way Ring main unit | Installation including unloading from truck within 50 Mtrs, assembly at site of four panel non extensible 11KV 630Amps 4Way Ring main unit + ME comprising of two incoming isolators and two outgoing VCBs on existing foundation, supplying of grouting bolts, Testing with 25 KV high pressure testing kit and comissioning | Nos | 4 | 10000 | Approved
The Soul, Rajarhat | BLOCK | Electrical | Permanent Power Connection | WO/HR01/BOK01/130 | Sarkar Power Engineering Pvt. Ltd. | 11KV / 433 Volts 630 KVA DYN 11 outdoor type ONAN cooled transformers | Installation including unloading from truck within 50 Mtrs, assembly at site if any first filling of oil of 11KV / 433 Volts 630 KVA DYN 11 outdoor type ONAN cooled transformers on existing foundation, supplying of base channels, stoppers and all related civil works, Testing with 25 KV high pressure testing kit, transformer oil test kit, Filtration of oil with streamline filter if required and commissioning | Nos | 7 | 10000 | Approved
The Soul, Rajarhat | BLOCK | Electrical | Permanent Power Connection | WO/HR01/BOK01/130 | Sarkar Power Engineering Pvt. Ltd. | L.T. 8 way feeder pillar | Installation ,unloading from truck within 50 Mtrs of outdoor type IP 55 L.T. 8 way feeder pillar made out of 12 SWG CRCA sheet with powder coating after pretreatment in 10 Tank process with the following as per attached SLD including of supply of Base channel, Foundation bolts & nuts etc as required to complete in all respect required as per following type :-- Incoming 1000A 4 Pole Re-wireable SFU- 2 Nos; Outgoing 315 A TPN Kit Kat Fuse( 6 Sets). | Nos | 7 | 5000 | Approved
The Soul, Rajarhat | BLOCK | Electrical | Permanent Power Connection | WO/HR01/BOK01/130 | Sarkar Power Engineering Pvt. Ltd. | 3 core 300 sq mm XLPE | Receiving , unloading from truck within 50 mtrs ,Laying of 11KV grade 3 core 300 sq mm XLPE cable in readymade trench /duct as per standard cable laying procedure of WBSEDCL | Mtrs. | 212 | 120 | Approved
The Soul, Rajarhat | BLOCK | Electrical | Permanent Power Connection | WO/HR01/BOK01/130 | Sarkar Power Engineering Pvt. Ltd. | 3 core 185 sq mm XLPE | Receiving , unloading from truck within 50 mtrs ,Laying of 11KV grade 3 core 185 sq mm XLPE cable in readymade trench /duct as per standard cable laying procedure of WBSEDCL | Mtrs. | 294 | 100 | Approved
The Soul, Rajarhat | BLOCK | Electrical | Permanent Power Connection | WO/HR01/BOK01/130 | Sarkar Power Engineering Pvt. Ltd. | 4 core 300 Sq mm | Receiving , unloading from truck within 50 mtrs , Laying of PVC/XLPE Insulated Aluminium conductor cables 1100 V grade of following sizes on cable tray/ wall / in Hume pipe/ readymade trench including supply of G.I.saddles/ fastners wherever required and all hardware 4 core 300 Sq mm | Mtrs. | 4707 | 110 | Approved
The Soul, Rajarhat | BLOCK | Electrical | Permanent Power Connection | WO/HR01/BOK01/130 | Sarkar Power Engineering Pvt. Ltd. | 4 core 185 Sq mm | Receiving , unloading from truck within 50 mtrs ,Laying of PVC/XLPE Insulated Aluminium conductor cable 1100 V grade of following sizes on cable tray/ wall / in Hume pipe/ readymade trench including supply of G.I.saddles/ fastners wherever required and all hardware 4 core 185 Sq mm | Mtrs. | 1082 | 100 | Approved
The Soul, Rajarhat | BLOCK | Electrical | Permanent Power Connection | WO/HR01/BOK01/130 | Sarkar Power Engineering Pvt. Ltd. | 3x 300 sq mm. | End termination of 11KV XLPE cable 3x 300 sq mm. including supply of all materials end termination kits, Dowell make sockets , crimping paste and all other accessories | Nos | 14 | 7000 | Approved
The Soul, Rajarhat | BLOCK | Electrical | Permanent Power Connection | WO/HR01/BOK01/130 | Sarkar Power Engineering Pvt. Ltd. | 3x 185 sq mm. | End termination of 11KV XLPE cable 3x 185 sq mm. including supply of all materials end termination kits, Dowell make sockets , crimping paste and all other accessories | Nos | 16 | 6000 | Approved
The Soul, Rajarhat | BLOCK | Electrical | Permanent Power Connection | WO/HR01/BOK01/130 | Sarkar Power Engineering Pvt. Ltd. | 4 core 300 Sq mm | End terminations for PVC/XLPE Insulated Aluminium conductor cables of following sizes including supply of nickel plated heavy duty single compression brass cable glands, Dowell's make heavy duty aluminium sockets, PVC tapes and all other accessories 4 core 300 Sq mm | Nos | 136 | 1400 | Approved
The Soul, Rajarhat | BLOCK | Electrical | Permanent Power Connection | WO/HR01/BOK01/130 | Sarkar Power Engineering Pvt. Ltd. | 4 core185 Sq mm | End terminations for PVC/XLPE Insulated Aluminium conductorcables of following sizes including supply of nickel plated heavy duty single compression brass cable glands, Dowell's make heavy duty aluminium sockets, PVC tapes and all other accessories 4 core185 Sq mm | Nos | 56 | 1000 | Approved
The Soul, Rajarhat | BLOCK | Electrical | Permanent Power Connection | WO/HR01/BOK01/130 | Sarkar Power Engineering Pvt. Ltd. | G.I. pipe | Installation of G.I. pipe type earth station complete with supply of 50mm dia 3 mtrs. Long G.I. pipe,salt, charcoal, watering chamber and pipe and all other materials as per enclosed drawing and IS 3043. Construction of pit chamber including supply of civil items like Brick, Sand, Cement, pit cover etc. to be supplied by contractor. | Nos | 50 | 2800 | Approved
The Soul, Rajarhat | BLOCK | Electrical | Permanent Power Connection | WO/HR01/BOK01/130 | Sarkar Power Engineering Pvt. Ltd. | 50 x 6 mm G.I | Supply & Fixing 50 x 6 mm G.I. strip from earth pit to main distribution panel earth bus including supply of G.I. bar saddles located at a distance not less than 600mm from each other and all hardwares etc as required to complete in all respect. | Mtrs. | 1328 | 180 | Approved
The Soul, Rajarhat | BLOCK | Electrical | Permanent Power Connection | WO/HR01/BOK01/130 | Sarkar Power Engineering Pvt. Ltd. | 25x6 mm G.I. strip | Supply & Fixing 25x6 mm G.I. strip from earth pit to main distribution panel earth bus including supply of G.I. bar saddles located at a distance not less than 600mm from each other and all hardwares etc as required to complete in all respect. | Mtrs. | 0 | 90 | Approved
The Soul, Rajarhat | BLOCK | Electrical | Permanent Power Connection | WO/HR01/BOK01/130 | Sarkar Power Engineering Pvt. Ltd. | earth strips | Covering the earth strips laid underground with supply of tar felt tape and bituminous paint etc as required to complete in all respect. | Mtrs. | 128 | 10 | Approved
The Soul, Rajarhat | BLOCK | Electrical | Permanent Power Connection | WO/HR01/BOK01/130 | Sarkar Power Engineering Pvt. Ltd. | Meter Board Panel | Installation ,unloading , testing & commissioning of Meter Board Panel with supply of Cu. busbar chamber with provision of 320A, 4P Re-wirable SFU as I/c and 320 AMP 4P Re-wireble SFU for interlink as per WBSEDCL standard norms & specification. | Set | 32 | 5000 | Approved
The Soul, Rajarhat | BLOCK | Electrical | Permanent Power Connection | WO/HR01/BOK01/130 | Sarkar Power Engineering Pvt. Ltd. | 4 core 300 Sq mm | Straight Through joint for 4 core cables of following sizes including supply of all materials straight through Jointing kit, Dowell's make heavy duty AL. sockets, crimping paste, PVC tapes and all other accessories 4 core 300 Sq mm | Set | 2 | 3500 | Approved
The Soul, Rajarhat | BLOCK | Electrical | Permanent Power Connection | WO/HR01/BOK01/130 | Sarkar Power Engineering Pvt. Ltd. | GI ladder type / MS ladder type cable tray | Supply and laying of following size of GI ladder type / MS ladder type cable tray including supply of MS angle , 10 mm dia full thread rod, anchor fastener, nut, bolt, waster , Aluminium painting of MS angle , Flat etc as required to complete in all respect as per direction of engineering in charge. |  | 0 | 0 | Approved
The Soul, Rajarhat | BLOCK | Electrical | Permanent Power Connection | WO/HR01/BOK01/130 | Sarkar Power Engineering Pvt. Ltd. | 300 mm GI ladder type tray | 300 mm GI ladder type tray | Mtrs. | 100 | 640 | Approved
The Soul, Rajarhat | BLOCK | Electrical | Permanent Power Connection | WO/HR01/BOK01/130 | Sarkar Power Engineering Pvt. Ltd. | ii) 450 mm GI Ladder type Tray. | 450 mm GI Ladder type Tray. | Mtrs. | 50 | 625 | Approved
The Soul, Rajarhat | BLOCK | Electrical | Permanent Power Connection | WO/HR01/BOK01/130 | Sarkar Power Engineering Pvt. Ltd. | 600 mm X 50 mm X 1.6 mm Ladder tray with 40 mm X 40 mm x 6 mm MS Angle Support | 600 mm X 50 mm X 1.6 mm Ladder tray with 40 mm X 40 mm x 6 mm MS Angle Support | Mtrs. | 150 | 1350 | Approved
The Soul, Rajarhat | BLOCK | Electrical | Permanent Power Connection | WO/HR01/BOK01/130 | Sarkar Power Engineering Pvt. Ltd. | 1000 mm wide MS Ladder type Tray with 40 mm X 40 mm x 6 mm MS Angle Support | 1000 mm wide MS Ladder type Tray with 40 mm X 40 mm x 6 mm MS Angle Support | Mtrs. | 80 | 961 | Approved
SOUTHWINDS PROJECT LLP (PHASE - III & IV) | PRE-CONSTRUCTION PHASE - III & IV | Fire Fighting |  | WO/SP34/PC34/18 | FIRESAFE SAFETY ENTERPRISES | Fire Extinguisher re-filling | Fire Extinguisher re-filling |  | 0 | 0 | Approved
SOUTHWINDS PROJECT LLP (PHASE - III & IV) | PRE-CONSTRUCTION PHASE - III & IV | Fire Fighting |  | WO/SP34/PC34/18 | FIRESAFE SAFETY ENTERPRISES | ABC type Fire Extinguisher | Charges for refilling of ABC type Fire Extinguisher capacity: 06 Kg. | Nos | 25 | 400 | Approved
SOUTHWINDS PROJECT LLP (PHASE - III & IV) | PRE-CONSTRUCTION PHASE - III & IV | Fire Fighting |  | WO/SP34/PC34/18 | FIRESAFE SAFETY ENTERPRISES | Foam type Fire Extinguisher | Charges for refilling of Foam type Fire Extinguisher capacity: 09 Kg. | Nos | 4 | 400 | Approved
The Soul, Rajarhat | COMMON INFRASTRUCTURE | Consultancy Charges | HVAC CONSULTANT | WO/HR01/CIH01/26 | Sunil Nayyar Consulting Engineers LLP | Additional Charges for Project Duration revision | Additional Charges for Project Duration revision (Valid Up to 31st Dec 2022) | Lump Sum | 1 | 100000 | Approved
The Soul, Rajarhat | BLOCK | Electrical | Permanent Power Connection | WO/HR01/BOK01/130 | Sarkar Power Engineering Pvt. Ltd. | 4 core 185 Sq mm | Straight Through joint for 4 core cables of following sizes including supply of all materials straight through Jointing kit, Dowell's make heavy duty AL. sockets, crimping paste, PVC tapes and all other accessories 4 core 185 Sq mm | Set | 2 | 2500 | Approved
The Soul, Rajarhat | BASEMENT WITH PODIUM | Civil | Basement with Podium | WO/HR01/BP01/33 | MD SATIKUL HOQUE | Hollow Block Work | Hollow Block Work |  | 0 | 0 | Approved
The Soul, Rajarhat | BASEMENT WITH PODIUM | Civil | Basement with Podium | WO/HR01/BP01/33 | MD SATIKUL HOQUE | Hollow Block Fixing | Charges for 100 mm Thk. hollow Concrete Block work at lobby opening with (Course sand 5 : Cement 1) Sand cement mortar, with neat finish of block joints for subsequent application of painting [Note: Plaster will not be applied], should be placed in such a way that the vertical and horizontal edges are in the same line, level including the cost of Sand, labour, tools, tackles, scaffolding, curing, cleaning of debris, cutting of blocks with shaw cutter (wherever required), shifting of material etc. complete in all respect, at all level as per approved drawing and direction of EIC. Cement and 375X165X100 hollow Block will be supplied by client free of cost but subjected to reconciliation | Sq.Mtr. | 46 | 527 | Approved
The Soul, Rajarhat | BASEMENT WITH PODIUM | Civil | Basement with Podium | WO/HR01/BP01/33 | MD SATIKUL HOQUE | Misc. Charges | Charges for loading - unloading, transportation, hire charges for machinery as per direction of Engineer-in-Charge | Sq.Mtr. | 46 | 40 | Approved
Primarc Chambers | OVERHEAD | Security Expense |  | WO/PCH/PC05/11 | Martinet Facility Management Services Pvt. Ltd. | Security Guard | Providing 3 nos. Security Guard @12 hr duty basis BOQ Calculations: Total days from 1st Jan' 2022 to 30th June' 2022 = 181 days; Total Holidays from 1st Jan' 2022 to 30th June' 2022 = 3 days; Total Manpower = 3 nos. Total BOQ = (181+3) X 3 = 552 Duties | Duties | 539 | 529 | Approved
SOUTHWINDS PROJECT LLP (PHASE - III & IV) | MEP PHASE - IV | Internal Electrical |  | WO/SP34/MW4/2 | DIAMOND PROJECTS | Internal Elec. at MLCP Block | Supply & Labour charges/sq.ft. on plate area of total internal electrical work including supply of MMS, PVC Conduit, MS circular box for slab casting and wall conduiting including supply of Sand, MS JB of approved make, Receiving and Fixing of modular box, wire pulling, fixing of switch & socket, distribution boxes & MCB,wiring of light point, power point ,fan, exhaust fan, AC point for common area. main line wiring for common area of every floor as required, fixing of GI ladder/ perforated cable tray in every floor and electrical shaft , Laying of suitable sizes of XLPE armoured cable including supply of all accessories from Main LT Panel up to every floor through electrical riser , Making end termination of 1.1 KV grade XlPE cable in LT Panel, Receiving & fixing of Main Switch/MCCB/ DB in office area / Common area, Supply & Installation of lift shaft electrical work, Receiving and Fixing of modular box, wire pulling, fixing of switch & socket, distribution boxes & MCB, main line wiring for Lift as required, TV & Telephone, internet system conduit & cable laying from Ground floor up to every Floor, Fixing of suitable sizes of GI Ladder / perforated cable tray for ELV system in ELV Shaft for everyf loor, Lift & Meter room , common area ,earthling system including supply of materials like GI Pipe electrode & GI strip of standard size & approved make. common area, lift-lobby, staircase, car parking area conduiting & wiring, MCB DB fixing, including fixing of light fixture, exhaust Fan, Fan etc as per drawing complete in all respect & as per annexure attach with the WO. (Area : GF to 5th Floor), Plate area details - GF to 5th Floor -17373 Sq-ft. This includes Lift well, Electrical & ELV Shaft but excluding Ventilation Shaft & Other Cut out. | Sq.Ft. | 104238 | 11.5 | Amended & Approved
The Soul, Rajarhat | BASEMENT WITH PODIUM | Civil | Basement with Podium | WO/HR01/BP01/34 | MAA KALI CONSTRUCTION | Reinforcement | Reinforcement (Podium) All charges for fixing steel reinforcement (Tor Steel as per IS-1786, Fe 500) for RCC work including transporting, decoiling, straightening, removing loose rust, cutting, bending and placing for all profile and for all lead and binding with 18 gauge annealed wire to the entire satisfaction of Engineer-in-Charge. Payment of steel shall be made as per drawing and approved bar bending schedule with permissible laps and paid on the basis of the sectional weights of bar as per relevant I.S. Code. The rate shall include cost of binding wire, chairs, spacers, pins, cover blocks which will not be measured separately for payment. | MT | 174 | 7000 | Approved
The Soul, Rajarhat | BASEMENT WITH PODIUM | Civil | Basement with Podium | WO/HR01/BP01/34 | MAA KALI CONSTRUCTION | Lead & Lifting Charges | Lead & Lifting Charges |  | 0 | 0 | Approved
The Soul, Rajarhat | BASEMENT WITH PODIUM | Civil | Basement with Podium | WO/HR01/BP01/34 | MAA KALI CONSTRUCTION | Lifting Reinforcement Manual at Podium 3rd Floor | Lifting Reinforcement Manual at Podium 3rd Floor | MT | 144 | 350 | Approved
The Soul, Rajarhat | BASEMENT WITH PODIUM | Civil | Basement with Podium | WO/HR01/BP01/34 | MAA KALI CONSTRUCTION | Lifting Reinforcement Manual at Podium Roof | Lifting Reinforcement Manual at Podium Roof | MT | 30 | 525 | Approved
The Soul, Rajarhat | BASEMENT WITH PODIUM | Civil | Basement with Podium | WO/HR01/BP01/34 | MAA KALI CONSTRUCTION | Steel Shifting | Steel Shifting beyond 50 mtr as per direction of EIC | MT | 174 | 150 | Approved
The Soul, Rajarhat | BASEMENT WITH PODIUM | Civil | Basement with Podium | WO/HR01/BP01/18 | NEW L. N. CONSTRUCTION | Shaft Sealing | Shaft sealing work at Podium as per drawing and direction of EIC including all lead and lift |  | 0 | 0 | Approved
The Soul, Rajarhat | BASEMENT WITH PODIUM | Civil | Basement with Podium | WO/HR01/BP01/18 | NEW L. N. CONSTRUCTION | Shuttering | Ply Shuttering All charges for providing, fabricating, erecting and fixing in position plained timber, plywood centering and shuttering true to line and level, including steel propping, staging, shuttering removal, applying shuttering oil, including required bracing, chamfering corners (of exposed edges) etc. complete as per drawing & direction of Engineer-in-Charge. Rate shall also include removal and dismantling the aforesaid assembly after specified period complete | Sq.Mtr. | 18 | 485 | Approved
The Soul, Rajarhat | BASEMENT WITH PODIUM | Civil | Basement with Podium | WO/HR01/BP01/18 | NEW L. N. CONSTRUCTION | Reinforcement | Reinforcement All charges for fixing steel reinforcement (Tor Steel as per IS-1786, Fe 500) for RCC work including transporting, decoiling, straightening, removing loose rust, cutting, bending and placing for all profile and for all lead & lift and binding with 18 gauge annealed wire to the entire satisfaction of Engineer-in-Charge. Payment of steel shall be made as per drawing and approved bar bending schedule with permissible laps and paid on the basis of the sectional weights of bar as per relevant I.S. Code. The rate shall include cost of binding wire, chairs, spacers, pins, cover blocks which will not be measured separately for payment. Reinforcement Steel Shall be supplied by Client. | MT | 0 | 6500 | Approved
The Soul, Rajarhat | BASEMENT WITH PODIUM | Civil | Basement with Podium | WO/HR01/BP01/18 | NEW L. N. CONSTRUCTION | M 15 | Charges for providing & laying of R.C.C M 15 (1:2:4) by site mix concrete 20 mm , screened and washed well graded stone chips excluding shuttering, consolidation complete in all respect as per drawing, specification and direction of EIC. (Cement will be supplied by client, but subjected to reconciliation) | Cum. | 1.75 | 6100 | Approved
The Soul, Rajarhat | BASEMENT WITH PODIUM | Civil | Basement with Podium | WO/HR01/BP01/18 | NEW L. N. CONSTRUCTION | Neat Cement | Neat Cement (5mm) Neat Cement on Plaster at Sump Wall & Drain Neat cement finish over the plastered surface at sump area of Basement (cement not move than 2.75 kg/sqm.) as per direction of Engineer-in-Charge. | Sq.Mtr. | 38.5 | 34 | Approved
The Soul, Rajarhat | BASEMENT WITH PODIUM | Civil | Basement with Podium | WO/HR01/BP01/18 | NEW L. N. CONSTRUCTION | Rebar Grouting 8mm dia | Rebar grouting 8mm Dia : All charges for fixing reinforcement bars including drilling & chemical injection in the concrete surface as per the manufacturer's specification Fisher 360 product. At least 1% of the reinforcement shall be tested by Pull Out test. The rate shall be inclusive of all labour, material, scaffolding, gangway etc. involved for rebar grouting | Nos | 344 | 55 | Approved
The Soul, Rajarhat | BASEMENT WITH PODIUM | Civil | Basement with Podium | WO/HR01/BP01/18 | NEW L. N. CONSTRUCTION | Rebar Grouting 10mm dia | Rebar grouting 10 mm Dia : All charges for fixing reinforcement bars including drilling & chemical injection in the concrete surface as per the manufacturer's specification Fisher 360 product. At least 1% of the reinforcement shall be tested by Pull Out test. The rate shall be inclusive of all labour, material, scaffolding, gangway etc. involved for rebar grouting | Nos | 910 | 70 | Approved
SOUTHWINDS PROJECT LLP (PHASE - III & IV) | OVERHEAD PHASE - III & IV | Security Expenditure |  | WO/SP34/OP34/5 | NIS MANAGEMENT LIMITED | Security Guards | Providing 02 (Two) Nos. Security Guards @12 hr duty basis at Phase-3 BOQ Calculations: Total Days from 1st Jan' 2022 to 30th Jun'2022 = 181 days; Total Holidays from 1st Jan' 2022 to 30th Jun'2022 = 3 days; Total Manpower = 2 nos. Total BOQ = (181+3)x2 = 368 duties | Duties | 368 | 653 | Approved
The Soul, Rajarhat | OVERHEADS | Security Expense |  | WO/HR01/OHES/56 | NIS MANAGEMENT LIMITED | Security Guards | Providing 12 (Twelve) nos. Security Guards @12 hrs duty basis at site BOQ Calculation: Total duty for 7 Nos. Guard from 1st Jan, 2022 to 30th Jun, 2022 including 3 Holidays = (181+3)x7 = 1288 duties Total duty for 1 No. Guard from 3rd Mar, 2022 to 30th Jun, 2022 including 2 Holidays = (120+2)x1 = 122 duties Total duty for 4 no. Guard from 25th April, 2022 to 30th Jun, 2022 including 2 Holidays = 4x(67+2) = 276 duties hence total BOQ = 1288+122 +276 = 1686 duties | Duties | 1686 | 653 | Approved
SOUTHWINDS PROJECT LLP (PHASE - III & IV) | BLOCK PHASE - IV | Civil |  | WO/SP34/BP4/5 | M.A Construction | EARTH WORK IN EXCAVATION | GENERAL NOTE Unless otherwise specified all the activities/Items shall Include all Labours and materials and shall be done as per the specifications, approved drawings/details, and instructions issued from the Engineer at all depths, locations & heights etc. complete. The quoted rate also should include the cost of shifting to the required locations, floors, tools & tackles, machineries and including all taxes, duties, Octroi, Levies etc. complete. Rates are not inclusive of GST EARTH WORK IN EXCAVATION General earthwork excavation in all types of soil, any kind of backfilled material for levelling & lowering the ground level up to the pcc bottom ( As shown in the drawing ), stacking the excavated earth & disposable material where ever indicated in site, up to a lead of 50m including filling depressions wherever necessary, watering, consolidating, etc. complete. Contractor shall get acquainted with site conditions, nature of soil and adopt suitable adequate dewatering system as deemed fit for the nature of soil, prevailing water table and water collected by runoff or rain to get the surface reasonably dry for laying pcc at the time of execution, provide necessary soring system so that execution will not be hampered or delayed. etc complete as per the instruction of Engineer. The rates shall also include for royalty charges, obtaining permission for excavation and all other related matters from concerned authorities, keeping the site and approach roads neat and clean, maintaining appropriate slope of sides of excavation to prevent collapse of earth, dewatering etc. to the satisfaction of Engineer. The Contractor shall be paid only for excavation as actual / as per IS 1200 / discretion of EIC. |  | 0 | 0 | Amended & Approved
SOUTHWINDS PROJECT LLP (PHASE - III & IV) | BLOCK PHASE - IV | Civil |  | WO/SP34/BP4/5 | M.A Construction | Filling with excavated earth available at site | Filling in foundation ( Up to plinth level ) and under floors with selected earth in layers (Height should be as per Specification ) including watering, ramming, consolidation etc. as directed. The rates are inclusive of all labours, tools/tackles, pumps, vibratory roller/earth compactor temporary works, etc. complete [ Measurement should be as per specification. ] Filling with excavated earth available at site. |  | 0 | 0 | Approved
SOUTHWINDS PROJECT LLP (PHASE - III & IV) | BLOCK PHASE - IV | Civil |  | WO/SP34/BP4/5 | M.A Construction | BRICK FLAT SOLING | BRICK FLAT SOLING All charges for SINGLE LAYER BRICK FLAT SOLING including preparation of soil / sand filling bed and filling the joints with available sand / earth, watering etc complete as per drawing, specification & as directed by E-I-C. |  | 0 | 0 | Approved
SOUTHWINDS PROJECT LLP (PHASE - III & IV) | BLOCK PHASE - IV | Civil |  | WO/SP34/BP4/5 | M.A Construction | PLAIN CEMENT CONCRETE | PLAIN CEMENT CONCRETE Providing, mixing and laying in position Plain cement concrete as applicable including necessary manpower, plant, machinary, tools, tackles and whatsoever for placing, spreading, compacting by tamping /mechanical vibrator,, levelling concrete to any depth and for all leads including curing of concrete, supply of all water and necessary piping, dewatering and keeping the area dry to receive the concrete, protecting the newly placed concrete from rain with PVC sheets, as per the instructions of the Engineer, clearing the area of debris, any other ancillary works related to this activity etc complete to the satisfaction of the Engineer. The rate shall also include for all centering, shuttering required to complete the work as per the instruction and satisfaction of Engineer. [ Measurement should be as per specification. ] |  | 0 | 0 | Approved
SOUTHWINDS PROJECT LLP (PHASE - III & IV) | BLOCK PHASE - IV | Civil |  | WO/SP34/BP4/5 | M.A Construction | REINFORCED CEMENT CONCRETE. (UPTO PLINTH LVL.) | REINFORCED CEMENT CONCRETE. Providing, mixing and laying in position Cement Concrete of appropriate grade to all type of R .C.C. work with 20 mm down graded machine crushed stone aggregates and coarse sand of approved grade including mixing admixture of any kind with concrete wherever specified for all types of R .C.C. work in foundations, footing, column base, strip foundation, raft, slab, machine foundations, column of all sizes and shapes, all types of beams (plinth beams, tie beam, floor beam) and all types of slabs (floor slabs, suspended floor slabs, cantilever slab, sloping slab etc .), walls, staircases, underground water tanks, UG tanks of STP and basements, retaining walls, drop walls, fins etc. The rate shall include for Placing, laying and compacting the concrete of various grades in position at all levels, depths and in all required shapes/profiles/inclinations as per specification/I.S. codes or as directed by the Engineer In Charge. The rate shall also include the Non Destructive Test ( If Required ), the cost of necessary labour, plant and machineries, cover block in PVC / cement mortar 1:1, curing pipes / hessian cloth, required water and necessary piping, tools and tackles, making the surface good to receive the finishes, dewatering and keeping the area dry to receive the concrete, making and placing concrete cover blocks of same grade/ PVC Cover blocks, making provision of stand-by vibrators and needles, buttering with cement slurry, removing laitance from surface, providing the construction joints, openings, application of cementitious bonding agents at the construction joints, protecting the newly placed concrete from rain / heat with PVC sheets, marking the date of concreting, collecting concrete samples in cube moulds making necessary arrangements for curing and ponding, clearing the area of debris etc. complete as directed and to the satisfaction by the Engineer In Charge. (Shuttering and reinforcement work will be measured and paid separately). UPTO PLINTH LVL. |  | 0 | 0 | Approved
SOUTHWINDS PROJECT LLP (PHASE - III & IV) | BLOCK PHASE - IV | Civil |  | WO/SP34/BP4/5 | M.A Construction | REINFORCED CEMENT CONCRETE. (ABOVE PLINTH LVL TO ROOF & ABOVE ROOF LVL) | REINFORCED CEMENT CONCRETE. Providing, mixing and laying in position Cement Concrete of appropriate grade to all type of R .C.C. work with 20 mm down graded machine crushed stone aggregates and coarse sand of approved grade including mixing admixture of any kind with concrete wherever specified for all types of R .C.C. work in foundations, footing, column base, strip foundation, raft, slab, machine foundations, column of all sizes and shapes, all types of beams (plinth beams, tie beam, floor beam) and all types of slabs (floor slabs, suspended floor slabs, cantilever slab, sloping slab etc .), walls, staircases, underground water tanks, UG tanks of STP and basements, retaining walls, drop walls, fins etc. The rate shall include for Placing, laying and compacting the concrete of various grades in position at all levels, depths and in all required shapes/profiles/inclinations as per specification/I.S. codes or as directed by the Engineer In Charge. The rate shall also include the Non Destructive Test ( If Required ), the cost of necessary labour, plant and machineries, cover block in PVC / cement mortar 1:1, curing pipes / hessian cloth, required water and necessary piping, tools and tackles, making the surface good to receive the finishes, dewatering and keeping the area dry to receive the concrete, making and placing concrete cover blocks of same grade/ PVC Cover blocks, making provision of stand-by vibrators and needles, buttering with cement slurry, removing laitance from surface, providing the construction joints, openings, application of cementitious bonding agents at the construction joints, protecting the newly placed concrete from rain / heat with PVC sheets, marking the date of concreting, collecting concrete samples in cube moulds making necessary arrangements for curing and ponding, clearing the area of debris etc. complete as directed and to the satisfaction by the Engineer In Charge. (Shuttering and reinforcement work will be measured and paid separately). ABOVE PLINTH LVL TO ROOF & ABOVE ROOF LVL |  | 0 | 0 | Approved
SOUTHWINDS PROJECT LLP (PHASE - III & IV) | BLOCK PHASE - IV | Civil |  | WO/SP34/BP4/5 | M.A Construction | Formwork / Shuttering | Providing, fabricating and fixing of formwork made of plywood 12mm Thk. (weighing not less than 34 kg/m2); wooden batten, steel plates as approved by Engineer in charge for vertical, horizontal or sloping for all R.C.C. works below ground level at all heights up to 4.5m floor to floor , including all leads with necessary supporting arrangement, applying shuttering oil ( Like ' REBOL' from FOSROC or any other approved ) on the form work, keeping the form work in position after concreting for a period as specified in the relevant I .S. Code and removing the form work after expiry of the specified period, complete with all materials, labour, tools & tackles etc. all as per drawing and specification. The form work shall be water tight ( Seal the joints with heavy duty brown self adhesive tape ) and shall be free from warping, denting and unevenness. The rates shall include cost of forming champers, copings, drip moulds, rounding's, grooves, cut outs, opening, corbels, arches etc. and fixing of pipe sleeves, insert plates, rung ladders, manhole covers for water reservoirs etc as shown in the drawings. [ Measurement shall be as per specification ] (Pipe Sleeves, insert plates, rung ladders, manhole covers will be supplied by client) a) Cleaning concrete from the formwork after removal. b) Co-ordination with electrical team to fix the electrical box and conduit before fixing of wall shuttering. c) Proper care during de-shuttering to avoid any damage to existing facilities. FORM & SHUTTERING UPTO PLINTH LVL |  | 0 | 0 | Approved
SOUTHWINDS PROJECT LLP (PHASE - III & IV) | BLOCK PHASE - IV | Civil |  | WO/SP34/BP4/5 | M.A Construction | Formwork / Shuttering-Above plinth | Providing, fabricating and fixing of formwork made of plywood 12mm Thk. (weighing not less than 34 kg/m2); wooden batten, steel plates as approved by Engineer in charge for vertical, horizontal or sloping for all R.C.C. works below ground level at all heights upto 4.5m floor to floor , including all leads with necessary supporting arrangement, applying shuttering oil ( Like ' REBOL' from FOSROC or any other approved ) on the form work, keeping the form work in position after concreting for a period as specified in the relevant I .S. Code and removing the form work after expiry of the specified period, complete with all materials, labour, tools & tackles etc. all as per drawing and specification. The form work shall be water tight ( Seal the joints with heavy duty brown self adhesive tape ) and shall be free from warping, denting and unevenness. The rates shall include cost of forming champers, copings, drip moulds, rounding's, grooves, cut outs, opening, corbels, arches etc. and fixing of pipe sleeves, insert plates, rung ladders, manhole covers for water reservoirs etc as shown in the drawings. [ Measurement shall be as per specification ] (Pipe Sleeves, insert plates, rung ladders, manhole covers will be supplied by client) a) Cleaning concrete from the formwork after removal. b) Co-ordination with electrical team to fix the electrical box and conduit before fixing of wall shuttering. c) Proper care during de-shuttering to avoid any damage to existing facilities. FORM & SHUTTERING (PLINTH TO ABOVE ROOF) |  | 0 | 0 | Approved
SOUTHWINDS PROJECT LLP (PHASE - III & IV) | BLOCK PHASE - IV | Civil |  | WO/SP34/BP4/5 | M.A Construction | REINFORCEMENT WORK-UPTO PLINTH LVL | Providing, unloading, handling, storing and hoisting into place at all levels and then straightening, cutting to length, bending hooked ends, binding in position of reinforcement bars to shape and size as detailed in drawing and approved bar bending schedules, including welding wherever necessary as per drawing in all kinds of works at all heights & depths as specified including approved cover blocks spaces and binding wire of 18 gauge, annealed wire hooks if required and such other works that are required to make it complete as per drawing. No payment to be made for Rolling Merging. Laps, chairs and spacers will be measured and counted in pour cards and paid in addition to the quantities in BBS. UPTO PLINTH LVL |  | 0 | 0 | Approved
SOUTHWINDS PROJECT LLP (PHASE - III & IV) | BLOCK PHASE - IV | Civil |  | WO/SP34/BP4/5 | M.A Construction | REINFORCEMENT WORK-ABOVE PLINTH LEVEL | Providing, unloading, handling, storing and hoisting into place at all levels and then straightening, cutting to length, bending hooked ends, binding in position of reinforcement bars to shape and size as detailed in drawing and approved bar bending schedules, including welding wherever necessary as per drawing in all kinds of works at all heights & depths as specified including approved cover blocks spaces and binding wire of 18 gauge, annealed wire hooks if required and such other works that are required to make it complete as per drawing. No payment to be made for Rolling Merging. Laps, chairs and spacers will be measured and counted in pour cards and paid in addition to the quantities in BBS. ABOVE PLINTH LEVEL |  | 0 | 0 | Approved
SOUTHWINDS PROJECT LLP (PHASE - III & IV) | BLOCK PHASE - IV | Civil |  | WO/SP34/BP4/5 | M.A Construction | 200/250TH BRICK WORK WITH FLYASH BRICKS-up to Plinth level | 200/250TH BRICK WORK WITH FLYASH BRICKS ALL CHARGES FOR CONSTRUCTING 190/200/230/250MM THK. BRICK MASONRY IN CM 1:6 AT ALL LEVELS WITH FLYASH BRICKS OF REQUIRED SIZES AS PER MANUFACTURER'S GUIDANCE COMPLETE IN ALL RESPECT AND FOR ALL LEVELS INCLUDING V- GROOVE JOINTING ON BOTH FACES, AS PER DRAWING AND AS SPECIFIED IN RELEVANT IS CODES, NECESSARY CURING, SCAFFOLDING, STAGING, ALL LEADS AND LIFTS FROM ANY POINT TO ANY POINT INSIDE THE SITE IN ALL STRUCTURES SUCH AS WALLS / PILLARS / STUB / SUPPORTS / DRAINS ETC INCLUDING CLEANING OF ACCUMULATED DEBRIS AS PER DRAWING AND SPECIFICATIONS AND AS DIRECTED BY THE PROJECT MANAGER. (CEMENT WILL BE SUPPLIED BY CLIENT ON RECONCILIATION BASIS) up to Plinth level |  | 0 | 0 | Approved
SOUTHWINDS PROJECT LLP (PHASE - III & IV) | BLOCK PHASE - IV | Civil |  | WO/SP34/BP4/5 | M.A Construction | 200/250TH BRICK WORK WITH FLYASH BRICKS-Above Plinth level | ALL CHARGES FOR CONSTRUCTING 190/200/230/250MM THK. BRICK MASONRY IN CM 1:6 AT ALL LEVELS WITH FLYASH BRICKS OF REQUIRED SIZES AS PER MANUFACTURER'S GUIDANCE COMPLETE IN ALL RESPECT AND FOR ALL LEVELS INCLUDING V- GROOVE JOINTING ON BOTH FACES, AS PER DRAWING AND AS SPECIFIED IN RELEVANT IS CODES, NECESSARY CURING, SCAFFOLDING, STAGING, ALL LEADS AND LIFTS FROM ANY POINT TO ANY POINT INSIDE THE SITE IN ALL STRUCTURES SUCH AS WALLS / PILLARS / STUB / SUPPORTS / DRAINS ETC INCLUDING CLEANING OF ACCUMULATED DEBRIS AS PER DRAWING AND SPECIFICATIONS AND AS DIRECTED BY THE PROJECT MANAGER. (CEMENT WILL BE SUPPLIED BY CLIENT ON RECONCILIATION BASIS) Above Plinth level |  | 0 | 0 | Approved
SOUTHWINDS PROJECT LLP (PHASE - III & IV) | BLOCK PHASE - IV | Civil |  | WO/SP34/BP4/5 | M.A Construction | 90/100/125TH BRICK WORK WITH FLYASH BRICKS | ALL CHARGES FOR CONSTRUCTING 90/100/125MM THK. BRICK MASONRY IN CM 1:4 AT ALL LEVELS WITH FLYASH BRICKS OF REQUIRED SIZES AS PER MANUFACTURER'S GUIDANCE COMPLETE IN ALL RESPECT AND FOR ALL LEVELS INCLUDING V- GROOVE JOINTING ON BOTH FACES, PROVIDING & FIXING OF HB NET AT EVERY 3RD LAYER, AS PER DRAWING AND AS SPECIFIED IN RELEVANT IS CODES, NECESSARY CURING, SCAFFOLDING, STAGING, ALL LEADS AND LIFTS FROM ANY POINT TO ANY POINT INSIDE THE SITE IN ALL STRUCTURES SUCH AS WALLS / PILLARS / STUB / SUPPORTS / DRAINS ETC INCLUDING CLEANING OF ACCUMULATED DEBRIS AS PER DRAWING AND SPECIFICATIONS AND AS DIRECTED BY THE PROJECT MANAGER. (CEMENT WILL BE SUPPLIED BY CLIENT ON RECONCILIATION BASIS) 90/100/125TH Brick work with Fly Ash Bricks (Above Plinth level) |  | 0 | 0 | Approved
SOUTHWINDS PROJECT LLP (PHASE - III & IV) | BLOCK PHASE - IV | Civil |  | WO/SP34/BP4/5 | M.A Construction | 200/250TH AAC BLOCK WORK (up to Plinth level) | 200/250TH AAC BLOCK WORK ALL CHARGES FOR CONSTRUCTING 200/250MM THK. BLOCK MASONRY AT ALL LEVELS WITH AUTOCLAVE AERATED CONCRETE BLOCKS OF SIZE 600 MM X 200/250 MM X 100/125 MM MADE OF FLY ASH, LIME CEMENT CONFORMING TO IS: 2185 ( PART-3)- 1984 WITH CHEMICAL ADHESIVE ( ULTRATECH OR EQUIVALENT) AS PER MANUFACTURER'S GUIDANCE COMPLETE IN ALL RESPECT AS PER METHOLOGY GUIDED IN IS 6041- 1985 AND FOR ALL LEVELS INCLUDING V- GROOVE JOINTING ON BOTH FACES, AS PER DRAWING AND AS SPECIFIED IN IS 6041- 1985, NECESSARY CURING, SCAFFOLDING, STAGING, ALL LEADS AND LIFTS FROM ANY POINT TO ANY POINT INSIDE THE SITE IN ALL STRUCTURES SUCH AS WALLS / PILLARS / STUB / SUPPORTS / DRAINS ETC INCLUDING CLEANING OF ACCUMULATED DEBRIS AS PER DRAWING AND SPECIFICATIONS AND AS DIRECTED BY THE PROJECT MANAGER. NB: 1.Quality of AAC blocks: AAC blocks must be of Grade-I, having Minimum compressive strength of 551 - 650 Kg/Cum, having thermal conductivity of 0.24 W/m.k according to IS: 2185 part-3. 2. Use of specific cutting tools to cut the AAC blocks during execution. NOTE: CONTRACTOR WILL COORDINATE WITH AAC BLOCK MANUFACTURER FOR ARRANGING OF TRAINING PROGRAMME FOR WORKERS TO WORK WITH AAC BLOCKS. Above Plinth level |  | 0 | 0 | Approved
SOUTHWINDS PROJECT LLP (PHASE - III & IV) | BLOCK PHASE - IV | Civil |  | WO/SP34/BP4/5 | M.A Construction | 100 / 125TH AAC BLOCK WORK - Above Plinth level | 100 / 125TH AAC BLOCK WORK "ALL CHARGES FOR CONSTRUCTING 100/125MM THK. BLOCK MASONRY AT ALL LEVELS WITH AUTOCLAVE AERATED CONCRETE BLOCKS OF SIZE 600 MM X 200/250 MM X 100/125 MM MADE OF FLY ASH, LIME CEMENT CONFORMING TO IS: 2185 ( PART-3)- 1984 WITH CHEMICAL ADHESIVE ( ULTRATECH OR EQUIVALENT) AS PER MANUFACTURER'S GUIDANCE COMPLETE IN ALL RESPECT AS PER METHOLOGY GUIDED IN IS 6041- 1985 AND FOR ALL LEVELS INCLUDING V- GROOVE JOINTING ON BOTH FACES, AS PER DRAWING AND AS SPECIFIED IN IS 6041- 1985, NECESSARY CURING, SCAFFOLDING, STAGING, ALL LEADS AND LIFTS FROM ANY POINT TO ANY POINT INSIDE THE SITE IN ALL STRUCTURES SUCH AS WALLS / PILLARS / STUB / SUPPORTS / DRAINS ETC INCLUDING CLEANING OF ACCUMULATED DEBRIS AS PER DRAWING AND SPECIFICATIONS AND AS DIRECTED BY THE PROJECT MANAGER. NB: 1.Quality of AAC blocks: AAC blocks must be of Grade-I, having Minimum compressive strength of 551 - 650 Kg/Cum, having thermal conductivity of 0.24 W/m.k according to IS: 2185 part-3. 2. Use of specific cutting tools to cut the AAC blocks during execution. NOTE: CONTRACTOR WILL COORDINATE WITH AAC BLOCK MANUFACTURER FOR ARRANGING OF TRAINING PROGRAMME FOR WORKERS TO WORK WITH AAC BLOCKS. " Above Plinth level |  | 0 | 0 | Approved
SOUTHWINDS PROJECT LLP (PHASE - III & IV) | BLOCK PHASE - IV | Civil |  | WO/SP34/BP4/5 | M.A Construction | LINTEL BAND POST AT ALL LEVELS (M20) | LINTEL BAND POST AT ALL LEVELS (M20) All charges for Placing, laying and compacting the RCC-SMC of M20 grade in position at all levels, depths and in all required shapes/profiles/inclinations as per specification/I.S. codes or as directed by the Engineer In Charge. The rate shall also include the Non Destructive Test ( If Required ), the cost of necessary labour, plant and machineries, cover block in PVC / cement mortar 1:1, curing pipes / hessian cloth, required water and necessary piping, tools and tackles, making the surface good to receive the finishes, dewatering and keeping the area dry to receive the concrete, making and placing concrete cover blocks of same grade/ PVC Cover blocks, making provision of stand-by vibrators and needles, buttering with cement slurry, removing laitance from surface, providing the construction joints, openings, protecting the newly placed concrete from rain / heat with PVC sheets, marking the date of concreting, collecting concrete samples in cube moulds making necessary arrangements for curing and ponding, clearing the area of debris etc. complete as directed and to the satisfaction by the Engineer In Charge. (Shuttering and reinforcement work will be measured and paid separately). |  | 0 | 0 | Approved
SOUTHWINDS PROJECT LLP (PHASE - III & IV) | BLOCK PHASE - IV | Civil |  | WO/SP34/BP4/5 | M.A Construction | FIXING OF WOODEN DOOR FRAME | FIXING OF WOODEN DOOR FRAME ALL CHARGES FOR SUPPLYING & FIXING OF SWAN & SIZED TIMBER SET COMPRISES OF (2 OR MORE NO(S) VERTICAL & 1 NO HORIZONTAL OF APPROVED SIZE AND SECTION AS PER DRAWING ) USING 06 ( SIX ) NO APPROVED MECHANICAL ANCHOR FASTENER AND/OR MS HOLDFASTS OR COMBINATION OF BOTH AS PER LOCATIONS MENTIONED IN DRAWING AND AS INSTRUCTED BY PROJECT MANAGER. DOOR FRAME OF ANY DIMENSIONS |  | 0 | 0 | Approved
SOUTHWINDS PROJECT LLP (PHASE - III & IV) | BLOCK PHASE - IV | Civil |  | WO/SP34/BP4/5 | M.A Construction | INTERNAL WALL PLASTER | INTERNAL WALL PLASTER ALL CHARGES FOR PROVIDING & APPLYING INTERNAL PLASTER USING CM (1:6) OF AVERAGE 12MM THICK TO ALL INTERNAL WALL SURFACES WITH CEMENT AND SAND MORTAR INCLUDING NECESSARY SCAFFOLDING, ROUNDING OFF OR CHAMFERING CORNERS PUTTING WIRE / FIBRE MESH 6 TO 8 INCHES WIDE AT EVERY FLUSH JOINT OF BRICKWORK AND CONCRETE AS DIRECTED AND RAKING OUT JOINTS & ROUGHENING OF CONCRETE SURFACE( INCLUDING CHIPPING AND CUTTING OF BULGED CONCRETE IF ANY), INCLUDING THROATING, NOSING , CURING, CHIPPING OF EXCESS MORTAR FROMFLOOR, CLEANING OF DEBRIS ETC.COMPLETE AS PER THE DRAWINGS AND SPECIFICATIONS / AS DIRECTED BY THE PROJECT MANAGER AND MENDING THE JUNCTION OF SKIRTING GOOD AFTER THE SKIRTING IS FIXED OR FINISHED BY THE FLOORING CONTRACTOR. Above Plinth level |  | 0 | 0 | Approved
SOUTHWINDS PROJECT LLP (PHASE - III & IV) | BLOCK PHASE - IV | Civil |  | WO/SP34/BP4/5 | M.A Construction | EXTERNAL PLASTER | ALL CHARGES FOR 20 MM THICK (AVG. THICKNESS) CEMENT-SAND PLASTER TO EXTERNAL SURFACES OF MASONRY AND CONCRETE SURFACE IN TWO COATS, UNDERLAYER 10 MM THICK CEMENT-SAND MORTAR 1:6 (1 CEMENT : 6 COARSE SAND) AND TOP LAYER 10 MM THICK CEMENT-SAND PLASTER 1:4 (1 CEMENT: 4 COARSE SAND) WITH SMOOTH LEVELLED SURFACE, INCLUDING MAKING OF 20X10MM DRIP COURSES AT SOFFIT AREAS, NECESSARY GROOVES AS PER ARCHITECTURAL ELEVATION AT ALL LEVELS & LIFT COMPLETE. EXTERNAL PLASTERING SHALL INCLUDE ROUGHENING OF THE CONCRETE SURFACE, APPLYING APPROVED INTEGRAL WATER PROOFING MATERIAL (OF SIKA / PIDILITE / BASF) MIXED AS PER MIXING PROPORTION MENTIONED IN PRODUCT DATA SHEET PER BAG OF CEMENT FOR BOTH LAYERS, APPLYING SHRINKAGE PROOF MATERIAL LIKE RELIANCE POLYMER OR EQUIVALENT FOR TOP LAYER OF PLASTER AT ALL LEVELS, CURING IN ALL RESPECT. THE RATE SHOULD BE INCLUDED OF SCAFFOLDING, STAGING ETC COMPLETE. EXTERNAL PLASTER AT ALL LEVEL |  | 0 | 0 | Approved
SOUTHWINDS PROJECT LLP (PHASE - III & IV) | BLOCK PHASE - IV | Civil |  | WO/SP34/BP4/5 | M.A Construction | MAKING OF "V" GROOVE IN PLASTER | ALL CHARGES FOR MAKING OF "V" GROOVE LINE (ABOVE 12MM WIDE X 10MM DEEP) IN PLASTER SURFACE AT ANY FLOOR LEVEL AS PER DRAWING & DIRECTION OF E-I-C |  | 0 | 0 | Approved
SOUTHWINDS PROJECT LLP (PHASE - III & IV) | BLOCK PHASE - IV | Civil |  | WO/SP34/BP4/5 | M.A Construction | DISMANTLING OF PILE HEADS | DISMANTLING OF PILE HEADS DISMANTLING OF CONCRETE PILE HEADS UP TO CUT-OFF LEVEL/GOOD CONCRETE AS PER DRAWING (MECHANICAL/PNEUMATIC TOOLS WOULD NOT BE ALLOWED BEYOND 1 MTR ABOVE THE CUT-OFF LEVEL SO AS NOT TO DAMAGE THE RC PILES) INCLUDING REMOVAL & STACKING OF DEBRIS AT DESIGNATED PLACE WITH A MINIMUM LEAD OF 30 METERS. ALL COMPLETE AS PER DIRECTION OF EIC |  | 0 | 0 | Approved
SOUTHWINDS PROJECT LLP (PHASE - III & IV) | BLOCK PHASE - IV | Civil |  | WO/SP34/BP4/5 | M.A Construction | STAGGING BEYOND 4.50 METER HEIGHT | STAGGING BEYOND 4.50 METER HEIGHT ALL CHARGES FOR ERECTION & DISMANTLING OF STAGING WITH MS MEMBERS BEYOND 4.50 METER HEIGHT ALL COMPLETE AS DIRECTED BY E-I-C. CONTRACTOR HAS TO SUBMIT THE ENTIRE SCHEME OF SUCH STAGGING AND GET IT APPROVED FROMCLIENT BEFORE STARTING ERECTION AT SITE. |  | 0 | 0 | Approved
SOUTHWINDS PROJECT LLP (PHASE - III & IV) | BLOCK PHASE - IV | Civil |  | WO/SP34/BP4/5 | M.A Construction | 65MM THICK SCREED CONCRETE AT ROOF LEVELS | 65MM THICK SCREED CONCRETE AT ROOF LEVELS ALL CHARGES FOR PROVIDING & LAYING SCREED CONCRETE WITH DESIGN MIX CEMENT CONCRETE OF GRADE M20 IN AVERAGE 65MM THICKNESS (WITH A MINIMUM OF 40MM AT THE DRAIN-OUT LOCATIONS) AT ALL ROOF AREAS IN PANELS NOT MORE THAN 3500 X 3500 MM WITH ONE LAYER OF CHICKEN WIRE MESH INCLUDING OF ALL MATERIALS, LABOURS, PREPARATION OF SURFACE, CLEANING AND MAINTANING PROPER SLOPE , NECESSARY FINISHING ( AS PER REQUIREMENT ), CURING, TOOL & TACKLES ETC. ALL NECESSARY WORK COMPLETE IN ALL RESPECT AS PER DRAWING AND DIRECTION OF E-I-C. (ONLY CEMENT WILL BE SUPPLIED BY CLIENT FREE OF COST ON RECONCILIATION BASIS) |  | 0 | 0 | Approved
SOUTHWINDS PROJECT LLP (PHASE - III & IV) | BLOCK PHASE - IV | Civil |  | WO/SP34/BP4/5 | M.A Construction | VDF WITH METALLIC HARDENER | VDF WITH METALLIC HARDENER ALL CHARGES FOR CONDUCTING VACCUM DEWATERED FLOORING INCLUDING PROVIDING & LAYING M20 GRADE OF CONCRETE OF AVERAGE 75MM THICKNESS (AS MENTIONED IN DRAWING) IN PARKING AREAS WITH ONE LAYER OF CHICKEN WIRE MESH AND METALLIC HARDENER IN RECOMENDED PROPORTIONS AT ALL HEIGHT & DEPTH, CUTTING & MAKNING 5MM X 10MM GROOVES IN PANELS NOT MORE THAN 4000 X 4000 MM & FILLING IT WITH SILICON SEALENT, INCLUDING OF ALL MATERIALS, LABOURS, PREPARATION OF SURFACE, CLEANING AND MAINTANING PROPER SLOPE , NECESSARY FINISHING ( AS PER REQUIREMENT ), CURING ETC. ALL NECESSARY WORK COMPLETE IN ALL RESPECT AS PER DRAWING AND DIRECTION OF THE PROJECT MANAGER. (ONLY CEMENT WILL BE SUPPLIED BY CLIENT ON RECONCILIATION BASIS) |  | 0 | 0 | Approved
SOUTHWINDS PROJECT LLP (PHASE - III & IV) | BLOCK PHASE - IV | Civil |  | WO/SP34/BP4/5 | M.A Construction | Concrete pouring | "ALL CHARGES FOR LAYING M40/M30/M25/M20 GRADE CEMENT CONCRETE/REINFORCED CEMENT CONCRETE (EXCLUDING COST OF SHUTTERING & REINFORCEMENT) AT ALL LEVELS AND LEADS FOR ALL ITEMS E.G. BEAMS, SLABS, LINTELS, STAIRCASE, WALL, POCKETS ETC. OF ALL PROFILE COMING ABOVE PLINTH LEVEL USING 20 MM NOMINAL SIZE & DOWN The rate shall include for Placing, laying and compacting the concrete of various grades in position at all levels, depths and in all required shapes/profiles/inclinations,includes locat payout if any as per specification/I.S. codes or as directed by the Engineer In Charge. The rate shall also include the Non Destructive Test ( If Required ), the cost of necessary labour, plant and machineries, cover block in PVC / cement mortar 1:1, curing pipes / hessian cloth, required water and necessary piping, tools and tackles, making the surface good to receive the finishes, dewatering and keeping the area dry to receive the concrete, making and placing concrete cover blocks of same grade/ PVC Cover blocks, making provision of stand-by vibrators and needles, buttering with cement slurry, removing laitance from surface, providing the construction joints, openings, application of cementitious bonding agents at the construction joints, protecting the newly placed concrete from rain / heat with PVC sheets, marking the date of concreting, collecting concrete samples in cube moulds making necessary arrangements for curing and ponding, clearing the area of debris etc. complete as directed and to the satisfaction by the Engineer In Charge. (Shuttering and reinforcement work will be measured and paid separately). (RMC WOULD BE SUPPLIED BY THE EMPLOYER FREE OF COST, BUT SUBJECTED TO RECONCILIATION). " |  | 0 | 0 | Approved
SOUTHWINDS PROJECT LLP (PHASE - III & IV) | BLOCK PHASE - IV | Civil |  | WO/SP34/BP4/6 | SHARIQUE ENTERPRISE | Supply of Material for SINGLE LAYER BRICK FLAT SOLING | Supply of Material ( Like sand, brick etc. as per T & C ) for SINGLE LAYER BRICK FLAT SOLING as per specification, drawing & direction of EIC. |  | 0 | 0 | Approved
SOUTHWINDS PROJECT LLP (PHASE - III & IV) | BLOCK PHASE - IV | Civil |  | WO/SP34/BP4/6 | SHARIQUE ENTERPRISE | Supply of Material for PLAIN CEMENT CONCRETE | Supply of Material ( Like sand, stone chips etc. as per T & C ) for PLAIN CEMENT CONCRETE ( P.C.C.-1:3:6 with 20mm down stone chips / M20 with 20mm down stone chips)as per specification, drawing & direction of EIC. |  | 0 | 0 | Approved
SOUTHWINDS PROJECT LLP (PHASE - III & IV) | BLOCK PHASE - IV | Civil |  | WO/SP34/BP4/6 | SHARIQUE ENTERPRISE | Supply of Material for REINFORCED CEMENT CONCRETE.(UPTO PLINTH LVL.) | Supply of Material ( Like sand, stone chips etc. as per T & C ) for REINFORCED CEMENT CONCRETE. ( M25/M30/M35)as per specification, drawing & direction of EIC. (UPTO PLINTH LVL.) |  | 0 | 0 | Amended & Approved
SOUTHWINDS PROJECT LLP (PHASE - III & IV) | BLOCK PHASE - IV | Civil |  | WO/SP34/BP4/6 | SHARIQUE ENTERPRISE | Supply of Material for REINFORCED CEMENT CONCRETE.(ABOVE PLINTH LVL) | Supply of Material ( Like sand, stone chips etc. as per T & C ) for REINFORCED CEMENT CONCRETE. ( M25/M30/M35)as per specification, drawing & direction of EIC. (ABOVE PLINTH LVL TO ROOF & ABOVE ROOF LVL) |  | 0 | 0 | Approved
SOUTHWINDS PROJECT LLP (PHASE - III & IV) | BLOCK PHASE - IV | Civil |  | WO/SP34/BP4/6 | SHARIQUE ENTERPRISE | Supply of Material for 200/250TH BRICK WORK WITH FLYASH BRICKS up to plinth & Above plinth | Supply of Material ( Like sand, Fly ash brick etc. as per T & C ) for 200/250TH BRICK WORK WITH FLYASH BRICKS as per specification, drawing & direction of EIC. up to plinth & Above plinth |  | 0 | 0 | Approved
SOUTHWINDS PROJECT LLP (PHASE - III & IV) | BLOCK PHASE - IV | Civil |  | WO/SP34/BP4/6 | SHARIQUE ENTERPRISE | Supply of Material for 90/100/125TH BRICK WORK WITH FLYASH BRICKS Above plinth | Supply of Material ( Like sand, Fly ash brick etc. as per T & C ) for 90/100/125TH BRICK WORK WITH FLYASH BRICKS as per specification, drawing & direction of EIC. Above plinth |  | 0 | 0 | Approved
SOUTHWINDS PROJECT LLP (PHASE - III & IV) | BLOCK PHASE - IV | Civil |  | WO/SP34/BP4/6 | SHARIQUE ENTERPRISE | Supply of Material for 200/250TH AAC BLOCK WORK Above plinth | Supply of Material ( Like sand, AAC BLOCK WORK etc. as per T & C ) for 200/250TH AAC BLOCK WORK as per specification, drawing & direction of EIC. Above plinth |  | 0 | 0 | Approved
SOUTHWINDS PROJECT LLP (PHASE - III & IV) | BLOCK PHASE - IV | Civil |  | WO/SP34/BP4/6 | SHARIQUE ENTERPRISE | Supply of Material for 100 / 125TH AAC BLOCK WORK Above plinth | Supply of Material ( Like sand, AAC BLOCK WORK etc. as per T & C ) for 100 / 125TH AAC BLOCK WORK as per specification, drawing & direction of EIC. Above plinth |  | 0 | 0 | Approved
SOUTHWINDS PROJECT LLP (PHASE - III & IV) | BLOCK PHASE - IV | Civil |  | WO/SP34/BP4/6 | SHARIQUE ENTERPRISE | Supply of Material for LINTEL BAND POST AT ALL LEVELS (M20) | Supply of Material ( Like sand, stone chips etc. as per T & C ) for LINTEL BAND POST AT ALL LEVELS (M20) as per specification, drawing & direction of EIC. |  | 0 | 0 | Approved
SOUTHWINDS PROJECT LLP (PHASE - III & IV) | BLOCK PHASE - IV | Civil |  | WO/SP34/BP4/6 | SHARIQUE ENTERPRISE | Supply of Material for INTERNAL WALL PLASTER WORK Above plinth | Supply of Material ( Like sand etc. as per T & C ) for INTERNAL WALL PLASTER WORK as per specification, drawing & direction of EIC. Above plinth |  | 0 | 0 | Approved
SOUTHWINDS PROJECT LLP (PHASE - III & IV) | BLOCK PHASE - IV | Civil |  | WO/SP34/BP4/6 | SHARIQUE ENTERPRISE | Supply of Material for EXTERNAL WALL PLASTER WORK | Supply of Material ( Like sand etc. as per T & C ) for EXTERNAL WALL PLASTER WORK as per specification, drawing & direction of EIC. |  | 0 | 0 | Approved
SOUTHWINDS PROJECT LLP (PHASE - III & IV) | BLOCK PHASE - IV | Civil |  | WO/SP34/BP4/6 | SHARIQUE ENTERPRISE | Supply of Material for 65MM THICK SCREED CONCRETE AT ROOF LEVELS | Supply of Material ( Like sand etc. as per T & C ) for 65MM THICK SCREED CONCRETE AT ROOF LEVELS as per specification, drawing & direction of EIC. |  | 0 | 0 | Approved
SOUTHWINDS PROJECT LLP (PHASE - III & IV) | BLOCK PHASE - IV | Civil |  | WO/SP34/BP4/6 | SHARIQUE ENTERPRISE | Supply of Material for VDF WITH METALLIC HARDENER | Supply of Material ( Like sand , stone chips etc. as per T & C ) for VDF WITH METALLIC HARDENER as per specification, drawing & direction of EIC. |  | 0 | 0 | Approved
SOUTHWINDS PROJECT LLP (PHASE - III & IV) | BLOCK PHASE - IV | Civil |  |  |  | Sheet piling | Labour charges for Sheet piling work as per following item including all T & P, shifting of all material from their existing location to working location of Bl-14 as per approved dwg. & direction of EIC. ( Sheet piling material ( ISMB, plate, channel ) will be supplied by client ) |  |  |  | Draft
SOUTHWINDS PROJECT LLP (PHASE - III & IV) | BLOCK PHASE - IV | Civil |  |  |  | UP TO 1.50 METERS | UP TO 1.50 METERS BLOCK-11 | Cum. |  |  | Approved
SOUTHWINDS PROJECT LLP (PHASE - III & IV) | BLOCK PHASE - IV | Civil |  |  |  | UP TO 1.50 METERS | UP TO 1.50 METERS BLOCK-12 | Cum. |  |  | Approved
SOUTHWINDS PROJECT LLP (PHASE - III & IV) | BLOCK PHASE - IV | Civil |  | WO/SP34/BP4/5 | M.A Construction | UP TO 1.50 METERS | UP TO 1.50 METERS BLOCK-13 | Cum. | 1996.538 | 198 | Approved
SOUTHWINDS PROJECT LLP (PHASE - III & IV) | BLOCK PHASE - IV | Civil |  | WO/SP34/BP4/5 | M.A Construction | UP TO 1.50 METERS | UP TO 1.50 METERS BLOCK-14 | Cum. | 2246.805 | 198 | Approved
SOUTHWINDS PROJECT LLP (PHASE - III & IV) | BLOCK PHASE - IV | Civil |  | WO/SP34/BP4/5 | M.A Construction | UP TO 1.50 METERS | UP TO 1.50 METERS BLOCK-15 | Cum. | 1036.462 | 198 | Approved
SOUTHWINDS PROJECT LLP (PHASE - III & IV) | BLOCK PHASE - IV | Civil |  | WO/SP34/BP4/5 | M.A Construction | UP TO 1.50 METERS | UP TO 1.50 METERS BLOCK-16 | Cum. | 898.566 | 198 | Approved
SOUTHWINDS PROJECT LLP (PHASE - III & IV) | BLOCK PHASE - IV | Civil |  | WO/SP34/BP4/5 | M.A Construction | UP TO 1.50 METERS | UP TO 1.50 METERS MLCP | Cum. | 264.423 | 198 | Approved
SOUTHWINDS PROJECT LLP (PHASE - III & IV) | BLOCK PHASE - IV | Civil |  |  |  | 1.50 - 3.00 METERS | 1.50 - 3.00 METERS BLOCK-11 | Cum. |  |  | Approved
SOUTHWINDS PROJECT LLP (PHASE - III & IV) | BLOCK PHASE - IV | Civil |  |  |  | 1.50 - 3.00 METERS | 1.50 - 3.00 METERS BLOCK-12 | Cum. |  |  | Approved
SOUTHWINDS PROJECT LLP (PHASE - III & IV) | BLOCK PHASE - IV | Civil |  | WO/SP34/BP4/5 | M.A Construction | 1.50 - 3.00 METERS | 1.50 - 3.00 METERS BLOCK-13 | Cum. | 889.519 | 231 | Approved
SOUTHWINDS PROJECT LLP (PHASE - III & IV) | BLOCK PHASE - IV | Civil |  | WO/SP34/BP4/5 | M.A Construction | 1.50 - 3.00 METERS | 1.50 - 3.00 METERS BLOCK-14 | Cum. | 1087.995 | 231 | Approved
SOUTHWINDS PROJECT LLP (PHASE - III & IV) | BLOCK PHASE - IV | Civil |  | WO/SP34/BP4/5 | M.A Construction | 1.50 - 3.00 METERS | 1.50 - 3.00 METERS BLOCK-15 | Cum. | 176.419 | 231 | Approved
SOUTHWINDS PROJECT LLP (PHASE - III & IV) | BLOCK PHASE - IV | Civil |  | WO/SP34/BP4/5 | M.A Construction | 1.50 - 3.00 METERS | 1.50 - 3.00 METERS BLOCK-16 | Cum. | 114.31 | 231 | Approved
SOUTHWINDS PROJECT LLP (PHASE - III & IV) | BLOCK PHASE - IV | Civil |  | WO/SP34/BP4/5 | M.A Construction | 1.50 - 3.00 METERS | 1.50 - 3.00 METERS MLCP | Cum. | 0 | 231 | Approved
SOUTHWINDS PROJECT LLP (PHASE - III & IV) | BLOCK PHASE - IV | Civil |  | WO/SP34/BP4/5 | M.A Construction | 3.0 - 4.5 METERS | 3.0 - 4.5 METERS BLOCK-13 | Cum. | 826.374 | 296 | Approved
SOUTHWINDS PROJECT LLP (PHASE - III & IV) | BLOCK PHASE - IV | Civil |  | WO/SP34/BP4/5 | M.A Construction | 3.0 - 4.5 METERS | 3.0 - 4.5 METERS BLOCK-14 | Cum. | 965.967 | 296 | Approved
SOUTHWINDS PROJECT LLP (PHASE - III & IV) | BLOCK PHASE - IV | Civil |  | WO/SP34/BP4/5 | M.A Construction | 4.5 - 6.0 METERS | 4.5 - 6.0 METERS BLOCK-13 | Cum. | 238.88 | 296 | Approved
SOUTHWINDS PROJECT LLP (PHASE - III & IV) | BLOCK PHASE - IV | Civil |  |  |  | P.C.C.-1:3:6 with 20mm down stone chips BLOCK-11 | P.C.C.-1:3:6 with 20mm down stone chips BLOCK-11 | Cum. |  |  | Approved
SOUTHWINDS PROJECT LLP (PHASE - III & IV) | BLOCK PHASE - IV | Civil |  |  |  | P.C.C.-1:3:6 with 20mm down stone chips BLOCK-12 | P.C.C.-1:3:6 with 20mm down stone chips BLOCK-12 | Cum. |  |  | Approved
SOUTHWINDS PROJECT LLP (PHASE - III & IV) | BLOCK PHASE - IV | Civil |  | WO/SP34/BP4/5 | M.A Construction | P.C.C.-1:3:6 with 20mm down stone chips BLOCK-13 | P.C.C.-1:3:6 with 20mm down stone chips BLOCK-13 | Cum. | 87.533 | 1500 | Approved
SOUTHWINDS PROJECT LLP (PHASE - III & IV) | BLOCK PHASE - IV | Civil |  | WO/SP34/BP4/5 | M.A Construction | P.C.C.-1:3:6 with 20mm down stone chips BLOCK-14 | P.C.C.-1:3:6 with 20mm down stone chips BLOCK-14 | Cum. | 107.263 | 1500 | Approved
SOUTHWINDS PROJECT LLP (PHASE - III & IV) | BLOCK PHASE - IV | Civil |  | WO/SP34/BP4/5 | M.A Construction | P.C.C.-1:3:6 with 20mm down stone chips BLOCK-15 | P.C.C.-1:3:6 with 20mm down stone chips BLOCK-15 | Cum. | 30.189 | 1500 | Approved
SOUTHWINDS PROJECT LLP (PHASE - III & IV) | BLOCK PHASE - IV | Civil |  | WO/SP34/BP4/5 | M.A Construction | P.C.C.-1:3:6 with 20mm down stone chips BLOCK-16 | P.C.C.-1:3:6 with 20mm down stone chips BLOCK-16 | Cum. | 28.166 | 1500 | Approved
SOUTHWINDS PROJECT LLP (PHASE - III & IV) | BLOCK PHASE - IV | Civil |  | WO/SP34/BP4/5 | M.A Construction | P.C.C.-1:3:6 with 20mm down stone chips MLCP | P.C.C.-1:3:6 with 20mm down stone chips MLCP | Cum. | 6.172 | 1500 | Approved
SOUTHWINDS PROJECT LLP (PHASE - III & IV) | BLOCK PHASE - IV | Civil |  |  |  | M20 with 20mm down stone chips BLOCK-11 | M20 with 20mm down stone chips BLOCK-11 | Cum. |  |  | Approved
SOUTHWINDS PROJECT LLP (PHASE - III & IV) | BLOCK PHASE - IV | Civil |  |  |  | M20 with 20mm down stone chips BLOCK-12 | M20 with 20mm down stone chips BLOCK-12 | Cum. |  |  | Approved
SOUTHWINDS PROJECT LLP (PHASE - III & IV) | BLOCK PHASE - IV | Civil |  | WO/SP34/BP4/5 | M.A Construction | M20 with 20mm down stone chips BLOCK-13 | M20 with 20mm down stone chips BLOCK-13 | Cum. | 66.674 | 1500 | Approved
SOUTHWINDS PROJECT LLP (PHASE - III & IV) | BLOCK PHASE - IV | Civil |  | WO/SP34/BP4/5 | M.A Construction | M20 with 20mm down stone chips BLOCK-14 | M20 with 20mm down stone chips BLOCK-14 | Cum. | 88.707 | 1500 | Approved
SOUTHWINDS PROJECT LLP (PHASE - III & IV) | BLOCK PHASE - IV | Civil |  | WO/SP34/BP4/5 | M.A Construction | M20 with 20mm down stone chips BLOCK-15 | M20 with 20mm down stone chips BLOCK-15 | Cum. | 48.791 | 1500 | Approved
SOUTHWINDS PROJECT LLP (PHASE - III & IV) | BLOCK PHASE - IV | Civil |  | WO/SP34/BP4/5 | M.A Construction | M20 with 20mm down stone chips BLOCK-16 | M20 with 20mm down stone chips BLOCK-16 | Cum. | 46.955 | 1500 | Approved
SOUTHWINDS PROJECT LLP (PHASE - III & IV) | BLOCK PHASE - IV | Civil |  | WO/SP34/BP4/5 | M.A Construction | M20 with 20mm down stone chips MLCP | M20 with 20mm down stone chips MLCP | Cum. | 34.921 | 1500 | Approved
SOUTHWINDS PROJECT LLP (PHASE - III & IV) | BLOCK PHASE - IV | Civil |  |  |  | UPTO PLINTH LVL. BLOCK-11 M25 | UPTO PLINTH LVL. BLOCK-11 M25 | Cum. |  |  | Approved
SOUTHWINDS PROJECT LLP (PHASE - III & IV) | BLOCK PHASE - IV | Civil |  |  |  | UPTO PLINTH LVL. BLOCK-11 M30 | UPTO PLINTH LVL. BLOCK-11 M30 | Cum. |  |  | Approved
SOUTHWINDS PROJECT LLP (PHASE - III & IV) | BLOCK PHASE - IV | Civil |  |  |  | UPTO PLINTH LVL. BLOCK-11 M35 | UPTO PLINTH LVL. BLOCK-11 M35 | Cum. |  |  | Approved
SOUTHWINDS PROJECT LLP (PHASE - III & IV) | BLOCK PHASE - IV | Civil |  |  |  | UPTO PLINTH LVL. BLOCK-12 M25 | UPTO PLINTH LVL. BLOCK-12 M25 | Cum. |  |  | Approved
SOUTHWINDS PROJECT LLP (PHASE - III & IV) | BLOCK PHASE - IV | Civil |  |  |  | UPTO PLINTH LVL. BLOCK-12 M30 | UPTO PLINTH LVL. BLOCK-12 M30 | Cum. |  |  | Approved
SOUTHWINDS PROJECT LLP (PHASE - III & IV) | BLOCK PHASE - IV | Civil |  |  |  | UPTO PLINTH LVL. BLOCK-12 M35 | UPTO PLINTH LVL. BLOCK-12 M35 | Cum. |  |  | Approved
SOUTHWINDS PROJECT LLP (PHASE - III & IV) | BLOCK PHASE - IV | Civil |  | WO/SP34/BP4/5 | M.A Construction | UPTO PLINTH LVL. BLOCK-13 M25 | UPTO PLINTH LVL. BLOCK-13 M25 | Cum. | 80.291 | 1500 | Approved
SOUTHWINDS PROJECT LLP (PHASE - III & IV) | BLOCK PHASE - IV | Civil |  | WO/SP34/BP4/5 | M.A Construction | UPTO PLINTH LVL. BLOCK-13 M30 | UPTO PLINTH LVL. BLOCK-13 M30 | Cum. | 813.875 | 1500 | Approved
SOUTHWINDS PROJECT LLP (PHASE - III & IV) | BLOCK PHASE - IV | Civil |  | WO/SP34/BP4/5 | M.A Construction | UPTO PLINTH LVL. BLOCK-13 M35 | UPTO PLINTH LVL. BLOCK-13 M35 | Cum. | 291.48 | 1500 | Approved
SOUTHWINDS PROJECT LLP (PHASE - III & IV) | BLOCK PHASE - IV | Civil |  | WO/SP34/BP4/5 | M.A Construction | UPTO PLINTH LVL. BLOCK-14 M25 | UPTO PLINTH LVL. BLOCK-14 M25 | Cum. | 76.938 | 1500 | Approved
SOUTHWINDS PROJECT LLP (PHASE - III & IV) | BLOCK PHASE - IV | Civil |  | WO/SP34/BP4/5 | M.A Construction | UPTO PLINTH LVL. BLOCK-14 M30 | UPTO PLINTH LVL. BLOCK-14 M30 | Cum. | 1078.88 | 1500 | Approved
SOUTHWINDS PROJECT LLP (PHASE - III & IV) | BLOCK PHASE - IV | Civil |  | WO/SP34/BP4/5 | M.A Construction | UPTO PLINTH LVL. BLOCK-14 M35 | UPTO PLINTH LVL. BLOCK-14 M35 | Cum. | 218.578 | 1500 | Approved
SOUTHWINDS PROJECT LLP (PHASE - III & IV) | BLOCK PHASE - IV | Civil |  | WO/SP34/BP4/5 | M.A Construction | UPTO PLINTH LVL. BLOCK-15 M25 | UPTO PLINTH LVL. BLOCK-15 M25 | Cum. | 7.839 | 1500 | Approved
SOUTHWINDS PROJECT LLP (PHASE - III & IV) | BLOCK PHASE - IV | Civil |  | WO/SP34/BP4/5 | M.A Construction | UPTO PLINTH LVL. BLOCK-15 M30 | UPTO PLINTH LVL. BLOCK-15 M30 | Cum. | 329.743 | 1500 | Approved
SOUTHWINDS PROJECT LLP (PHASE - III & IV) | BLOCK PHASE - IV | Civil |  | WO/SP34/BP4/5 | M.A Construction | UPTO PLINTH LVL. BLOCK-15 M35 | UPTO PLINTH LVL. BLOCK-15 M35 | Cum. | 25.515 | 1500 | Approved
SOUTHWINDS PROJECT LLP (PHASE - III & IV) | BLOCK PHASE - IV | Civil |  | WO/SP34/BP4/5 | M.A Construction | UPTO PLINTH LVL. BLOCK-16 M25 | UPTO PLINTH LVL. BLOCK-16 M25 | Cum. | 6.596 | 1500 | Approved
SOUTHWINDS PROJECT LLP (PHASE - III & IV) | BLOCK PHASE - IV | Civil |  | WO/SP34/BP4/5 | M.A Construction | UPTO PLINTH LVL. BLOCK-16 M30 | UPTO PLINTH LVL. BLOCK-16 M30 | Cum. | 317.688 | 1500 | Approved
SOUTHWINDS PROJECT LLP (PHASE - III & IV) | BLOCK PHASE - IV | Civil |  | WO/SP34/BP4/5 | M.A Construction | UPTO PLINTH LVL. BLOCK-16 M35 | UPTO PLINTH LVL. BLOCK-16 M35 | Cum. | 22.43 | 1500 | Approved
SOUTHWINDS PROJECT LLP (PHASE - III & IV) | BLOCK PHASE - IV | Civil |  | WO/SP34/BP4/5 | M.A Construction | UPTO PLINTH LVL. MLCP M25 | UPTO PLINTH LVL. MLCP M25 | Cum. | 57.75 | 1500 | Approved
SOUTHWINDS PROJECT LLP (PHASE - III & IV) | BLOCK PHASE - IV | Civil |  | WO/SP34/BP4/5 | M.A Construction | UPTO PLINTH LVL. MLCP M30 | UPTO PLINTH LVL. MLCP M30 | Cum. | 0 | 0 | Approved
SOUTHWINDS PROJECT LLP (PHASE - III & IV) | BLOCK PHASE - IV | Civil |  | WO/SP34/BP4/5 | M.A Construction | UPTO PLINTH LVL. MLCP M35 | UPTO PLINTH LVL. MLCP M35 | Cum. | 0 | 0 | Approved
SOUTHWINDS PROJECT LLP (PHASE - III & IV) | BLOCK PHASE - IV | Civil |  |  |  | ABOVE PLINTH LVL BLOCK-11 M25 | ABOVE PLINTH LVL BLOCK-11 M25 | Cum. |  |  | Approved
SOUTHWINDS PROJECT LLP (PHASE - III & IV) | BLOCK PHASE - IV | Civil |  |  |  | ABOVE PLINTH LVL BLOCK-11 M30 | ABOVE PLINTH LVL BLOCK-11 M30 | Cum. |  |  | Approved
SOUTHWINDS PROJECT LLP (PHASE - III & IV) | BLOCK PHASE - IV | Civil |  |  |  | ABOVE PLINTH LVL BLOCK-11 M35 | ABOVE PLINTH LVL BLOCK-11 M35 | Cum. |  |  | Approved
SOUTHWINDS PROJECT LLP (PHASE - III & IV) | BLOCK PHASE - IV | Civil |  |  |  | Extra Charges 4th floor above to 8th floor level | Extra Charges 4th floor above to 8th floor level as per drawing and direction of EIC. BLOCK-11 | Cum. |  |  | Approved
SOUTHWINDS PROJECT LLP (PHASE - III & IV) | BLOCK PHASE - IV | Civil |  |  |  | Extra Charges 8th floor above to 12th floor level | Extra Charges 8th floor above to 12th floor level as per drawing and direction of EIC. BLOCK-11 | Cum. |  |  | Approved
SOUTHWINDS PROJECT LLP (PHASE - III & IV) | BLOCK PHASE - IV | Civil |  |  |  | Extra Charges 12th floor above to 16th floor level | Extra Charges 12th floor above to 16th floor level as per drawing and direction of EIC. BLOCK-11 | Cum. |  |  | Approved
SOUTHWINDS PROJECT LLP (PHASE - III & IV) | BLOCK PHASE - IV | Civil |  |  |  | ABOVE PLINTH LVL BLOCK-12 M25 | ABOVE PLINTH LVL BLOCK-12 M25 | Cum. |  |  | Approved
SOUTHWINDS PROJECT LLP (PHASE - III & IV) | BLOCK PHASE - IV | Civil |  |  |  | ABOVE PLINTH LVL BLOCK-12 M30 | ABOVE PLINTH LVL BLOCK-12 M30 | Cum. |  |  | Approved
SOUTHWINDS PROJECT LLP (PHASE - III & IV) | BLOCK PHASE - IV | Civil |  |  |  | ABOVE PLINTH LVL BLOCK-12 M35 | ABOVE PLINTH LVL BLOCK-12 M35 | Cum. |  |  | Approved
SOUTHWINDS PROJECT LLP (PHASE - III & IV) | BLOCK PHASE - IV | Civil |  |  |  | Extra Charges 4th floor above to 8th floor level as per drawing and direction of EIC. BLOCK-12 | Extra Charges 4th floor above to 8th floor level as per drawing and direction of EIC. BLOCK-12 | Cum. |  |  | Approved
SOUTHWINDS PROJECT LLP (PHASE - III & IV) | BLOCK PHASE - IV | Civil |  |  |  | Extra Charges 8th floor above to 12th floor level as per drawing and direction of EIC. BLOCK-12 | Extra Charges 8th floor above to 12th floor level as per drawing and direction of EIC. BLOCK-12 | Cum. |  |  | Approved
SOUTHWINDS PROJECT LLP (PHASE - III & IV) | BLOCK PHASE - IV | Civil |  |  |  | Extra Charges 12th floor above to 16th floor level as per drawing and direction of EIC. BLOCK-12 | Extra Charges 12th floor above to 16th floor level as per drawing and direction of EIC. BLOCK-12 | Cum. |  |  | Approved
SOUTHWINDS PROJECT LLP (PHASE - III & IV) | BLOCK PHASE - IV | Civil |  | WO/SP34/BP4/5 | M.A Construction | ABOVE PLINTH LVL BLOCK-13 M25 | ABOVE PLINTH LVL BLOCK-13 M25 | Cum. | 3791.747 | 1500 | Approved
SOUTHWINDS PROJECT LLP (PHASE - III & IV) | BLOCK PHASE - IV | Civil |  | WO/SP34/BP4/5 | M.A Construction | ABOVE PLINTH LVL BLOCK-13 M30 | ABOVE PLINTH LVL BLOCK-13 M30 | Cum. | 326.856 | 1500 | Approved
SOUTHWINDS PROJECT LLP (PHASE - III & IV) | BLOCK PHASE - IV | Civil |  | WO/SP34/BP4/5 | M.A Construction | ABOVE PLINTH LVL BLOCK-13 M35 | ABOVE PLINTH LVL BLOCK-13 M35 | Cum. | 393.005 | 1500 | Approved
SOUTHWINDS PROJECT LLP (PHASE - III & IV) | BLOCK PHASE - IV | Civil |  | WO/SP34/BP4/5 | M.A Construction | Extra Charges 4th floor above to 8th floor level as per drawing and direction of EIC. BLOCK-13 | Extra Charges 4th floor above to 8th floor level as per drawing and direction of EIC. BLOCK-13 | Cum. | 910.573 | 220 | Approved
SOUTHWINDS PROJECT LLP (PHASE - III & IV) | BLOCK PHASE - IV | Civil |  | WO/SP34/BP4/5 | M.A Construction | Extra Charges 8th floor above to 12th floor level as per drawing and direction of EIC. BLOCK-13 | Extra Charges 8th floor above to 12th floor level as per drawing and direction of EIC. BLOCK-13 | Cum. | 910.573 | 375 | Approved
SOUTHWINDS PROJECT LLP (PHASE - III & IV) | BLOCK PHASE - IV | Civil |  | WO/SP34/BP4/5 | M.A Construction | Extra Charges 12th floor above to 16th floor level as per drawing and direction of EIC. BLOCK-13 | Extra Charges 12th floor above to 16th floor level as per drawing and direction of EIC. BLOCK-13 | Cum. | 905.38 | 475 | Approved
SOUTHWINDS PROJECT LLP (PHASE - III & IV) | BLOCK PHASE - IV | Civil |  | WO/SP34/BP4/5 | M.A Construction | Extra Charges 16th floor above to above Roof level as per drawing and direction of EIC. BLOCK-13 | Extra Charges 16th floor above to above Roof level as per drawing and direction of EIC. BLOCK-13 | Cum. | 722.247 | 572 | Approved
SOUTHWINDS PROJECT LLP (PHASE - III & IV) | BLOCK PHASE - IV | Civil |  | WO/SP34/BP4/5 | M.A Construction | ABOVE PLINTH LVL BLOCK-14 M25 | ABOVE PLINTH LVL BLOCK-14 M25 | Cum. | 5906.92 | 1500 | Approved
SOUTHWINDS PROJECT LLP (PHASE - III & IV) | BLOCK PHASE - IV | Civil |  | WO/SP34/BP4/5 | M.A Construction | ABOVE PLINTH LVL BLOCK-14 M30 | ABOVE PLINTH LVL BLOCK-14 M30 | Cum. | 552.62 | 1500 | Approved
SOUTHWINDS PROJECT LLP (PHASE - III & IV) | BLOCK PHASE - IV | Civil |  | WO/SP34/BP4/5 | M.A Construction | ABOVE PLINTH LVL BLOCK-14 M35 | ABOVE PLINTH LVL BLOCK-14 M35 | Cum. | 616.337 | 1500 | Approved
SOUTHWINDS PROJECT LLP (PHASE - III & IV) | BLOCK PHASE - IV | Civil |  | WO/SP34/BP4/5 | M.A Construction | Extra Charges 4th floor above to 8th floor level as per drawing and direction of EIC. BLOCK-14 | Extra Charges 4th floor above to 8th floor level as per drawing and direction of EIC. BLOCK-14 | Cum. | 1433.198 | 220 | Approved
SOUTHWINDS PROJECT LLP (PHASE - III & IV) | BLOCK PHASE - IV | Civil |  | WO/SP34/BP4/5 | M.A Construction | Extra Charges 8th floor above to 12th floor level as per drawing and direction of EIC. BLOCK-14 | Extra Charges 8th floor above to 12th floor level as per drawing and direction of EIC. BLOCK-14 | Cum. | 1433.198 | 375 | Approved
SOUTHWINDS PROJECT LLP (PHASE - III & IV) | BLOCK PHASE - IV | Civil |  | WO/SP34/BP4/5 | M.A Construction | Extra Charges 12th floor above to 16th floor level as per drawing and direction of EIC. BLOCK-14 | Extra Charges 12th floor above to 16th floor level as per drawing and direction of EIC. BLOCK-14 | Cum. | 1425.144 | 475 | Approved
SOUTHWINDS PROJECT LLP (PHASE - III & IV) | BLOCK PHASE - IV | Civil |  | WO/SP34/BP4/5 | M.A Construction | Extra Charges 16th floor above to above Roof level as per drawing and direction of EIC. BLOCK-14 | Extra Charges 16th floor above to above Roof level as per drawing and direction of EIC. BLOCK-14 | Cum. | 1144.162 | 572 | Approved
SOUTHWINDS PROJECT LLP (PHASE - III & IV) | BLOCK PHASE - IV | Civil |  | WO/SP34/BP4/5 | M.A Construction | ABOVE PLINTH LVL BLOCK-15 M25 | ABOVE PLINTH LVL BLOCK-15 M25 | Cum. | 2518.493 | 1500 | Approved
SOUTHWINDS PROJECT LLP (PHASE - III & IV) | BLOCK PHASE - IV | Civil |  | WO/SP34/BP4/5 | M.A Construction | ABOVE PLINTH LVL BLOCK-15 M30 | ABOVE PLINTH LVL BLOCK-15 M30 | Cum. | 235.52 | 1500 | Approved
SOUTHWINDS PROJECT LLP (PHASE - III & IV) | BLOCK PHASE - IV | Civil |  | WO/SP34/BP4/5 | M.A Construction | ABOVE PLINTH LVL BLOCK-15 M35 | ABOVE PLINTH LVL BLOCK-15 M35 | Cum. | 261.018 | 1500 | Approved
SOUTHWINDS PROJECT LLP (PHASE - III & IV) | BLOCK PHASE - IV | Civil |  | WO/SP34/BP4/5 | M.A Construction | Extra Charges 4th floor above to 8th floor level as per drawing and direction of EIC. BLOCK-15 | Extra Charges 4th floor above to 8th floor level as per drawing and direction of EIC. BLOCK-15 | Cum. | 609.649 | 220 | Approved
SOUTHWINDS PROJECT LLP (PHASE - III & IV) | BLOCK PHASE - IV | Civil |  | WO/SP34/BP4/5 | M.A Construction | Extra Charges 8th floor above to 12th floor level as per drawing and direction of EIC. BLOCK-15 | Extra Charges 8th floor above to 12th floor level as per drawing and direction of EIC. BLOCK-15 | Cum. | 609.839 | 375 | Approved
SOUTHWINDS PROJECT LLP (PHASE - III & IV) | BLOCK PHASE - IV | Civil |  | WO/SP34/BP4/5 | M.A Construction | Extra Charges 12th floor above to 16th floor level as per drawing and direction of EIC. BLOCK-15 | Extra Charges 12th floor above to 16th floor level as per drawing and direction of EIC. BLOCK-15 | Cum. | 604.506 | 475 | Approved
SOUTHWINDS PROJECT LLP (PHASE - III & IV) | BLOCK PHASE - IV | Civil |  | WO/SP34/BP4/5 | M.A Construction | Extra Charges 16th floor above to above Roof level as per drawing and direction of EIC. BLOCK-15 | Extra Charges 16th floor above to above Roof level as per drawing and direction of EIC. BLOCK-15 | Cum. | 496.623 | 572 | Approved
SOUTHWINDS PROJECT LLP (PHASE - III & IV) | BLOCK PHASE - IV | Civil |  | WO/SP34/BP4/5 | M.A Construction | ABOVE PLINTH LVL BLOCK-16 M25 | ABOVE PLINTH LVL BLOCK-16 M25 | Cum. | 2346.342 | 1500 | Approved
SOUTHWINDS PROJECT LLP (PHASE - III & IV) | BLOCK PHASE - IV | Civil |  | WO/SP34/BP4/5 | M.A Construction | ABOVE PLINTH LVL BLOCK-16 M30 | ABOVE PLINTH LVL BLOCK-16 M30 | Cum. | 210.36 | 1500 | Approved
SOUTHWINDS PROJECT LLP (PHASE - III & IV) | BLOCK PHASE - IV | Civil |  | WO/SP34/BP4/5 | M.A Construction | ABOVE PLINTH LVL BLOCK-16 M35 | ABOVE PLINTH LVL BLOCK-16 M35 | Cum. | 233.57 | 1500 | Approved
SOUTHWINDS PROJECT LLP (PHASE - III & IV) | BLOCK PHASE - IV | Civil |  | WO/SP34/BP4/5 | M.A Construction | Extra Charges 4th floor above to 8th floor level as per drawing and direction of EIC. BLOCK-16 | Extra Charges 4th floor above to 8th floor level as per drawing and direction of EIC. BLOCK-16 | Cum. | 564.454 | 220 | Approved
SOUTHWINDS PROJECT LLP (PHASE - III & IV) | BLOCK PHASE - IV | Civil |  | WO/SP34/BP4/5 | M.A Construction | Extra Charges 8th floor above to 12th floor level as per drawing and direction of EIC. BLOCK-16 | Extra Charges 8th floor above to 12th floor level as per drawing and direction of EIC. BLOCK-16 | Cum. | 564.454 | 375 | Approved
SOUTHWINDS PROJECT LLP (PHASE - III & IV) | BLOCK PHASE - IV | Civil |  | WO/SP34/BP4/5 | M.A Construction | Extra Charges 12th floor above to 16th floor level as per drawing and direction of EIC. BLOCK-16 | Extra Charges 12th floor above to 16th floor level as per drawing and direction of EIC. BLOCK-16 | Cum. | 560.366 | 475 | Approved
SOUTHWINDS PROJECT LLP (PHASE - III & IV) | BLOCK PHASE - IV | Civil |  | WO/SP34/BP4/5 | M.A Construction | Extra Charges 16th floor above to above Roof level as per drawing and direction of EIC. BLOCK-16 | Extra Charges 16th floor above to above Roof level as per drawing and direction of EIC. BLOCK-16 | Cum. | 455.898 | 572 | Approved
SOUTHWINDS PROJECT LLP (PHASE - III & IV) | BLOCK PHASE - IV | Civil |  | WO/SP34/BP4/5 | M.A Construction | ABOVE PLINTH LVL MLCP M25 | ABOVE PLINTH LVL MLCP M25 | Cum. | 2629.923 | 1500 | Approved
SOUTHWINDS PROJECT LLP (PHASE - III & IV) | BLOCK PHASE - IV | Civil |  | WO/SP34/BP4/5 | M.A Construction | ABOVE PLINTH LVL MLCP M30 | ABOVE PLINTH LVL MLCP M30 | Cum. | 0 | 0 | Approved
SOUTHWINDS PROJECT LLP (PHASE - III & IV) | BLOCK PHASE - IV | Civil |  | WO/SP34/BP4/5 | M.A Construction | ABOVE PLINTH LVL MLCP M35 | ABOVE PLINTH LVL MLCP M35 | Cum. | 0 | 0 | Approved
SOUTHWINDS PROJECT LLP (PHASE - III & IV) | BLOCK PHASE - IV | Civil |  | WO/SP34/BP4/5 | M.A Construction | Extra Charges 4th floor above to 8th floor level as per drawing and direction of EIC. MLCP | Extra Charges 4th floor above to 8th floor level as per drawing and direction of EIC. MLCP | Cum. | 756.41 | 220 | Approved
SOUTHWINDS PROJECT LLP (PHASE - III & IV) | BLOCK PHASE - IV | Civil |  | WO/SP34/BP4/5 | M.A Construction | Extra Charges 8th floor above to 12th floor level as per drawing and direction of EIC. MLCP | Extra Charges 8th floor above to 12th floor level as per drawing and direction of EIC. MLCP | Cum. | 0 | 375 | Approved
SOUTHWINDS PROJECT LLP (PHASE - III & IV) | BLOCK PHASE - IV | Civil |  |  |  | FORM & SHUTTERING UPTO PLINTH LVL BLOCK -11 | FORM & SHUTTERING UPTO PLINTH LVL BLOCK -11 | Sq.Mtr. |  |  | Approved
SOUTHWINDS PROJECT LLP (PHASE - III & IV) | BLOCK PHASE - IV | Civil |  |  |  | FORM & SHUTTERING UPTO PLINTH LVL BLOCK -12 | FORM & SHUTTERING UPTO PLINTH LVL BLOCK -12 | Sq.Mtr. |  |  | Approved
SOUTHWINDS PROJECT LLP (PHASE - III & IV) | BLOCK PHASE - IV | Civil |  | WO/SP34/BP4/5 | M.A Construction | FORM & SHUTTERING UPTO PLINTH LVL BLOCK -13 | FORM & SHUTTERING UPTO PLINTH LVL BLOCK -13 | Sq.Mtr. | 3145.39 | 465 | Approved
SOUTHWINDS PROJECT LLP (PHASE - III & IV) | BLOCK PHASE - IV | Civil |  | WO/SP34/BP4/5 | M.A Construction | FORM & SHUTTERING UPTO PLINTH LVL BLOCK -14 | FORM & SHUTTERING UPTO PLINTH LVL BLOCK -14 | Sq.Mtr. | 3113.306 | 465 | Approved
SOUTHWINDS PROJECT LLP (PHASE - III & IV) | BLOCK PHASE - IV | Civil |  | WO/SP34/BP4/5 | M.A Construction | FORM & SHUTTERING UPTO PLINTH LVL BLOCK -15 | FORM & SHUTTERING UPTO PLINTH LVL BLOCK -15 | Sq.Mtr. | 912.878 | 465 | Approved
SOUTHWINDS PROJECT LLP (PHASE - III & IV) | BLOCK PHASE - IV | Civil |  | WO/SP34/BP4/5 | M.A Construction | FORM & SHUTTERING UPTO PLINTH LVL BLOCK -16 | FORM & SHUTTERING UPTO PLINTH LVL BLOCK -16 | Sq.Mtr. | 786.781 | 465 | Approved
SOUTHWINDS PROJECT LLP (PHASE - III & IV) | BLOCK PHASE - IV | Civil |  | WO/SP34/BP4/5 | M.A Construction | FORM & SHUTTERING UPTO PLINTH LVL MLCP | FORM & SHUTTERING UPTO PLINTH LVL MLCP | Sq.Mtr. | 193.125 | 465 | Approved
SOUTHWINDS PROJECT LLP (PHASE - III & IV) | BLOCK PHASE - IV | Civil |  |  |  | FORM & SHUTTERING (PLINTH TO ABOVE ROOF) BLOCK -11 | FORM & SHUTTERING (PLINTH TO ABOVE ROOF) BLOCK -11 | Sq.Mtr. |  |  | Approved
SOUTHWINDS PROJECT LLP (PHASE - III & IV) | BLOCK PHASE - IV | Civil |  |  |  | Extra Charges 4th floor above to 8th floor level | Extra Charges 4th floor above to 8th floor level as per drawing and direction of EIC. BLOCK-11 | Sq.Mtr. |  |  | Approved
SOUTHWINDS PROJECT LLP (PHASE - III & IV) | BLOCK PHASE - IV | Civil |  |  |  | Extra Charges 8th floor above to 12th floor level | Extra Charges 8th floor above to 12th floor level as per drawing and direction of EIC. BLOCK-11 | Sq.Mtr. |  |  | Approved
SOUTHWINDS PROJECT LLP (PHASE - III & IV) | BLOCK PHASE - IV | Civil |  |  |  | Extra Charges 12th floor above to 16th floor level | Extra Charges 12th floor above to 16th floor level as per drawing and direction of EIC. BLOCK-11 | Sq.Mtr. |  |  | Approved
SOUTHWINDS PROJECT LLP (PHASE - III & IV) | BLOCK PHASE - IV | Civil |  |  |  | FORM & SHUTTERING (PLINTH TO ABOVE ROOF) BLOCK -12 | FORM & SHUTTERING (PLINTH TO ABOVE ROOF) BLOCK -12 | Sq.Mtr. |  |  | Approved
SOUTHWINDS PROJECT LLP (PHASE - III & IV) | BLOCK PHASE - IV | Civil |  |  |  | Extra Charges 4th floor above to 8th floor level | Extra Charges 4th floor above to 8th floor level as per drawing and direction of EIC. BLOCK-12 | Sq.Mtr. |  |  | Approved
SOUTHWINDS PROJECT LLP (PHASE - III & IV) | BLOCK PHASE - IV | Civil |  |  |  | Extra Charges 8th floor above to 12th floor level | Extra Charges 8th floor above to 12th floor level as per drawing and direction of EIC. BLOCK-12 | Sq.Mtr. |  |  | Approved
SOUTHWINDS PROJECT LLP (PHASE - III & IV) | BLOCK PHASE - IV | Civil |  |  |  | Extra Charges 12th floor above to 16th floor level | Extra Charges 12th floor above to 16th floor level as per drawing and direction of EIC. BLOCK-12 | Sq.Mtr. |  |  | Approved
SOUTHWINDS PROJECT LLP (PHASE - III & IV) | BLOCK PHASE - IV | Civil |  | WO/SP34/BP4/5 | M.A Construction | FORM & SHUTTERING (PLINTH TO ABOVE ROOF) BLOCK -13 | FORM & SHUTTERING (PLINTH TO ABOVE ROOF) BLOCK -13 | Sq.Mtr. | 46569.453 | 465 | Approved
SOUTHWINDS PROJECT LLP (PHASE - III & IV) | BLOCK PHASE - IV | Civil |  | WO/SP34/BP4/5 | M.A Construction | Extra Charges 4th floor above to 8th floor level | Extra Charges 4th floor above to 8th floor level as per drawing and direction of EIC. BLOCK-13 | Sq.Mtr. | 9379.339 | 55 | Approved
SOUTHWINDS PROJECT LLP (PHASE - III & IV) | BLOCK PHASE - IV | Civil |  | WO/SP34/BP4/5 | M.A Construction | Extra Charges 8th floor above to 12th floor level | Extra Charges 8th floor above to 12th floor level as per drawing and direction of EIC. BLOCK-13 | Sq.Mtr. | 9379.339 | 120 | Approved
SOUTHWINDS PROJECT LLP (PHASE - III & IV) | BLOCK PHASE - IV | Civil |  | WO/SP34/BP4/5 | M.A Construction | Extra Charges 12th floor above to 16th floor level | Extra Charges 12th floor above to 16th floor level as per drawing and direction of EIC. BLOCK-13 | Sq.Mtr. | 9331.58 | 170 | Approved
SOUTHWINDS PROJECT LLP (PHASE - III & IV) | BLOCK PHASE - IV | Civil |  | WO/SP34/BP4/5 | M.A Construction | Extra Charges 16th floor above to above Roof level | Extra Charges 16th floor above to above Roof level as per drawing and direction of EIC. BLOCK-13 | Sq.Mtr. | 7369.344 | 215 | Approved
SOUTHWINDS PROJECT LLP (PHASE - III & IV) | BLOCK PHASE - IV | Civil |  | WO/SP34/BP4/5 | M.A Construction | FORM & SHUTTERING (PLINTH TO ABOVE ROOF) BLOCK -14 | FORM & SHUTTERING (PLINTH TO ABOVE ROOF) BLOCK -14 | Sq.Mtr. | 73089.489 | 465 | Approved
SOUTHWINDS PROJECT LLP (PHASE - III & IV) | BLOCK PHASE - IV | Civil |  | WO/SP34/BP4/5 | M.A Construction | Extra Charges 4th floor above to 8th floor leve | Extra Charges 4th floor above to 8th floor level as per drawing and direction of EIC. BLOCK-14 | Sq.Mtr. | 14763.798 | 55 | Approved
SOUTHWINDS PROJECT LLP (PHASE - III & IV) | BLOCK PHASE - IV | Civil |  | WO/SP34/BP4/5 | M.A Construction | Extra Charges 8th floor above to 12th floor level | Extra Charges 8th floor above to 12th floor level as per drawing and direction of EIC. BLOCK-14 | Sq.Mtr. | 14763.798 | 120 | Approved
SOUTHWINDS PROJECT LLP (PHASE - III & IV) | BLOCK PHASE - IV | Civil |  | WO/SP34/BP4/5 | M.A Construction | Extra Charges 12th floor above to 16th floor level | Extra Charges 12th floor above to 16th floor level as per drawing and direction of EIC. BLOCK-14 | Sq.Mtr. | 14703.212 | 170 | Approved
SOUTHWINDS PROJECT LLP (PHASE - III & IV) | BLOCK PHASE - IV | Civil |  | WO/SP34/BP4/5 | M.A Construction | Extra Charges 16th floor above to above Roof level | Extra Charges 16th floor above to above Roof level as per drawing and direction of EIC. BLOCK-14 | Sq.Mtr. | 11570.925 | 215 | Approved
SOUTHWINDS PROJECT LLP (PHASE - III & IV) | BLOCK PHASE - IV | Civil |  | WO/SP34/BP4/5 | M.A Construction | FORM & SHUTTERING (PLINTH TO ABOVE ROOF) BLOCK -15 | FORM & SHUTTERING (PLINTH TO ABOVE ROOF) BLOCK -15 | Sq.Mtr. | 31161.787 | 465 | Approved
SOUTHWINDS PROJECT LLP (PHASE - III & IV) | BLOCK PHASE - IV | Civil |  | WO/SP34/BP4/5 | M.A Construction | Extra Charges 4th floor above to 8th floor level | Extra Charges 4th floor above to 8th floor level as per drawing and direction of EIC. BLOCK-15 | Sq.Mtr. | 6257.28 | 55 | Approved
SOUTHWINDS PROJECT LLP (PHASE - III & IV) | BLOCK PHASE - IV | Civil |  | WO/SP34/BP4/5 | M.A Construction | Extra Charges 8th floor above to 12th floor level | Extra Charges 8th floor above to 12th floor level as per drawing and direction of EIC. BLOCK-15 | Sq.Mtr. | 6259.56 | 120 | Approved
SOUTHWINDS PROJECT LLP (PHASE - III & IV) | BLOCK PHASE - IV | Civil |  | WO/SP34/BP4/5 | M.A Construction | Extra Charges 12th floor above to 16th floor level | Extra Charges 12th floor above to 16th floor level as per drawing and direction of EIC. BLOCK-15 | Sq.Mtr. | 6209.636 | 170 | Approved
SOUTHWINDS PROJECT LLP (PHASE - III & IV) | BLOCK PHASE - IV | Civil |  | WO/SP34/BP4/5 | M.A Construction | Extra Charges 16th floor above to above Roof level | Extra Charges 16th floor above to above Roof level as per drawing and direction of EIC. BLOCK-15 | Sq.Mtr. | 5002.567 | 215 | Approved
SOUTHWINDS PROJECT LLP (PHASE - III & IV) | BLOCK PHASE - IV | Civil |  | WO/SP34/BP4/5 | M.A Construction | FORM & SHUTTERING (PLINTH TO ABOVE ROOF) BLOCK -16 | FORM & SHUTTERING (PLINTH TO ABOVE ROOF) BLOCK -16 | Sq.Mtr. | 28373.408 | 465 | Approved
SOUTHWINDS PROJECT LLP (PHASE - III & IV) | BLOCK PHASE - IV | Civil |  | WO/SP34/BP4/5 | M.A Construction | Extra Charges 4th floor above to 8th floor level | Extra Charges 4th floor above to 8th floor level as per drawing and direction of EIC. BLOCK-16 | Sq.Mtr. | 5736.821 | 55 | Approved
SOUTHWINDS PROJECT LLP (PHASE - III & IV) | BLOCK PHASE - IV | Civil |  | WO/SP34/BP4/5 | M.A Construction | Extra Charges 8th floor above to 12th floor level | Extra Charges 8th floor above to 12th floor level as per drawing and direction of EIC. BLOCK-16 | Sq.Mtr. | 5736.821 | 120 | Approved
SOUTHWINDS PROJECT LLP (PHASE - III & IV) | BLOCK PHASE - IV | Civil |  | WO/SP34/BP4/5 | M.A Construction | Extra Charges 12th floor above to 16th floor level | Extra Charges 12th floor above to 16th floor level as per drawing and direction of EIC. BLOCK-16 | Sq.Mtr. | 5702.046 | 170 | Approved
SOUTHWINDS PROJECT LLP (PHASE - III & IV) | BLOCK PHASE - IV | Civil |  | WO/SP34/BP4/5 | M.A Construction | Extra Charges 16th floor above to above Roof level | Extra Charges 16th floor above to above Roof level as per drawing and direction of EIC. BLOCK-16 | Sq.Mtr. | 4503.332 | 215 | Approved
SOUTHWINDS PROJECT LLP (PHASE - III & IV) | BLOCK PHASE - IV | Civil |  | WO/SP34/BP4/5 | M.A Construction | FORM & SHUTTERING (PLINTH TO ABOVE ROOF) MLCP | FORM & SHUTTERING (PLINTH TO ABOVE ROOF) MLCP | Sq.Mtr. | 19612.07 | 465 | Approved
SOUTHWINDS PROJECT LLP (PHASE - III & IV) | BLOCK PHASE - IV | Civil |  | WO/SP34/BP4/5 | M.A Construction | Extra Charges 4th floor above to 8th floor level | Extra Charges 4th floor above to 8th floor level as per drawing and direction of EIC. MLCP | Sq.Mtr. | 5565.87 | 55 | Approved
SOUTHWINDS PROJECT LLP (PHASE - III & IV) | BLOCK PHASE - IV | Civil |  | WO/SP34/BP4/5 | M.A Construction | Extra Charges 8th floor above to 12th floor level | Extra Charges 8th floor above to 12th floor level as per drawing and direction of EIC. MLCP | Sq.Ft. | 0 | 120 | Approved
SOUTHWINDS PROJECT LLP (PHASE - III & IV) | BLOCK PHASE - IV | Civil |  |  |  | UPTO PLINTH LVL BLOCK-11 | UPTO PLINTH LVL BLOCK-11 | MT |  |  | Approved
SOUTHWINDS PROJECT LLP (PHASE - III & IV) | BLOCK PHASE - IV | Civil |  |  |  | UPTO PLINTH LVL BLOCK-12 | UPTO PLINTH LVL BLOCK-12 | MT |  |  | Approved
SOUTHWINDS PROJECT LLP (PHASE - III & IV) | BLOCK PHASE - IV | Civil |  | WO/SP34/BP4/5 | M.A Construction | UPTO PLINTH LVL BLOCK-13 | UPTO PLINTH LVL BLOCK-13 | MT | 140.92 | 6700 | Approved
SOUTHWINDS PROJECT LLP (PHASE - III & IV) | BLOCK PHASE - IV | Civil |  | WO/SP34/BP4/5 | M.A Construction | UPTO PLINTH LVL BLOCK-14 | UPTO PLINTH LVL BLOCK-14 | MT | 182.36 | 6700 | Approved
SOUTHWINDS PROJECT LLP (PHASE - III & IV) | BLOCK PHASE - IV | Civil |  | WO/SP34/BP4/5 | M.A Construction | UPTO PLINTH LVL BLOCK-15 | UPTO PLINTH LVL BLOCK-15 | MT | 38.512 | 6700 | Approved
SOUTHWINDS PROJECT LLP (PHASE - III & IV) | BLOCK PHASE - IV | Civil |  | WO/SP34/BP4/5 | M.A Construction | UPTO PLINTH LVL BLOCK-16 | UPTO PLINTH LVL BLOCK-16 | MT | 39.96 | 6700 | Approved
SOUTHWINDS PROJECT LLP (PHASE - III & IV) | BLOCK PHASE - IV | Civil |  | WO/SP34/BP4/5 | M.A Construction | UPTO PLINTH LVL MLCP | UPTO PLINTH LVL MLCP | MT | 14.671 | 6700 | Approved
SOUTHWINDS PROJECT LLP (PHASE - III & IV) | BLOCK PHASE - IV | Civil |  |  |  | ABOVE PLINTH LEVEL BLOCK-11 | ABOVE PLINTH LEVEL BLOCK-11 | MT |  |  | Approved
SOUTHWINDS PROJECT LLP (PHASE - III & IV) | BLOCK PHASE - IV | Civil |  |  |  | Extra Charges 4th floor above to 8th floor level | Extra Charges 4th floor above to 8th floor level as per drawing and direction of EIC. BLOCK-11 | MT |  |  | Approved
SOUTHWINDS PROJECT LLP (PHASE - III & IV) | BLOCK PHASE - IV | Civil |  |  |  | Extra Charges 8th floor above to 12th floor level | Extra Charges 8th floor above to 12th floor level as per drawing and direction of EIC. BLOCK-11 | MT |  |  | Approved
SOUTHWINDS PROJECT LLP (PHASE - III & IV) | BLOCK PHASE - IV | Civil |  |  |  | Extra Charges 12th floor above to 16th floor level | Extra Charges 12th floor above to 16th floor level as per drawing and direction of EIC. BLOCK-11 | MT |  |  | Approved
SOUTHWINDS PROJECT LLP (PHASE - III & IV) | BLOCK PHASE - IV | Civil |  |  |  | ABOVE PLINTH LEVEL BLOCK-12 | ABOVE PLINTH LEVEL BLOCK-12 | MT |  |  | Approved
SOUTHWINDS PROJECT LLP (PHASE - III & IV) | BLOCK PHASE - IV | Civil |  |  |  | Extra Charges 4th floor above to 8th floor level | Extra Charges 4th floor above to 8th floor level as per drawing and direction of EIC. BLOCK-12 | MT |  |  | Approved
SOUTHWINDS PROJECT LLP (PHASE - III & IV) | BLOCK PHASE - IV | Civil |  |  |  | Extra Charges 8th floor above to 12th floor level | Extra Charges 8th floor above to 12th floor level as per drawing and direction of EIC. BLOCK-12 | MT |  |  | Approved
SOUTHWINDS PROJECT LLP (PHASE - III & IV) | BLOCK PHASE - IV | Civil |  |  |  | Extra Charges 12th floor above to 16th floor level | Extra Charges 12th floor above to 16th floor level as per drawing and direction of EIC. BLOCK-12 | MT |  |  | Approved
SOUTHWINDS PROJECT LLP (PHASE - III & IV) | BLOCK PHASE - IV | Civil |  | WO/SP34/BP4/5 | M.A Construction | ABOVE PLINTH LEVEL BLOCK-13 | ABOVE PLINTH LEVEL BLOCK-13 | MT | 723.137 | 7000 | Approved
SOUTHWINDS PROJECT LLP (PHASE - III & IV) | BLOCK PHASE - IV | Civil |  | WO/SP34/BP4/5 | M.A Construction | Extra Charges 4th floor above to 8th floor level | Extra Charges 4th floor above to 8th floor level as per drawing and direction of EIC. BLOCK-13 | MT | 147.517 | 500 | Approved
SOUTHWINDS PROJECT LLP (PHASE - III & IV) | BLOCK PHASE - IV | Civil |  | WO/SP34/BP4/5 | M.A Construction | Extra Charges 8th floor above to 12th floor leve | Extra Charges 8th floor above to 12th floor level as per drawing and direction of EIC. BLOCK-13 | MT | 133.772 | 1000 | Approved
SOUTHWINDS PROJECT LLP (PHASE - III & IV) | BLOCK PHASE - IV | Civil |  | WO/SP34/BP4/5 | M.A Construction | Extra Charges 12th floor above to 16th floor level | Extra Charges 12th floor above to 16th floor level as per drawing and direction of EIC. BLOCK-13 | MT | 132.291 | 1500 | Approved
SOUTHWINDS PROJECT LLP (PHASE - III & IV) | BLOCK PHASE - IV | Civil |  | WO/SP34/BP4/5 | M.A Construction | Extra Charges 16th floor above to above Roof level | Extra Charges 16th floor above to above Roof level as per drawing and direction of EIC. BLOCK-13 | MT | 98.256 | 1900 | Approved
SOUTHWINDS PROJECT LLP (PHASE - III & IV) | BLOCK PHASE - IV | Civil |  | WO/SP34/BP4/5 | M.A Construction | ABOVE PLINTH LEVEL BLOCK-14 | ABOVE PLINTH LEVEL BLOCK-14 | MT | 1071.713 | 7000 | Approved
SOUTHWINDS PROJECT LLP (PHASE - III & IV) | BLOCK PHASE - IV | Civil |  | WO/SP34/BP4/5 | M.A Construction | Extra Charges 4th floor above to 8th floor level | Extra Charges 4th floor above to 8th floor level as per drawing and direction of EIC. BLOCK-14 | MT | 221.313 | 500 | Approved
SOUTHWINDS PROJECT LLP (PHASE - III & IV) | BLOCK PHASE - IV | Civil |  | WO/SP34/BP4/5 | M.A Construction | Extra Charges 8th floor above to 12th floor level | Extra Charges 8th floor above to 12th floor level as per drawing and direction of EIC. BLOCK-14 | MT | 210.509 | 1000 | Approved
SOUTHWINDS PROJECT LLP (PHASE - III & IV) | BLOCK PHASE - IV | Civil |  | WO/SP34/BP4/5 | M.A Construction | Extra Charges 12th floor above to 16th floor level | Extra Charges 12th floor above to 16th floor level as per drawing and direction of EIC. BLOCK-14 | MT | 207.868 | 1500 | Approved
SOUTHWINDS PROJECT LLP (PHASE - III & IV) | BLOCK PHASE - IV | Civil |  | WO/SP34/BP4/5 | M.A Construction | Extra Charges 16th floor above to above Roof level | Extra Charges 16th floor above to above Roof level as per drawing and direction of EIC. BLOCK-14 | MT | 153.109 | 1900 | Approved
SOUTHWINDS PROJECT LLP (PHASE - III & IV) | BLOCK PHASE - IV | Civil |  | WO/SP34/BP4/5 | M.A Construction | ABOVE PLINTH LEVEL BLOCK-15 | ABOVE PLINTH LEVEL BLOCK-15 | MT | 429.483 | 7000 | Approved
SOUTHWINDS PROJECT LLP (PHASE - III & IV) | BLOCK PHASE - IV | Civil |  | WO/SP34/BP4/5 | M.A Construction | Extra Charges 4th floor above to 8th floor level | Extra Charges 4th floor above to 8th floor level as per drawing and direction of EIC. BLOCK-15 | MT | 87.909 | 500 | Approved
SOUTHWINDS PROJECT LLP (PHASE - III & IV) | BLOCK PHASE - IV | Civil |  | WO/SP34/BP4/5 | M.A Construction | Extra Charges 8th floor above to 12th floor level | Extra Charges 8th floor above to 12th floor level as per drawing and direction of EIC. BLOCK-15 | MT | 83.085 | 1000 | Approved
SOUTHWINDS PROJECT LLP (PHASE - III & IV) | BLOCK PHASE - IV | Civil |  | WO/SP34/BP4/5 | M.A Construction | Extra Charges 12th floor above to 16th floor level | Extra Charges 12th floor above to 16th floor level as per drawing and direction of EIC. BLOCK-15 | MT | 81.021 | 1500 | Approved
SOUTHWINDS PROJECT LLP (PHASE - III & IV) | BLOCK PHASE - IV | Civil |  | WO/SP34/BP4/5 | M.A Construction | Extra Charges 16th floor above to above Roof level | Extra Charges 16th floor above to above Roof level as per drawing and direction of EIC. BLOCK-15 | MT | 62.743 | 1900 | Approved
SOUTHWINDS PROJECT LLP (PHASE - III & IV) | BLOCK PHASE - IV | Civil |  | WO/SP34/BP4/5 | M.A Construction | ABOVE PLINTH LEVEL BLOCK-16 | ABOVE PLINTH LEVEL BLOCK-16 | MT | 426.966 | 7000 | Approved
SOUTHWINDS PROJECT LLP (PHASE - III & IV) | BLOCK PHASE - IV | Civil |  | WO/SP34/BP4/5 | M.A Construction | Extra Charges 4th floor above to 8th floor level | Extra Charges 4th floor above to 8th floor level as per drawing and direction of EIC. BLOCK-16 | MT | 85.814 | 500 | Approved
SOUTHWINDS PROJECT LLP (PHASE - III & IV) | BLOCK PHASE - IV | Civil |  | WO/SP34/BP4/5 | M.A Construction | Extra Charges 8th floor above to 12th floor level | Extra Charges 8th floor above to 12th floor level as per drawing and direction of EIC. BLOCK-16 | MT | 81.057 | 1000 | Approved
SOUTHWINDS PROJECT LLP (PHASE - III & IV) | BLOCK PHASE - IV | Civil |  | WO/SP34/BP4/5 | M.A Construction | Extra Charges 12th floor above to 16th floor level | Extra Charges 12th floor above to 16th floor level as per drawing and direction of EIC. BLOCK-16 | MT | 79.824 | 1500 | Approved
SOUTHWINDS PROJECT LLP (PHASE - III & IV) | BLOCK PHASE - IV | Civil |  | WO/SP34/BP4/5 | M.A Construction | Extra Charges 16th floor above to above Roof | Extra Charges 16th floor above to above Roof level as per drawing and direction of EIC. BLOCK-16 | MT | 59.637 | 1900 | Approved
SOUTHWINDS PROJECT LLP (PHASE - III & IV) | BLOCK PHASE - IV | Civil |  | WO/SP34/BP4/5 | M.A Construction | ABOVE PLINTH LEVEL MLCP | ABOVE PLINTH LEVEL MLCP | MT | 335.597 | 7000 | Approved
SOUTHWINDS PROJECT LLP (PHASE - III & IV) | BLOCK PHASE - IV | Civil |  | WO/SP34/BP4/5 | M.A Construction | Extra Charges 4th floor above to 8th floor level | Extra Charges 4th floor above to 8th floor level as per drawing and direction of EIC. MLCP | MT | 108.132 | 500 | Approved
SOUTHWINDS PROJECT LLP (PHASE - III & IV) | BLOCK PHASE - IV | Civil |  | WO/SP34/BP4/5 | M.A Construction | Extra Charges 8th floor above to 12th floor level | Extra Charges 8th floor above to 12th floor level as per drawing and direction of EIC. BLOCK-16. | MT | 0 | 1000 | Approved
SOUTHWINDS PROJECT LLP (PHASE - III & IV) | BLOCK PHASE - IV | Civil |  |  |  | Up to Plinth level 200/250TH Brick Work with Fly ash Bricks BLOCK-11 | Up to Plinth level 200/250TH Brick Work with Fly ash Bricks BLOCK-11 | Cum. |  |  | Approved
SOUTHWINDS PROJECT LLP (PHASE - III & IV) | BLOCK PHASE - IV | Civil |  |  |  | Up to Plinth level 200/250TH Brick Work with Fly ash Bricks BLOCK-12 | Up to Plinth level 200/250TH Brick Work with Fly ash Bricks BLOCK-12 | Cum. |  |  | Approved
SOUTHWINDS PROJECT LLP (PHASE - III & IV) | BLOCK PHASE - IV | Civil |  | WO/SP34/BP4/5 | M.A Construction | Up to Plinth level 200/250TH Brick Work with Fly ash Bricks BLOCK-13 | Up to Plinth level 200/250TH Brick Work with Fly ash Bricks BLOCK-13 | Cum. | 92.452 | 2400 | Approved
SOUTHWINDS PROJECT LLP (PHASE - III & IV) | BLOCK PHASE - IV | Civil |  | WO/SP34/BP4/5 | M.A Construction | Up to Plinth level 200/250TH Brick Work with Fly ash Bricks BLOCK-14 | Up to Plinth level 200/250TH Brick Work with Fly ash Bricks BLOCK-14 | Cum. | 178.735 | 2400 | Approved
SOUTHWINDS PROJECT LLP (PHASE - III & IV) | BLOCK PHASE - IV | Civil |  | WO/SP34/BP4/5 | M.A Construction | Up to Plinth level 200/250TH Brick Work with Fly ash Bricks BLOCK-15 | Up to Plinth level 200/250TH Brick Work with Fly ash Bricks BLOCK-15 | Cum. | 49.135 | 2400 | Approved
SOUTHWINDS PROJECT LLP (PHASE - III & IV) | BLOCK PHASE - IV | Civil |  | WO/SP34/BP4/5 | M.A Construction | Up to Plinth level 200/250TH Brick Work with Fly ash Bricks BLOCK-16 | Up to Plinth level 200/250TH Brick Work with Fly ash Bricks BLOCK-16 | Cum. | 40.577 | 2400 | Approved
SOUTHWINDS PROJECT LLP (PHASE - III & IV) | BLOCK PHASE - IV | Civil |  | WO/SP34/BP4/5 | M.A Construction | Up to Plinth level 200/250TH Brick Work with Fly ash Bricks MLCP | Up to Plinth level 200/250TH Brick Work with Fly ash Bricks MLCP | Cum. | 41.342 | 2400 | Approved
SOUTHWINDS PROJECT LLP (PHASE - III & IV) | BLOCK PHASE - IV | Civil |  |  |  | 200/250TH BRICK WORK WITH FLYASH BRICKS | Above Plinth level 200/250TH BRICK WORK WITH FLYASH BRICKS BLOCK-11 | Cum. |  |  | Approved
SOUTHWINDS PROJECT LLP (PHASE - III & IV) | BLOCK PHASE - IV | Civil |  |  |  | Extra Charges 4h to 10th floor | Extra Charges 4h to 10th floor as per drawing and direction of EIC. BLOCK-11 | Cum. |  |  | Approved
SOUTHWINDS PROJECT LLP (PHASE - III & IV) | BLOCK PHASE - IV | Civil |  |  |  | Extra Charges 11th floor to above Roof | Extra Charges 11th floor to above Roof as per drawing and direction of EIC. BLOCK-11 | Cum. |  |  | Approved
SOUTHWINDS PROJECT LLP (PHASE - III & IV) | BLOCK PHASE - IV | Civil |  |  |  | Above Plinth level 200/250TH BRICK WORK WITH FLYASH BRICKS BLOCK-12 | Above Plinth level 200/250TH BRICK WORK WITH FLYASH BRICKS BLOCK-12 | Cum. |  |  | Approved
SOUTHWINDS PROJECT LLP (PHASE - III & IV) | BLOCK PHASE - IV | Civil |  |  |  | Extra Charges 4h to 10th floor as per drawing and direction of EIC. BLOCK-12 | Extra Charges 4h to 10th floor as per drawing and direction of EIC. BLOCK-12 | Cum. |  |  | Approved
SOUTHWINDS PROJECT LLP (PHASE - III & IV) | BLOCK PHASE - IV | Civil |  |  |  | Extra Charges 11th floor to above Roof | Extra Charges 11th floor to above Roof as per drawing and direction of EIC. BLOCK-12 | Cum. |  |  | Approved
SOUTHWINDS PROJECT LLP (PHASE - III & IV) | BLOCK PHASE - IV | Civil |  | WO/SP34/BP4/5 | M.A Construction | Above Plinth level 200/250TH BRICK WORK WITH FLYASH BRICKS BLOCK-13 | Above Plinth level 200/250TH BRICK WORK WITH FLYASH BRICKS BLOCK-13 | Cum. | 515.134 | 2400 | Approved
SOUTHWINDS PROJECT LLP (PHASE - III & IV) | BLOCK PHASE - IV | Civil |  | WO/SP34/BP4/5 | M.A Construction | Extra Charges 4h to 10th floor | Extra Charges 4h to 10th floor as per drawing and direction of EIC. BLOCK-13 | Cum. | 175.105 | 234 | Approved
SOUTHWINDS PROJECT LLP (PHASE - III & IV) | BLOCK PHASE - IV | Civil |  | WO/SP34/BP4/5 | M.A Construction | Extra Charges 11th floor to above Roof | Extra Charges 11th floor to above Roof as per drawing and direction of EIC. BLOCK-13 | Cum. | 200.12 | 484 | Approved
SOUTHWINDS PROJECT LLP (PHASE - III & IV) | BLOCK PHASE - IV | Civil |  | WO/SP34/BP4/5 | M.A Construction | Above Plinth level 200/250TH BRICK WORK WITH FLYASH BRICKS BLOCK-14 | Above Plinth level 200/250TH BRICK WORK WITH FLYASH BRICKS BLOCK-14 | Cum. | 777.073 | 2400 | Approved
SOUTHWINDS PROJECT LLP (PHASE - III & IV) | BLOCK PHASE - IV | Civil |  | WO/SP34/BP4/5 | M.A Construction | Extra Charges 4h to 10th floor as per drawing and direction of EIC. BLOCK-14 | Extra Charges 4h to 10th floor as per drawing and direction of EIC. BLOCK-14 | Cum. | 273.994 | 234 | Approved
SOUTHWINDS PROJECT LLP (PHASE - III & IV) | BLOCK PHASE - IV | Civil |  | WO/SP34/BP4/5 | M.A Construction | Extra Charges 11th floor to above Roof as per drawing and direction of EIC. BLOCK-14 | Extra Charges 11th floor to above Roof as per drawing and direction of EIC. BLOCK-14 | Cum. | 313.136 | 484 | Approved
SOUTHWINDS PROJECT LLP (PHASE - III & IV) | BLOCK PHASE - IV | Civil |  | WO/SP34/BP4/5 | M.A Construction | Above Plinth level 200/250TH BRICK WORK WITH FLYASH BRICKS BLOCK-15 | Above Plinth level 200/250TH BRICK WORK WITH FLYASH BRICKS BLOCK-15 | Cum. | 421.772 | 2400 | Approved
SOUTHWINDS PROJECT LLP (PHASE - III & IV) | BLOCK PHASE - IV | Civil |  | WO/SP34/BP4/5 | M.A Construction | Extra Charges 4h to 10th floor | Extra Charges 4h to 10th floor as per drawing and direction of EIC. BLOCK-15 | Cum. | 142.114 | 234 | Approved
SOUTHWINDS PROJECT LLP (PHASE - III & IV) | BLOCK PHASE - IV | Civil |  | WO/SP34/BP4/5 | M.A Construction | Extra Charges 11th floor to above Roof | Extra Charges 11th floor to above Roof as per drawing and direction of EIC. BLOCK-15 | Cum. | 162.416 | 484 | Approved
SOUTHWINDS PROJECT LLP (PHASE - III & IV) | BLOCK PHASE - IV | Civil |  | WO/SP34/BP4/5 | M.A Construction | Above Plinth level 200/250TH BRICK WORK WITH FLYASH BRICKS BLOCK-16 | Above Plinth level 200/250TH BRICK WORK WITH FLYASH BRICKS BLOCK-16 | Cum. | 344.646 | 2400 | Approved
SOUTHWINDS PROJECT LLP (PHASE - III & IV) | BLOCK PHASE - IV | Civil |  | WO/SP34/BP4/5 | M.A Construction | Extra Charges 4h to 10th floor | Extra Charges 4h to 10th floor as per drawing and direction of EIC. BLOCK-16 | Cum. | 122.941 | 234 | Approved
SOUTHWINDS PROJECT LLP (PHASE - III & IV) | BLOCK PHASE - IV | Civil |  | WO/SP34/BP4/5 | M.A Construction | Extra Charges 11th floor to above Roof | Extra Charges 11th floor to above Roof as per drawing and direction of EIC. BLOCK-16 | Cum. | 140.504 | 484 | Approved
SOUTHWINDS PROJECT LLP (PHASE - III & IV) | BLOCK PHASE - IV | Civil |  | WO/SP34/BP4/5 | M.A Construction | Above Plinth level 200/250TH BRICK WORK WITH FLYASH BRICKS MLCP | Above Plinth level 200/250TH BRICK WORK WITH FLYASH BRICKS MLCP | Cum. | 177.727 | 2400 | Approved
SOUTHWINDS PROJECT LLP (PHASE - III & IV) | BLOCK PHASE - IV | Civil |  | WO/SP34/BP4/5 | M.A Construction | Extra Charges 4h to 10th floor | Extra Charges 4h to 10th floor as per drawing and direction of EIC. MLCP | Cum. | 93.341 | 234 | Approved
SOUTHWINDS PROJECT LLP (PHASE - III & IV) | BLOCK PHASE - IV | Civil |  |  |  | (Above Plinth level) 90/100/125TH Brick work with Fly Ash Bricks BLOCK-11 | (Above Plinth level) 90/100/125TH Brick work with Fly Ash Bricks BLOCK-11 | Sq.Mtr. |  |  | Approved
SOUTHWINDS PROJECT LLP (PHASE - III & IV) | BLOCK PHASE - IV | Civil |  |  |  | Extra Charges 4h to 10th floor | Extra Charges 4h to 10th floor as per drawing and direction of EIC. BLOCK-11 | Sq.Mtr. |  |  | Approved
SOUTHWINDS PROJECT LLP (PHASE - III & IV) | BLOCK PHASE - IV | Civil |  |  |  | Extra Charges 11th floor to above Roof | Extra Charges 11th floor to above Roof as per drawing and direction of EIC. BLOCK-11 | Sq.Mtr. |  |  | Approved
SOUTHWINDS PROJECT LLP (PHASE - III & IV) | BLOCK PHASE - IV | Civil |  |  |  | (Above Plinth level) 90/100/125TH Brick work with Fly Ash Bricks BLOCK-12 | (Above Plinth level) 90/100/125TH Brick work with Fly Ash Bricks BLOCK-12 | Sq.Mtr. |  |  | Approved
SOUTHWINDS PROJECT LLP (PHASE - III & IV) | BLOCK PHASE - IV | Civil |  |  |  | Extra Charges 4h to 10th floor as per drawing and direction of EIC. BLOCK-12 | Extra Charges 4h to 10th floor as per drawing and direction of EIC. BLOCK-12 | Sq.Mtr. |  |  | Approved
SOUTHWINDS PROJECT LLP (PHASE - III & IV) | BLOCK PHASE - IV | Civil |  |  |  | Extra Charges 11th floor to above Roof | Extra Charges 11th floor to above Roof as per drawing and direction of EIC. BLOCK-12 | Sq.Mtr. |  |  | Approved
SOUTHWINDS PROJECT LLP (PHASE - III & IV) | BLOCK PHASE - IV | Civil |  | WO/SP34/BP4/5 | M.A Construction | (Above Plinth level) 90/100/125TH Brick work with Fly Ash Bricks BLOCK-13 | (Above Plinth level) 90/100/125TH Brick work with Fly Ash Bricks BLOCK-13 | Sq.Mtr. | 2963.491 | 325 | Approved
SOUTHWINDS PROJECT LLP (PHASE - III & IV) | BLOCK PHASE - IV | Civil |  | WO/SP34/BP4/5 | M.A Construction | Extra Charges 4h to 10th floor | Extra Charges 4h to 10th floor as per drawing and direction of EIC. BLOCK-13 | Sq.Mtr. | 1058.834 | 83 | Approved
SOUTHWINDS PROJECT LLP (PHASE - III & IV) | BLOCK PHASE - IV | Civil |  | WO/SP34/BP4/5 | M.A Construction | Extra Charges 11th floor to above Roof | Extra Charges 11th floor to above Roof as per drawing and direction of EIC. BLOCK-13 | Sq.Mtr. | 1287.667 | 122 | Approved
SOUTHWINDS PROJECT LLP (PHASE - III & IV) | BLOCK PHASE - IV | Civil |  | WO/SP34/BP4/5 | M.A Construction | (Above Plinth level) 90/100/125TH Brick work with Fly Ash Bricks BLOCK-14 | (Above Plinth level) 90/100/125TH Brick work with Fly Ash Bricks BLOCK-14 | Sq.Mtr. | 5225.199 | 325 | Approved
SOUTHWINDS PROJECT LLP (PHASE - III & IV) | BLOCK PHASE - IV | Civil |  | WO/SP34/BP4/5 | M.A Construction | Extra Charges 4h to 10th floor | Extra Charges 4h to 10th floor as per drawing and direction of EIC. BLOCK-14 | Sq.Mtr. | 1960.035 | 83 | Approved
SOUTHWINDS PROJECT LLP (PHASE - III & IV) | BLOCK PHASE - IV | Civil |  | WO/SP34/BP4/5 | M.A Construction | Extra Charges 11th floor to above Roof | Extra Charges 11th floor to above Roof as per drawing and direction of EIC. BLOCK-14 | Sq.Mtr. | 2370.123 | 122 | Approved
SOUTHWINDS PROJECT LLP (PHASE - III & IV) | BLOCK PHASE - IV | Civil |  | WO/SP34/BP4/5 | M.A Construction | (Above Plinth level) 90/100/125TH Brick work with Fly Ash Bricks BLOCK-14 | (Above Plinth level) 90/100/125TH Brick work with Fly Ash Bricks BLOCK-15 | Sq.Mtr. | 1798.363 | 325 | Approved
SOUTHWINDS PROJECT LLP (PHASE - III & IV) | BLOCK PHASE - IV | Civil |  | WO/SP34/BP4/5 | M.A Construction | Extra Charges 4h to 10th floor | Extra Charges 4h to 10th floor as per drawing and direction of EIC. BLOCK-15 | Sq.Mtr. | 669.487 | 83 | Approved
SOUTHWINDS PROJECT LLP (PHASE - III & IV) | BLOCK PHASE - IV | Civil |  | WO/SP34/BP4/5 | M.A Construction | Extra Charges 11th floor to above Roof as per drawing and direction of EIC. | Extra Charges 11th floor to above Roof as per drawing and direction of EIC. BLOCK-15 | Sq.Mtr. | 827.754 | 122 | Approved
SOUTHWINDS PROJECT LLP (PHASE - III & IV) | BLOCK PHASE - IV | Civil |  | WO/SP34/BP4/5 | M.A Construction | (Above Plinth level) 90/100/125TH Brick work with Fly Ash Bricks BLOCK-16 | (Above Plinth level) 90/100/125TH Brick work with Fly Ash Bricks BLOCK-16 | Sq.Mtr. | 1861.461 | 325 | Approved
SOUTHWINDS PROJECT LLP (PHASE - III & IV) | BLOCK PHASE - IV | Civil |  | WO/SP34/BP4/5 | M.A Construction | Extra Charges 4h to 10th floor | Extra Charges 4h to 10th floor as per drawing and direction of EIC. BLOCK-16 | Sq.Mtr. | 679.448 | 83 | Approved
SOUTHWINDS PROJECT LLP (PHASE - III & IV) | BLOCK PHASE - IV | Civil |  | WO/SP34/BP4/5 | M.A Construction | Extra Charges 11th floor to above Roof as per drawing and direction of EIC. | Extra Charges 11th floor to above Roof as per drawing and direction of EIC. BLOCK-16 | Sq.Mtr. | 839.45 | 122 | Approved
SOUTHWINDS PROJECT LLP (PHASE - III & IV) | BLOCK PHASE - IV | Civil |  | WO/SP34/BP4/5 | M.A Construction | (Above Plinth level) 90/100/125TH Brick work with Fly Ash Bricks MLCP | (Above Plinth level) 90/100/125TH Brick work with Fly Ash Bricks MLCP | Sq.Mtr. | 591.875 | 325 | Approved
SOUTHWINDS PROJECT LLP (PHASE - III & IV) | BLOCK PHASE - IV | Civil |  | WO/SP34/BP4/5 | M.A Construction | Extra Charges 4h to 10th floor | Extra Charges 4h to 10th floor as per drawing and direction of EIC. MLCP | Sq.Mtr. | 235.802 | 83 | Approved
SOUTHWINDS PROJECT LLP (PHASE - III & IV) | BLOCK PHASE - IV | Civil |  |  |  | Above Plinth level 200/250TH AAC BLOCK WORK BLOCK-11 | Above Plinth level 200/250TH AAC BLOCK WORK BLOCK-11 | Cum. |  |  | Approved
SOUTHWINDS PROJECT LLP (PHASE - III & IV) | BLOCK PHASE - IV | Civil |  |  |  | Extra Charges 4h to 10th floor | Extra Charges 4h to 10th floor as per drawing and direction of EIC. BLOCK-11 | Cum. |  |  | Approved
SOUTHWINDS PROJECT LLP (PHASE - III & IV) | BLOCK PHASE - IV | Civil |  |  |  | Extra Charges 11th floor to above Roof | Extra Charges 11th floor to above Roof as per drawing and direction of EIC. BLOCK-11 | Cum. |  |  | Approved
SOUTHWINDS PROJECT LLP (PHASE - III & IV) | BLOCK PHASE - IV | Civil |  |  |  | Above Plinth level 200/250TH AAC BLOCK WORK BLOCK-12 | Above Plinth level 200/250TH AAC BLOCK WORK BLOCK-12 | Cum. |  |  | Approved
SOUTHWINDS PROJECT LLP (PHASE - III & IV) | BLOCK PHASE - IV | Civil |  |  |  | Extra Charges 4h to 10th floor | Extra Charges 4h to 10th floor as per drawing and direction of EIC. BLOCK-12 | Cum. |  |  | Approved
SOUTHWINDS PROJECT LLP (PHASE - III & IV) | BLOCK PHASE - IV | Civil |  |  |  | Extra Charges 11th floor to above Roof | Extra Charges 11th floor to above Roof as per drawing and direction of EIC. BLOCK-12 | Cum. |  |  | Approved
SOUTHWINDS PROJECT LLP (PHASE - III & IV) | BLOCK PHASE - IV | Civil |  | WO/SP34/BP4/5 | M.A Construction | Above Plinth level 200/250TH AAC BLOCK WORK BLOCK-13 | Above Plinth level 200/250TH AAC BLOCK WORK BLOCK-13 | Cum. | 1189.684 | 2500 | Approved
SOUTHWINDS PROJECT LLP (PHASE - III & IV) | BLOCK PHASE - IV | Civil |  | WO/SP34/BP4/5 | M.A Construction | Extra Charges 4h to 10th floor | Extra Charges 4h to 10th floor as per drawing and direction of EIC. BLOCK-13 | Cum. | 440.055 | 253 | Approved
SOUTHWINDS PROJECT LLP (PHASE - III & IV) | BLOCK PHASE - IV | Civil |  | WO/SP34/BP4/5 | M.A Construction | Extra Charges 11th floor to above Roof | Extra Charges 11th floor to above Roof as per drawing and direction of EIC. BLOCK-13 | Cum. | 514.081 | 503 | Approved
SOUTHWINDS PROJECT LLP (PHASE - III & IV) | BLOCK PHASE - IV | Civil |  | WO/SP34/BP4/5 | M.A Construction | Above Plinth level 200/250TH AAC BLOCK WORK BLOCK-14 | Above Plinth level 200/250TH AAC BLOCK WORK BLOCK-14 | Cum. | 1441.328 | 2500 | Approved
SOUTHWINDS PROJECT LLP (PHASE - III & IV) | BLOCK PHASE - IV | Civil |  | WO/SP34/BP4/5 | M.A Construction | Extra Charges 4h to 10th floor | Extra Charges 4h to 10th floor as per drawing and direction of EIC. BLOCK-14 | Cum. | 535.547 | 253 | Approved
SOUTHWINDS PROJECT LLP (PHASE - III & IV) | BLOCK PHASE - IV | Civil |  | WO/SP34/BP4/5 | M.A Construction | Extra Charges 11th floor to above Roof | Extra Charges 11th floor to above Roof as per drawing and direction of EIC. BLOCK-14 | Cum. | 631.952 | 503 | Approved
SOUTHWINDS PROJECT LLP (PHASE - III & IV) | BLOCK PHASE - IV | Civil |  | WO/SP34/BP4/5 | M.A Construction | Above Plinth level 200/250TH AAC BLOCK WORK BLOCK-15 | Above Plinth level 200/250TH AAC BLOCK WORK BLOCK-15 | Cum. | 658.123 | 2500 | Approved
SOUTHWINDS PROJECT LLP (PHASE - III & IV) | BLOCK PHASE - IV | Civil |  | WO/SP34/BP4/5 | M.A Construction | Extra Charges 4h to 10th floor | Extra Charges 4h to 10th floor as per drawing and direction of EIC. BLOCK-15 | Cum. | 241.747 | 253 | Approved
SOUTHWINDS PROJECT LLP (PHASE - III & IV) | BLOCK PHASE - IV | Civil |  | WO/SP34/BP4/5 | M.A Construction | Extra Charges 11th floor to above Roof | Extra Charges 11th floor to above Roof as per drawing and direction of EIC. BLOCK-15 | Cum. | 284.236 | 503 | Approved
SOUTHWINDS PROJECT LLP (PHASE - III & IV) | BLOCK PHASE - IV | Civil |  | WO/SP34/BP4/5 | M.A Construction | Above Plinth level 200/250TH AAC BLOCK WORK BLOCK-16 | Above Plinth level 200/250TH AAC BLOCK WORK BLOCK-16 | Cum. | 488.38 | 2500 | Approved
SOUTHWINDS PROJECT LLP (PHASE - III & IV) | BLOCK PHASE - IV | Civil |  | WO/SP34/BP4/5 | M.A Construction | Extra Charges 4h to 10th floor | Extra Charges 4h to 10th floor as per drawing and direction of EIC. BLOCK-16 | Cum. | 181.476 | 253 | Approved
SOUTHWINDS PROJECT LLP (PHASE - III & IV) | BLOCK PHASE - IV | Civil |  | WO/SP34/BP4/5 | M.A Construction | Extra Charges 11th floor to above Roof | Extra Charges 11th floor to above Roof as per drawing and direction of EIC. BLOCK-16 | Cum. | 215.429 | 503 | Approved
SOUTHWINDS PROJECT LLP (PHASE - III & IV) | BLOCK PHASE - IV | Civil |  | WO/SP34/BP4/5 | M.A Construction | Above Plinth level 200/250TH AAC BLOCK WORK MLCP | Above Plinth level 200/250TH AAC BLOCK WORK MLCP | Cum. | 269.508 | 2500 | Approved
SOUTHWINDS PROJECT LLP (PHASE - III & IV) | BLOCK PHASE - IV | Civil |  | WO/SP34/BP4/5 | M.A Construction | Extra Charges 4h to 10th floor | Extra Charges 4h to 10th floor as per drawing and direction of EIC. MLCP | Cum. | 102.844 | 253 | Approved
SOUTHWINDS PROJECT LLP (PHASE - III & IV) | BLOCK PHASE - IV | Civil |  |  |  | Above Plinth level 100 / 125TH AAC BLOCK WORK BLOCK-11 | Above Plinth level 100 / 125TH AAC BLOCK WORK BLOCK-11 | Sq.Mtr. |  |  | Approved
SOUTHWINDS PROJECT LLP (PHASE - III & IV) | BLOCK PHASE - IV | Civil |  |  |  | Extra Charges 4h to 10th floor | Extra Charges 4h to 10th floor as per drawing and direction of EIC. BLOCK-11 | Sq.Mtr. |  |  | Approved
SOUTHWINDS PROJECT LLP (PHASE - III & IV) | BLOCK PHASE - IV | Civil |  |  |  | Extra Charges 11th floor to above Roof | Extra Charges 11th floor to above Roof as per drawing and direction of EIC. BLOCK-11 | Sq.Mtr. |  |  | Approved
SOUTHWINDS PROJECT LLP (PHASE - III & IV) | BLOCK PHASE - IV | Civil |  |  |  | Above Plinth level 100 / 125TH AAC BLOCK WORK BLOCK-12 | Above Plinth level 100 / 125TH AAC BLOCK WORK BLOCK-12 | Sq.Mtr. |  |  | Approved
SOUTHWINDS PROJECT LLP (PHASE - III & IV) | BLOCK PHASE - IV | Civil |  |  |  | Extra Charges 4h to 10th floor | Extra Charges 4h to 10th floor as per drawing and direction of EIC. BLOCK-12 | Sq.Mtr. |  |  | Approved
SOUTHWINDS PROJECT LLP (PHASE - III & IV) | BLOCK PHASE - IV | Civil |  |  |  | Extra Charges 11th floor to above Roof | Extra Charges 11th floor to above Roof as per drawing and direction of EIC. BLOCK-12 | Sq.Mtr. |  |  | Approved
SOUTHWINDS PROJECT LLP (PHASE - III & IV) | BLOCK PHASE - IV | Civil |  | WO/SP34/BP4/5 | M.A Construction | Above Plinth level 100 / 125TH AAC BLOCK WORK BLOCK-13 | Above Plinth level 100 / 125TH AAC BLOCK WORK BLOCK-13 | Sq.Mtr. | 7289.13 | 325 | Approved
SOUTHWINDS PROJECT LLP (PHASE - III & IV) | BLOCK PHASE - IV | Civil |  | WO/SP34/BP4/5 | M.A Construction | Extra Charges 4h to 10th floor | Extra Charges 4h to 10th floor as per drawing and direction of EIC. BLOCK-13 | Sq.Mtr. | 2802.301 | 80 | Approved
SOUTHWINDS PROJECT LLP (PHASE - III & IV) | BLOCK PHASE - IV | Civil |  | WO/SP34/BP4/5 | M.A Construction | Extra Charges 11th floor to above Roof | Extra Charges 11th floor to above Roof as per drawing and direction of EIC. BLOCK-13 | Sq.Mtr. | 3231.815 | 134 | Approved
SOUTHWINDS PROJECT LLP (PHASE - III & IV) | BLOCK PHASE - IV | Civil |  | WO/SP34/BP4/5 | M.A Construction | Above Plinth level 100 / 125TH AAC BLOCK WORK BLOCK-14 | Above Plinth level 100 / 125TH AAC BLOCK WORK BLOCK-14 | Sq.Mtr. | 13775.416 | 325 | Approved
SOUTHWINDS PROJECT LLP (PHASE - III & IV) | BLOCK PHASE - IV | Civil |  | WO/SP34/BP4/5 | M.A Construction | Extra Charges 4h to 10th floo | Extra Charges 4h to 10th floor as per drawing and direction of EIC. BLOCK-14 | Sq.Mtr. | 5259.204 | 80 | Approved
SOUTHWINDS PROJECT LLP (PHASE - III & IV) | BLOCK PHASE - IV | Civil |  | WO/SP34/BP4/5 | M.A Construction | Extra Charges 11th floor to above Roof | Extra Charges 11th floor to above Roof as per drawing and direction of EIC. BLOCK-14 | Sq.Mtr. | 6227.174 | 134 | Approved
SOUTHWINDS PROJECT LLP (PHASE - III & IV) | BLOCK PHASE - IV | Civil |  | WO/SP34/BP4/5 | M.A Construction | Above Plinth level 100 / 125TH AAC BLOCK WORK BLOCK-15 | Above Plinth level 100 / 125TH AAC BLOCK WORK BLOCK-15 | Sq.Mtr. | 5431.714 | 325 | Approved
SOUTHWINDS PROJECT LLP (PHASE - III & IV) | BLOCK PHASE - IV | Civil |  | WO/SP34/BP4/5 | M.A Construction | Extra Charges 4h to 10th floo | Extra Charges 4h to 10th floor as per drawing and direction of EIC. BLOCK-15 | Sq.Mtr. | 2056.232 | 80 | Approved
SOUTHWINDS PROJECT LLP (PHASE - III & IV) | BLOCK PHASE - IV | Civil |  | WO/SP34/BP4/5 | M.A Construction | Extra Charges 11th floor to above Roof | Extra Charges 11th floor to above Roof as per drawing and direction of EIC. BLOCK-15 | Sq.Mtr. | 2453.581 | 134 | Approved
SOUTHWINDS PROJECT LLP (PHASE - III & IV) | BLOCK PHASE - IV | Civil |  | WO/SP34/BP4/5 | M.A Construction | Above Plinth level 100 / 125TH AAC BLOCK WORK BLOCK-16 | Above Plinth level 100 / 125TH AAC BLOCK WORK BLOCK-16 | Sq.Mtr. | 4978.873 | 325 | Approved
SOUTHWINDS PROJECT LLP (PHASE - III & IV) | BLOCK PHASE - IV | Civil |  | WO/SP34/BP4/5 | M.A Construction | Extra Charges 4h to 10th floor | Extra Charges 4h to 10th floor as per drawing and direction of EIC. BLOCK-16 | Sq.Mtr. | 1886.888 | 80 | Approved
SOUTHWINDS PROJECT LLP (PHASE - III & IV) | BLOCK PHASE - IV | Civil |  | WO/SP34/BP4/5 | M.A Construction | Extra Charges 11th floor to above Roof | Extra Charges 11th floor to above Roof as per drawing and direction of EIC. BLOCK-16 | Sq.Mtr. | 2231.177 | 134 | Approved
SOUTHWINDS PROJECT LLP (PHASE - III & IV) | BLOCK PHASE - IV | Civil |  | WO/SP34/BP4/5 | M.A Construction | Above Plinth level 100 / 125TH AAC BLOCK WORK MLCP | Above Plinth level 100 / 125TH AAC BLOCK WORK MLCP | Sq.Mtr. | 0 | 325 | Approved
SOUTHWINDS PROJECT LLP (PHASE - III & IV) | BLOCK PHASE - IV | Civil |  | WO/SP34/BP4/5 | M.A Construction | Extra Charges 4h to 10th floor | Extra Charges 4h to 10th floor as per drawing and direction of EIC. MLCP | Sq.Mtr. | 0 | 80 | Approved
SOUTHWINDS PROJECT LLP (PHASE - III & IV) | BLOCK PHASE - IV | Civil |  |  |  | BLOCK-11 | Above Plinth level BLOCK-11 | Sq.Mtr. |  |  | Approved
SOUTHWINDS PROJECT LLP (PHASE - III & IV) | BLOCK PHASE - IV | Civil |  |  |  | BLOCK-12 | Above Plinth level BLOCK-12 | Sq.Mtr. |  |  | Approved
SOUTHWINDS PROJECT LLP (PHASE - III & IV) | BLOCK PHASE - IV | Civil |  | WO/SP34/BP4/5 | M.A Construction | BLOCK-13 | Above Plinth level BLOCK-13 | Sq.Mtr. | 1752.156 | 113 | Approved
SOUTHWINDS PROJECT LLP (PHASE - III & IV) | BLOCK PHASE - IV | Civil |  | WO/SP34/BP4/5 | M.A Construction | BLOCK-14 | Above Plinth level BLOCK-14 | Sq.Mtr. | 2987.853 | 113 | Approved
SOUTHWINDS PROJECT LLP (PHASE - III & IV) | BLOCK PHASE - IV | Civil |  | WO/SP34/BP4/5 | M.A Construction | BLOCK-15 | Above Plinth level BLOCK-15 | Sq.Mtr. | 1416.999 | 113 | Approved
SOUTHWINDS PROJECT LLP (PHASE - III & IV) | BLOCK PHASE - IV | Civil |  | WO/SP34/BP4/5 | M.A Construction | BLOCK-16 | Above Plinth level BLOCK-16 | Sq.Mtr. | 1187.577 | 113 | Approved
SOUTHWINDS PROJECT LLP (PHASE - III & IV) | BLOCK PHASE - IV | Civil |  | WO/SP34/BP4/5 | M.A Construction | MLCP | Above Plinth level MLCP | Sq.Mtr. | 4411.559 | 104 | Approved
SOUTHWINDS PROJECT LLP (PHASE - III & IV) | BLOCK PHASE - IV | Civil |  |  |  | For Bl-11 & 12 | MAKING OF "V" GROOVE IN PLASTER For Bl-11 & 12 | RMT |  |  | Approved
SOUTHWINDS PROJECT LLP (PHASE - III & IV) | BLOCK PHASE - IV | Civil |  | WO/SP34/BP4/5 | M.A Construction | For Bl-13, 14, 15, 16 & MLCP | MAKING OF "V" GROOVE IN PLASTER For Bl-13, 14, 15, 16 & MLCP | RMT | 2070.822 | 48 | Approved
SOUTHWINDS PROJECT LLP (PHASE - III & IV) | BLOCK PHASE - IV | Civil |  |  |  | For Bl-11 & 12 | DISMANTLING OF PILE HEADS For Bl-11 & 12 | Nos. |  |  | Approved
SOUTHWINDS PROJECT LLP (PHASE - III & IV) | BLOCK PHASE - IV | Civil |  | WO/SP34/BP4/5 | M.A Construction | For Bl-13, 14, 15, 16 & MLCP | DISMANTLING OF PILE HEADS For Bl-13, 14, 15, 16 & MLCP | Nos. | 1034 | 1300 | Approved
SOUTHWINDS PROJECT LLP (PHASE - III & IV) | BLOCK PHASE - IV | Civil |  |  |  | For Bl-11 & 12 | STAGGING BEYOND 4.50 METER HEIGHT For Bl-11 & 12 | Cum. |  |  | Approved
SOUTHWINDS PROJECT LLP (PHASE - III & IV) | BLOCK PHASE - IV | Civil |  | WO/SP34/BP4/5 | M.A Construction | For Bl-13, 14, 15, 16 & MLCP | STAGGING BEYOND 4.50 METER HEIGHT For Bl-13, 14, 15, 16 & MLCP | Cum. | 8670.918 | 87 | Approved
SOUTHWINDS PROJECT LLP (PHASE - III & IV) | BLOCK PHASE - IV | Civil |  |  |  | P.C.C.-1:3:6 with 20mm down stone chips BLOCK-11 | P.C.C.-1:3:6 with 20mm down stone chips BLOCK-11 | Cum. |  |  | Approved
SOUTHWINDS PROJECT LLP (PHASE - III & IV) | BLOCK PHASE - IV | Civil |  |  |  | P.C.C.-1:3:6 with 20mm down stone chips BLOCK-12 | P.C.C.-1:3:6 with 20mm down stone chips BLOCK-12 | Cum. |  |  | Approved
SOUTHWINDS PROJECT LLP (PHASE - III & IV) | BLOCK PHASE - IV | Civil |  | WO/SP34/BP4/6 | SHARIQUE ENTERPRISE | P.C.C.-1:3:6 with 20mm down stone chips BLOCK-13 | P.C.C.-1:3:6 with 20mm down stone chips BLOCK-13 | Cum. | 87.533 | 4855 | Approved
SOUTHWINDS PROJECT LLP (PHASE - III & IV) | BLOCK PHASE - IV | Civil |  | WO/SP34/BP4/6 | SHARIQUE ENTERPRISE | P.C.C.-1:3:6 with 20mm down stone chips BLOCK-14 | P.C.C.-1:3:6 with 20mm down stone chips BLOCK-14 | Cum. | 107.263 | 4855 | Approved
SOUTHWINDS PROJECT LLP (PHASE - III & IV) | BLOCK PHASE - IV | Civil |  | WO/SP34/BP4/6 | SHARIQUE ENTERPRISE | P.C.C.-1:3:6 with 20mm down stone chips BLOCK-15 | P.C.C.-1:3:6 with 20mm down stone chips BLOCK-15 | Cum. | 30.189 | 4855 | Approved
SOUTHWINDS PROJECT LLP (PHASE - III & IV) | BLOCK PHASE - IV | Civil |  | WO/SP34/BP4/6 | SHARIQUE ENTERPRISE | P.C.C.-1:3:6 with 20mm down stone chips BLOCK-16 | P.C.C.-1:3:6 with 20mm down stone chips BLOCK-16 | Cum. | 28.166 | 4855 | Approved
SOUTHWINDS PROJECT LLP (PHASE - III & IV) | BLOCK PHASE - IV | Civil |  | WO/SP34/BP4/6 | SHARIQUE ENTERPRISE | P.C.C.-1:3:6 with 20mm down stone chips MLCP | P.C.C.-1:3:6 with 20mm down stone chips MLCP | Cum. | 6.172 | 4855 | Approved
SOUTHWINDS PROJECT LLP (PHASE - III & IV) | BLOCK PHASE - IV | Civil |  |  |  | M20 with 20mm down stone chips BLOCK-11 | M20 with 20mm down stone chips BLOCK-11 | Cum. |  |  | Approved
SOUTHWINDS PROJECT LLP (PHASE - III & IV) | BLOCK PHASE - IV | Civil |  |  |  | M20 with 20mm down stone chips BLOCK-12 | M20 with 20mm down stone chips BLOCK-12 | Cum. |  |  | Approved
SOUTHWINDS PROJECT LLP (PHASE - III & IV) | BLOCK PHASE - IV | Civil |  | WO/SP34/BP4/6 | SHARIQUE ENTERPRISE | M20 with 20mm down stone chips BLOCK-13 | M20 with 20mm down stone chips BLOCK-13 | Cum. | 66.674 | 4805 | Approved
SOUTHWINDS PROJECT LLP (PHASE - III & IV) | BLOCK PHASE - IV | Civil |  | WO/SP34/BP4/6 | SHARIQUE ENTERPRISE | M20 with 20mm down stone chips BLOCK-14 | M20 with 20mm down stone chips BLOCK-14 | Cum. | 88.707 | 4805 | Approved
SOUTHWINDS PROJECT LLP (PHASE - III & IV) | BLOCK PHASE - IV | Civil |  | WO/SP34/BP4/6 | SHARIQUE ENTERPRISE | M20 with 20mm down stone chips BLOCK-15 | M20 with 20mm down stone chips BLOCK-15 | Cum. | 48.791 | 4805 | Approved
SOUTHWINDS PROJECT LLP (PHASE - III & IV) | BLOCK PHASE - IV | Civil |  | WO/SP34/BP4/6 | SHARIQUE ENTERPRISE | M20 with 20mm down stone chips BLOCK-16 | M20 with 20mm down stone chips BLOCK-16 | Cum. | 46.955 | 4805 | Approved
SOUTHWINDS PROJECT LLP (PHASE - III & IV) | BLOCK PHASE - IV | Civil |  | WO/SP34/BP4/6 | SHARIQUE ENTERPRISE | M20 with 20mm down stone chips MLCP | M20 with 20mm down stone chips MLCP | Cum. | 34.921 | 4805 | Approved
SOUTHWINDS PROJECT LLP (PHASE - III & IV) | BLOCK PHASE - IV | Civil |  |  |  | UPTO PLINTH LVL. BLOCK-11 M25 | UPTO PLINTH LVL. BLOCK-11 M25 | Cum. |  |  | Approved
SOUTHWINDS PROJECT LLP (PHASE - III & IV) | BLOCK PHASE - IV | Civil |  |  |  | UPTO PLINTH LVL. BLOCK-11 M30 | UPTO PLINTH LVL. BLOCK-11 M30 | Cum. |  |  | Approved
SOUTHWINDS PROJECT LLP (PHASE - III & IV) | BLOCK PHASE - IV | Civil |  |  |  | UPTO PLINTH LVL. BLOCK-11 M35 | UPTO PLINTH LVL. BLOCK-11 M35 | Cum. |  |  | Approved
SOUTHWINDS PROJECT LLP (PHASE - III & IV) | BLOCK PHASE - IV | Civil |  |  |  | UPTO PLINTH LVL. BLOCK-12 M25 | UPTO PLINTH LVL. BLOCK-12 M25 | Cum. |  |  | Approved
SOUTHWINDS PROJECT LLP (PHASE - III & IV) | BLOCK PHASE - IV | Civil |  |  |  | UPTO PLINTH LVL. BLOCK-12 M30 | UPTO PLINTH LVL. BLOCK-12 M30 | Cum. |  |  | Approved
SOUTHWINDS PROJECT LLP (PHASE - III & IV) | BLOCK PHASE - IV | Civil |  |  |  | UPTO PLINTH LVL. BLOCK-12 M35 | UPTO PLINTH LVL. BLOCK-12 M35 | Cum. |  |  | Approved
SOUTHWINDS PROJECT LLP (PHASE - III & IV) | BLOCK PHASE - IV | Civil |  | WO/SP34/BP4/6 | SHARIQUE ENTERPRISE | UPTO PLINTH LVL. BLOCK-13 M25 | UPTO PLINTH LVL. BLOCK-13 M25 | Cum. | 80.291 | 4800 | Approved
SOUTHWINDS PROJECT LLP (PHASE - III & IV) | BLOCK PHASE - IV | Civil |  | WO/SP34/BP4/6 | SHARIQUE ENTERPRISE | UPTO PLINTH LVL. BLOCK-13 M30 | UPTO PLINTH LVL. BLOCK-13 M30 | Cum. | 813.875 | 4800 | Approved
SOUTHWINDS PROJECT LLP (PHASE - III & IV) | BLOCK PHASE - IV | Civil |  | WO/SP34/BP4/6 | SHARIQUE ENTERPRISE | UPTO PLINTH LVL. BLOCK-13 M35 | UPTO PLINTH LVL. BLOCK-13 M35 | Cum. | 291.48 | 4800 | Approved
SOUTHWINDS PROJECT LLP (PHASE - III & IV) | BLOCK PHASE - IV | Civil |  | WO/SP34/BP4/6 | SHARIQUE ENTERPRISE | UPTO PLINTH LVL. BLOCK-14 M25 | UPTO PLINTH LVL. BLOCK-14 M25 | Cum. | 76.938 | 4800 | Approved
SOUTHWINDS PROJECT LLP (PHASE - III & IV) | BLOCK PHASE - IV | Civil |  | WO/SP34/BP4/6 | SHARIQUE ENTERPRISE | UPTO PLINTH LVL. BLOCK-14 M30 | UPTO PLINTH LVL. BLOCK-14 M30 | Cum. | 1078.88 | 4800 | Approved
SOUTHWINDS PROJECT LLP (PHASE - III & IV) | BLOCK PHASE - IV | Civil |  | WO/SP34/BP4/6 | SHARIQUE ENTERPRISE | UPTO PLINTH LVL. BLOCK-14 M35 | UPTO PLINTH LVL. BLOCK-14 M35 | Cum. | 218.578 | 4800 | Approved
SOUTHWINDS PROJECT LLP (PHASE - III & IV) | BLOCK PHASE - IV | Civil |  | WO/SP34/BP4/6 | SHARIQUE ENTERPRISE | UPTO PLINTH LVL. BLOCK-15 M25 | UPTO PLINTH LVL. BLOCK-15 M25 | Cum. | 7.839 | 4800 | Approved
SOUTHWINDS PROJECT LLP (PHASE - III & IV) | BLOCK PHASE - IV | Civil |  | WO/SP34/BP4/6 | SHARIQUE ENTERPRISE | UPTO PLINTH LVL. BLOCK-15 M30 | UPTO PLINTH LVL. BLOCK-15 M30 | Cum. | 329.743 | 4800 | Approved
SOUTHWINDS PROJECT LLP (PHASE - III & IV) | BLOCK PHASE - IV | Civil |  | WO/SP34/BP4/6 | SHARIQUE ENTERPRISE | UPTO PLINTH LVL. BLOCK-15 M35 | UPTO PLINTH LVL. BLOCK-15 M35 | Cum. | 25.515 | 4800 | Approved
SOUTHWINDS PROJECT LLP (PHASE - III & IV) | BLOCK PHASE - IV | Civil |  | WO/SP34/BP4/6 | SHARIQUE ENTERPRISE | UPTO PLINTH LVL. BLOCK-16 M25 | UPTO PLINTH LVL. BLOCK-16 M25 | Cum. | 6.596 | 4800 | Approved
SOUTHWINDS PROJECT LLP (PHASE - III & IV) | BLOCK PHASE - IV | Civil |  | WO/SP34/BP4/6 | SHARIQUE ENTERPRISE | UPTO PLINTH LVL. BLOCK-16 M30 | UPTO PLINTH LVL. BLOCK-16 M30 | Cum. | 317.688 | 4800 | Approved
SOUTHWINDS PROJECT LLP (PHASE - III & IV) | BLOCK PHASE - IV | Civil |  | WO/SP34/BP4/6 | SHARIQUE ENTERPRISE | UPTO PLINTH LVL. BLOCK-16 M35 | UPTO PLINTH LVL. BLOCK-16 M35 | Cum. | 22.43 | 4800 | Approved
SOUTHWINDS PROJECT LLP (PHASE - III & IV) | BLOCK PHASE - IV | Civil |  | WO/SP34/BP4/6 | SHARIQUE ENTERPRISE | UPTO PLINTH LVL. MLCP M25 | UPTO PLINTH LVL. MLCP M25 | Cum. | 57.75 | 4800 | Approved
SOUTHWINDS PROJECT LLP (PHASE - III & IV) | BLOCK PHASE - IV | Civil |  | WO/SP34/BP4/6 | SHARIQUE ENTERPRISE | UPTO PLINTH LVL. MLCP M30 | UPTO PLINTH LVL. MLCP M30 | Cum. | 0 | 0 | Approved
SOUTHWINDS PROJECT LLP (PHASE - III & IV) | BLOCK PHASE - IV | Civil |  |  |  | UPTO PLINTH LVL. MLCP M35 | UPTO PLINTH LVL. MLCP M35 | Cum. |  |  | Approved
SOUTHWINDS PROJECT LLP (PHASE - III & IV) | BLOCK PHASE - IV | Civil |  |  |  | ABOVE PLINTH LVL BLOCK-11 M25 | ABOVE PLINTH LVL BLOCK-11 M25 | Cum. |  |  | Approved
SOUTHWINDS PROJECT LLP (PHASE - III & IV) | BLOCK PHASE - IV | Civil |  |  |  | ABOVE PLINTH LVL BLOCK-11 M30 | ABOVE PLINTH LVL BLOCK-11 M30 | Cum. |  |  | Approved
SOUTHWINDS PROJECT LLP (PHASE - III & IV) | BLOCK PHASE - IV | Civil |  |  |  | ABOVE PLINTH LVL BLOCK-11 M35 | ABOVE PLINTH LVL BLOCK-11 M35 | Cum. |  |  | Approved
SOUTHWINDS PROJECT LLP (PHASE - III & IV) | BLOCK PHASE - IV | Civil |  |  |  | ABOVE PLINTH LVL BLOCK-12 M25 | ABOVE PLINTH LVL BLOCK-12 M25 | Cum. |  |  | Approved
SOUTHWINDS PROJECT LLP (PHASE - III & IV) | BLOCK PHASE - IV | Civil |  |  |  | ABOVE PLINTH LVL BLOCK-12 M30 | ABOVE PLINTH LVL BLOCK-12 M30 | Cum. |  |  | Approved
SOUTHWINDS PROJECT LLP (PHASE - III & IV) | BLOCK PHASE - IV | Civil |  |  |  | ABOVE PLINTH LVL BLOCK-12 M35 | ABOVE PLINTH LVL BLOCK-12 M35 | Cum. |  |  | Approved
SOUTHWINDS PROJECT LLP (PHASE - III & IV) | BLOCK PHASE - IV | Civil |  | WO/SP34/BP4/6 | SHARIQUE ENTERPRISE | ABOVE PLINTH LVL BLOCK-13 M25 | ABOVE PLINTH LVL BLOCK-13 M25 | Cum. | 3791.747 | 4800 | Approved
SOUTHWINDS PROJECT LLP (PHASE - III & IV) | BLOCK PHASE - IV | Civil |  | WO/SP34/BP4/6 | SHARIQUE ENTERPRISE | ABOVE PLINTH LVL BLOCK-13 M30 | ABOVE PLINTH LVL BLOCK-13 M30 | Cum. | 326.856 | 4800 | Approved
SOUTHWINDS PROJECT LLP (PHASE - III & IV) | BLOCK PHASE - IV | Civil |  | WO/SP34/BP4/6 | SHARIQUE ENTERPRISE | ABOVE PLINTH LVL BLOCK-13 M35 | ABOVE PLINTH LVL BLOCK-13 M35 | Cum. | 393.005 | 4800 | Approved
SOUTHWINDS PROJECT LLP (PHASE - III & IV) | BLOCK PHASE - IV | Civil |  | WO/SP34/BP4/6 | SHARIQUE ENTERPRISE | ABOVE PLINTH LVL BLOCK-14 M25 | ABOVE PLINTH LVL BLOCK-14 M25 | Cum. | 5906.92 | 4800 | Approved
SOUTHWINDS PROJECT LLP (PHASE - III & IV) | BLOCK PHASE - IV | Civil |  | WO/SP34/BP4/6 | SHARIQUE ENTERPRISE | ABOVE PLINTH LVL BLOCK-14 M30 | ABOVE PLINTH LVL BLOCK-14 M30 | Cum. | 552.62 | 4800 | Approved
SOUTHWINDS PROJECT LLP (PHASE - III & IV) | BLOCK PHASE - IV | Civil |  | WO/SP34/BP4/6 | SHARIQUE ENTERPRISE | ABOVE PLINTH LVL BLOCK-14 M35 | ABOVE PLINTH LVL BLOCK-14 M35 | Cum. | 616.337 | 4800 | Approved
SOUTHWINDS PROJECT LLP (PHASE - III & IV) | BLOCK PHASE - IV | Civil |  | WO/SP34/BP4/6 | SHARIQUE ENTERPRISE | ABOVE PLINTH LVL BLOCK-15 M25 | ABOVE PLINTH LVL BLOCK-15 M25 | Cum. | 2518.493 | 4800 | Approved
SOUTHWINDS PROJECT LLP (PHASE - III & IV) | BLOCK PHASE - IV | Civil |  | WO/SP34/BP4/6 | SHARIQUE ENTERPRISE | ABOVE PLINTH LVL BLOCK-15 M30 | ABOVE PLINTH LVL BLOCK-15 M30 | Cum. | 235.52 | 4800 | Approved
SOUTHWINDS PROJECT LLP (PHASE - III & IV) | BLOCK PHASE - IV | Civil |  | WO/SP34/BP4/6 | SHARIQUE ENTERPRISE | ABOVE PLINTH LVL BLOCK-15 M35 | ABOVE PLINTH LVL BLOCK-15 M35 | Cum. | 261.018 | 4800 | Approved
SOUTHWINDS PROJECT LLP (PHASE - III & IV) | BLOCK PHASE - IV | Civil |  | WO/SP34/BP4/6 | SHARIQUE ENTERPRISE | ABOVE PLINTH LVL BLOCK-16 M25 | ABOVE PLINTH LVL BLOCK-16 M25 | Cum. | 2346.342 | 4800 | Approved
SOUTHWINDS PROJECT LLP (PHASE - III & IV) | BLOCK PHASE - IV | Civil |  | WO/SP34/BP4/6 | SHARIQUE ENTERPRISE | ABOVE PLINTH LVL BLOCK-16 M30 | ABOVE PLINTH LVL BLOCK-16 M30 | Cum. | 210.36 | 4800 | Approved
SOUTHWINDS PROJECT LLP (PHASE - III & IV) | BLOCK PHASE - IV | Civil |  | WO/SP34/BP4/6 | SHARIQUE ENTERPRISE | ABOVE PLINTH LVL BLOCK-16 M35 | ABOVE PLINTH LVL BLOCK-16 M35 | Cum. | 233.57 | 4800 | Approved
SOUTHWINDS PROJECT LLP (PHASE - III & IV) | BLOCK PHASE - IV | Civil |  | WO/SP34/BP4/6 | SHARIQUE ENTERPRISE | ABOVE PLINTH LVL MLCP M25 | ABOVE PLINTH LVL MLCP M25 | Cum. | 2629.923 | 4800 | Approved
SOUTHWINDS PROJECT LLP (PHASE - III & IV) | BLOCK PHASE - IV | Civil |  | WO/SP34/BP4/6 | SHARIQUE ENTERPRISE | ABOVE PLINTH LVL MLCP M30 | ABOVE PLINTH LVL MLCP M30 | Cum. | 0 | 0 | Approved
SOUTHWINDS PROJECT LLP (PHASE - III & IV) | BLOCK PHASE - IV | Civil |  | WO/SP34/BP4/6 | SHARIQUE ENTERPRISE | ABOVE PLINTH LVL MLCP M35 | ABOVE PLINTH LVL MLCP M35 | Cum. | 0 | 0 | Approved
SOUTHWINDS PROJECT LLP (PHASE - III & IV) | BLOCK PHASE - IV | Civil |  |  |  | BLOCK-11 up to plinth | BLOCK-11 up to plinth | Cum. |  |  | Approved
SOUTHWINDS PROJECT LLP (PHASE - III & IV) | BLOCK PHASE - IV | Civil |  |  |  | BLOCK-11 Above plinth | BLOCK-11 Above plinth | Cum. |  |  | Approved
SOUTHWINDS PROJECT LLP (PHASE - III & IV) | BLOCK PHASE - IV | Civil |  |  |  | BLOCK-12 up to plinth | BLOCK-12 up to plinth | Cum. |  |  | Approved
SOUTHWINDS PROJECT LLP (PHASE - III & IV) | BLOCK PHASE - IV | Civil |  |  |  | BLOCK-12 Above plinth | BLOCK-12 Above plinth | Cum. |  |  | Approved
SOUTHWINDS PROJECT LLP (PHASE - III & IV) | BLOCK PHASE - IV | Civil |  | WO/SP34/BP4/6 | SHARIQUE ENTERPRISE | BLOCK-13 up to plinth | BLOCK-13 up to plinth | Cum. | 92.452 | 980 | Approved
SOUTHWINDS PROJECT LLP (PHASE - III & IV) | BLOCK PHASE - IV | Civil |  | WO/SP34/BP4/6 | SHARIQUE ENTERPRISE | BLOCK-13 Above plinth | BLOCK-13 Above plinth | Cum. | 515.134 | 980 | Approved
SOUTHWINDS PROJECT LLP (PHASE - III & IV) | BLOCK PHASE - IV | Civil |  | WO/SP34/BP4/6 | SHARIQUE ENTERPRISE | BLOCK-14 up to plinth | BLOCK-14 up to plinth | Cum. | 178.735 | 980 | Approved
SOUTHWINDS PROJECT LLP (PHASE - III & IV) | BLOCK PHASE - IV | Civil |  | WO/SP34/BP4/6 | SHARIQUE ENTERPRISE | BLOCK-14 Above plinth | BLOCK-14 Above plinth | Cum. | 777.073 | 980 | Approved
SOUTHWINDS PROJECT LLP (PHASE - III & IV) | BLOCK PHASE - IV | Civil |  | WO/SP34/BP4/6 | SHARIQUE ENTERPRISE | BLOCK-15 up to plinth | BLOCK-15 up to plinth | Cum. | 49.135 | 980 | Approved
SOUTHWINDS PROJECT LLP (PHASE - III & IV) | BLOCK PHASE - IV | Civil |  | WO/SP34/BP4/6 | SHARIQUE ENTERPRISE | BLOCK-15 Above plinth | BLOCK-15 Above plinth | Cum. | 421.772 | 980 | Approved
SOUTHWINDS PROJECT LLP (PHASE - III & IV) | BLOCK PHASE - IV | Civil |  | WO/SP34/BP4/6 | SHARIQUE ENTERPRISE | BLOCK-16 up to plinth | BLOCK-16 up to plinth | Cum. | 40.577 | 980 | Approved
SOUTHWINDS PROJECT LLP (PHASE - III & IV) | BLOCK PHASE - IV | Civil |  | WO/SP34/BP4/6 | SHARIQUE ENTERPRISE | BLOCK-16 Above plinth | BLOCK-16 Above plinth | Cum. | 344.646 | 980 | Approved
SOUTHWINDS PROJECT LLP (PHASE - III & IV) | BLOCK PHASE - IV | Civil |  | WO/SP34/BP4/6 | SHARIQUE ENTERPRISE | MLCP up to plinth | MLCP up to plinth | Cum. | 41.342 | 980 | Approved
SOUTHWINDS PROJECT LLP (PHASE - III & IV) | BLOCK PHASE - IV | Civil |  | WO/SP34/BP4/6 | SHARIQUE ENTERPRISE | MLCP Above plinth | MLCP Above plinth | Cum. | 177.727 | 980 | Approved
SOUTHWINDS PROJECT LLP (PHASE - III & IV) | BLOCK PHASE - IV | Civil |  |  |  | BLOCK-11 Above plinth | BLOCK-11 Above plinth | Sq.Mtr. |  |  | Approved
SOUTHWINDS PROJECT LLP (PHASE - III & IV) | BLOCK PHASE - IV | Civil |  |  |  | BLOCK-12 Above plinth | BLOCK-12 Above plinth | Sq.Mtr. |  |  | Approved
SOUTHWINDS PROJECT LLP (PHASE - III & IV) | BLOCK PHASE - IV | Civil |  | WO/SP34/BP4/6 | SHARIQUE ENTERPRISE | BLOCK-13 Above plinth | BLOCK-13 Above plinth | Sq.Mtr. | 2963.491 | 120 | Approved
SOUTHWINDS PROJECT LLP (PHASE - III & IV) | BLOCK PHASE - IV | Civil |  | WO/SP34/BP4/6 | SHARIQUE ENTERPRISE | BLOCK-14 Above plinth | BLOCK-14 Above plinth | Sq.Mtr. | 5225.199 | 120 | Approved
SOUTHWINDS PROJECT LLP (PHASE - III & IV) | BLOCK PHASE - IV | Civil |  | WO/SP34/BP4/6 | SHARIQUE ENTERPRISE | BLOCK-15 Above plinth | BLOCK-15 Above plinth | Sq.Mtr. | 1798.363 | 120 | Approved
SOUTHWINDS PROJECT LLP (PHASE - III & IV) | BLOCK PHASE - IV | Civil |  | WO/SP34/BP4/6 | SHARIQUE ENTERPRISE | BLOCK-16 Above plinth | BLOCK-16 Above plinth | Sq.Mtr. | 1861.461 | 120 | Approved
SOUTHWINDS PROJECT LLP (PHASE - III & IV) | BLOCK PHASE - IV | Civil |  | WO/SP34/BP4/6 | SHARIQUE ENTERPRISE | MLCP Above plinth | MLCP Above plinth | Sq.Mtr. | 591.875 | 120 | Approved
SOUTHWINDS PROJECT LLP (PHASE - III & IV) | BLOCK PHASE - IV | Civil |  |  |  | BLOCK-11 Above plinth | BLOCK-11 Above plinth | Cum. |  |  | Approved
SOUTHWINDS PROJECT LLP (PHASE - III & IV) | BLOCK PHASE - IV | Civil |  |  |  | BLOCK-12 Above plinth | BLOCK-12 Above plinth | Cum. |  |  | Approved
SOUTHWINDS PROJECT LLP (PHASE - III & IV) | BLOCK PHASE - IV | Civil |  | WO/SP34/BP4/6 | SHARIQUE ENTERPRISE | BLOCK-13 Above plinth | BLOCK-13 Above plinth | Cum. | 1381 | 0 | Approved
SOUTHWINDS PROJECT LLP (PHASE - III & IV) | BLOCK PHASE - IV | Civil |  | WO/SP34/BP4/6 | SHARIQUE ENTERPRISE | BLOCK-14 Above plinth | BLOCK-14 Above plinth | Cum. | 1776 | 0 | Approved
SOUTHWINDS PROJECT LLP (PHASE - III & IV) | BLOCK PHASE - IV | Civil |  | WO/SP34/BP4/6 | SHARIQUE ENTERPRISE | BLOCK-15 Above plinth | BLOCK-15 Above plinth | Cum. | 833 | 0 | Approved
SOUTHWINDS PROJECT LLP (PHASE - III & IV) | BLOCK PHASE - IV | Civil |  | WO/SP34/BP4/6 | SHARIQUE ENTERPRISE | BLOCK-16 Above plinth | BLOCK-16 Above plinth | Cum. | 758 | 0 | Approved
SOUTHWINDS PROJECT LLP (PHASE - III & IV) | BLOCK PHASE - IV | Civil |  | WO/SP34/BP4/6 | SHARIQUE ENTERPRISE | MLCP Above plinth | MLCP Above plinth | Cum. | 481 | 0 | Approved
SOUTHWINDS PROJECT LLP (PHASE - III & IV) | BLOCK PHASE - IV | Civil |  |  |  | BLOCK-11 Above plinth | BLOCK-11 Above plinth | Sq.Mtr. |  |  | Approved
SOUTHWINDS PROJECT LLP (PHASE - III & IV) | BLOCK PHASE - IV | Civil |  |  |  | BLOCK-12 Above plinth | BLOCK-12 Above plinth | Sq.Mtr. |  |  | Approved
SOUTHWINDS PROJECT LLP (PHASE - III & IV) | BLOCK PHASE - IV | Civil |  | WO/SP34/BP4/6 | SHARIQUE ENTERPRISE | BLOCK-13 Above plinth | BLOCK-13 Above plinth | Sq.Mtr. | 7957 | 0 | Approved
SOUTHWINDS PROJECT LLP (PHASE - III & IV) | BLOCK PHASE - IV | Civil |  | WO/SP34/BP4/6 | SHARIQUE ENTERPRISE | BLOCK-14 Above plinth | BLOCK-14 Above plinth | Sq.Mtr. | 14019 | 0 | Approved
SOUTHWINDS PROJECT LLP (PHASE - III & IV) | BLOCK PHASE - IV | Civil |  | WO/SP34/BP4/6 | SHARIQUE ENTERPRISE | BLOCK-15 Above plinth | BLOCK-15 Above plinth | Sq.Mtr. | 4190 | 0 | Approved
SOUTHWINDS PROJECT LLP (PHASE - III & IV) | BLOCK PHASE - IV | Civil |  | WO/SP34/BP4/6 | SHARIQUE ENTERPRISE | BLOCK-16 Above plinth | BLOCK-16 Above plinth | Sq.Mtr. | 4657 | 0 | Approved
SOUTHWINDS PROJECT LLP (PHASE - III & IV) | BLOCK PHASE - IV | Civil |  | WO/SP34/BP4/6 | SHARIQUE ENTERPRISE | MLCP Above plinth | MLCP Above plinth | Sq.Mtr. | 346 | 0 | Approved
SOUTHWINDS PROJECT LLP (PHASE - III & IV) | BLOCK PHASE - IV | Civil |  |  |  | BLOCK-11 Above plinth | BLOCK-11 Above plinth | Sq.Mtr. |  |  | Approved
SOUTHWINDS PROJECT LLP (PHASE - III & IV) | BLOCK PHASE - IV | Civil |  |  |  | BLOCK-12 Above plinth | BLOCK-12 Above plinth | Sq.Mtr. |  |  | Approved
SOUTHWINDS PROJECT LLP (PHASE - III & IV) | BLOCK PHASE - IV | Civil |  | WO/SP34/BP4/6 | SHARIQUE ENTERPRISE | BLOCK-13 Above plinth | BLOCK-13 Above plinth | Sq.Mtr. | 1752.156 | 109 | Approved
SOUTHWINDS PROJECT LLP (PHASE - III & IV) | BLOCK PHASE - IV | Civil |  | WO/SP34/BP4/6 | SHARIQUE ENTERPRISE | BLOCK-14 Above plinth | BLOCK-14 Above plinth | Sq.Mtr. | 2987.853 | 109 | Approved
SOUTHWINDS PROJECT LLP (PHASE - III & IV) | BLOCK PHASE - IV | Civil |  | WO/SP34/BP4/6 | SHARIQUE ENTERPRISE | BLOCK-15 Above plinth | BLOCK-15 Above plinth | Sq.Mtr. | 1416.999 | 109 | Approved
SOUTHWINDS PROJECT LLP (PHASE - III & IV) | BLOCK PHASE - IV | Civil |  | WO/SP34/BP4/6 | SHARIQUE ENTERPRISE | BLOCK-16 Above plinth | BLOCK-16 Above plinth | Sq.Mtr. | 1187.577 | 109 | Approved
SOUTHWINDS PROJECT LLP (PHASE - III & IV) | BLOCK PHASE - IV | Civil |  | WO/SP34/BP4/6 | SHARIQUE ENTERPRISE | MLCP Above plinth | MLCP Above plinth | Sq.Mtr. | 4411.559 | 102 | Approved
SOUTHWINDS PROJECT LLP (PHASE - III & IV) | BLOCK PHASE - IV | Civil |  |  |  | Driving of Sheet Pile | Driving of Sheet Pile made of Structural Steel girders (ISMB-300) and MS Plates (10 mm thick)and MS Angle (50 x 50 x 6) to a depth of 6 mtr. as per approved drawing and design and direction of Engineer-in-Charge. | MT |  |  | Draft
SOUTHWINDS PROJECT LLP (PHASE - III & IV) | BLOCK PHASE - IV | Civil |  |  |  | Lifting & Removal of Sheet Pile | Lifting & Removal of Sheet Pile made of Structural Steel girders (ISMB-300) and MS Plates (10 mm thick)and MS Angle (50 x 50 x 6) as per drawing and direction of Engineer-in-Charge. | MT |  |  | Draft
SOUTHWINDS PROJECT LLP (PHASE - III & IV) | BLOCK PHASE - IV | Civil |  |  |  | Fixing and supporting of Waller and Bracket | Fixing and supporting of Waller and Bracket (ISMB 300) as per drawing and dir. of EIC . | MT |  |  | Draft
SOUTHWINDS PROJECT LLP (PHASE - III & IV) | BLOCK PHASE - IV | Civil |  |  |  | Removing of Waller and Bracket (ISMB 300) | Removing of Waller and Bracket (ISMB 300) as per drawing and dir. of EIC . | MT |  |  | Draft
SOUTHWINDS PROJECT LLP (PHASE - III & IV) | BLOCK PHASE - IV | Civil |  |  |  | Charges for Splicing of ISMB | Charges for Splicing of ISMB for Sheet Piling work as per approved drawing and design and direction of Engineer-in-Charge | Nos |  |  | Draft
SOUTHWINDS PROJECT LLP (PHASE - III & IV) | BLOCK PHASE - IV | Civil |  |  |  | Charges for Splicing of MS Plate | Charges for Splicing of MS Plate for Sheet Piling work as per approved drawing and design and direction of Engineer-in-Charge | Nos |  |  | Draft
SOUTHWINDS PROJECT LLP (PHASE - III & IV) | BLOCK PHASE - IV | Civil |  |  |  | Charges for cutting of ISMB and Plate | Charges for cutting of ISMB and Plate for Sheet piling work as per drawing and direction of Engineer-in-Charge | Pcs |  |  | Draft
The Soul, Rajarhat | CLUB | Flooring Work |  | WO/HR01/CL07/11 | A.M. Enterprise | Tiles Flooring | Fixing charges of VITRIFIED TILES (1200 x 600) (brand as approved) on floor in any level over a bed of 30-40mm thick cement mortar (1:4) with necessary chipping of surface, laid to proper line, level, slope with proper curing as per direction, joint filled with cement mixed pigment matched with tiles shade after acid washing including all finishing & cleaning all complete as per drawing, direction of Engineer-in-charge / Architect.. (Only cement, Tiles, will be supplied by the Client but subject to reconciliation. Material requisiton to be submitted by the contractor. Shifting & lifting of all materials & machineries and scaffolding (if required) are in contractor's scope)." | Sq.Ft. | 10262 | 22 | Approved
The Soul, Rajarhat | CLUB | Flooring Work |  | WO/HR01/CL07/11 | A.M. Enterprise | Tiles Flooring | "Fixing charges of VITRIFIED TILES (600 x 600) (brand as approved) on floors in any level over a bed of 30-40mm thick cement mortar (1:4) with necessary chipping of surface, laid to proper line, level & Slope with proper curing as per direction, joint filled with cement mixed pigment matched with tiles shade after acid washing including all finishing & cleaning all complete as per drawing, direction of Engineer-in-charge / Architect.. (Only cement, Tiles, will be supplied by the Client but subject to reconciliation. Material requisiton to be submitted by the contractor. Shifting & lifting of all materials & machineries and scaffolding (if required) are in contractor's scope)." | Sq.Ft. | 5148 | 22 | Approved
The Soul, Rajarhat | CLUB | Flooring Work |  | WO/HR01/CL07/11 | A.M. Enterprise | Tiles Flooring | "Fixing charges of VITRIFIED TILES (600 x 600) Anti Skid (brand as approved) on floors in any level over a bed of 30-40mm thick cement mortar (1:4) with necessary chipping of surface, laid to proper line, level & Slope with proper curing as per direction, joint filled with cement mixed pigment matched with tiles shade after acid washing including all finishing & cleaning all complete as per drawing, direction of Engineer-in-charge / Architect. (Only cement, Tiles, will be supplied by the Client but subject to reconciliation. Material requisiton to be submitted by the contractor. Shifting & lifting of all materials & machineries and scaffolding (if required) are in contractor's scope)." | Sq.Ft. | 0 | 22 | Approved
The Soul, Rajarhat | CLUB | Flooring Work |  | WO/HR01/CL07/11 | A.M. Enterprise | Tiles Flooring | "Fixing charges of 75x75 mm Hexagonal Ceramic Tiles (brand as approved) on floor in any level over a bed of 30-40mm thick cement mortar (1:4) with necessary chipping of surface, laid to proper line, level & slope with proper curing as per direction, joint filled with cement mixed pigment matched with tiles shade after acid washing including all finishing & cleaning all complete as per drawing, direction of Engineer-in-charge / Architect.. (Only cement, Tiles, will be supplied by the Client but subject to reconciliation. Material requisiton to be submitted by the contractor. Shifting & lifting of all materials & machineries and scaffolding (if required) are in contractor's scope)." | Sq.Ft. | 860 | 23.5 | Approved
The Soul, Rajarhat | CLUB | Flooring Work |  | WO/HR01/CL07/11 | A.M. Enterprise | Tiles Flooring | "Fixing charges of Wooden tiles on floor (brand as approved) in any level over a bed of cement mortar with necessary chipping of surface, laid to proper line, level & slope with proper curing as per direction, joint filled with cement mixed pigment matched with tiles shade after acid washing including all finishing & cleaning all complete as per drawing, direction of Engineer-in-charge / Architect.. (Only cement, Tiles, will be supplied by the Client but subject to reconciliation. Material requisiton to be submitted by the contractor. Shifting & lifting of all materials & machineries and scaffolding (if required) are in contractor's scope)." | Sq.Ft. | 3968 | 22 | Approved
The Soul, Rajarhat | CLUB | Flooring Work |  | WO/HR01/CL07/11 | A.M. Enterprise | Tiles Flooring | "Fixing charges of Banquet tiles on floor (brand as approved) in any level over a bed of cement mortar with necessary chipping of surface, laid to proper line, level & slope with proper curing as per direction, joint filled with cement mixed pigment matched with tiles shade after acid washing including all finishing & cleaning all complete as per drawing, direction of Engineer-in-charge / Architect.. (Only cement, Tiles, will be supplied by the Client but subject to reconciliation. Material requisiton to be submitted by the contractor. Shifting & lifting of all materials & machineries and scaffolding (if required) are in contractor's scope)." | Sq.Ft. | 4538.5 | 22 | Approved
The Soul, Rajarhat | CLUB | Flooring Work |  | WO/HR01/CL07/11 | A.M. Enterprise | Granite Flooring | Fixing charges of Granite stone (shade as approved) at Tread and Landing portion of Stair by cutting the edge nosing in uniform thickness in any level over a bed of 30-40mm thick cement mortar (1:4) with necessary chipping of surface, laid to proper line, level & slope with proper curing as per direction, joint filled with cement mixed pigment matched with shade including all finishing & cleaning all complete as per drawing, direction of Engineer-in-charge / Architect.. (Only cement, Granite, will be supplied by the Client but subject to reconciliation. Material requisiton to be submitted by the contractor. Shifting & lifting of all materials & machineries and scaffolding (if required) are in contractor's scope)." | Sq.Ft. | 2353 | 42 | Approved
The Soul, Rajarhat | CLUB | Flooring Work |  | WO/HR01/CL07/11 | A.M. Enterprise | Kota Flooring | Fixing charges of Kota stone (shade as approved) at Tread and Landing portion of Stair by cutting the edge nosing in uniform thickness in any level over a bed of 30-40mm thick cement mortar (1:4) with necessary chipping of surface, laid to proper line, level & slope with proper curing as per direction, joint filled with cement mixed pigment matched with shade including polishing with 3 types of carborundum stone cutting, all finishing & cleaning all complete as per drawing, direction of Engineer-in-charge / Architect. (Only cement, Kota, will be supplied by the Client but subject to reconciliation. Material requisiton to be submitted by the contractor. Shifting & lifting of all materials & machineries and scaffolding (if required) are in contractor's scope)." | Sq.Ft. | 2922 | 32 | Approved
The Soul, Rajarhat | CLUB | Flooring Work |  | WO/HR01/CL07/11 | A.M. Enterprise | Sand | Supply of Sand for 30-40 mm thick cement mortar Bed | Sq.Ft. | 29971 | 13 | Approved
The Soul, Rajarhat | CLUB | Flooring Work |  | WO/HR01/CL07/11 | A.M. Enterprise | Granite patty / strip / sill | "Fixing charges of Granite patty / strip / sill (shade as approved) in any level over 20-30mm thick cement mortar (1:4) / Adhesive (Laticrete @252 / Similar Material as approved) with necessary chipping of surface, laid to proper line, level & slope with proper curing as per direction, joint filled with cement mixed pigment matched with shade, all finishing & cleaning all complete as per drawing, direction of Engineer-in-charge / Architect. (Only cement, Granite, will be supplied by the Client but subject to reconciliation. Material requisiton to be submitted by the contractor. Shifting & lifting of all materials & machineries and scaffolding (if required) are in contractor's scope)." | Rft | 3126 | 36 | Approved
The Soul, Rajarhat | CLUB | Flooring Work |  | WO/HR01/CL07/11 | A.M. Enterprise | Granite skirting, Riser | "Fixing charges of Granite skirting, Riser (shade as approved) in any level over 20-30mm thick cement mortar (1:4) / (Laticrete @252 / Similar Material as approved) with necessary chipping of surface, laid to proper line, level & slope with proper curing as per direction, joint filled with cement mixed pigment matched with shade, all finishing & cleaning all complete as per drawing, direction of Engineer-in-charge / Architect. (Only cement, Granite, will be supplied by the Client but subject to reconciliation. Material requisiton to be submitted by the contractor. Shifting & lifting of all materials & machineries and scaffolding (if required) are in contractor's scope)." | Rft | 2066.5 | 32 | Approved
The Soul, Rajarhat | CLUB | Flooring Work |  | WO/HR01/CL07/11 | A.M. Enterprise | Kota stone | "Fixing charges of Kota stone (shade as approved) at Riser,Skirting portion of Stair in any level over 20-30mm thick cement mortar (1:4) / (Laticrete @252 / Similar Material as approved) with necessary chipping of surface, laid to proper line, level & slope with proper curing as per direction, joint filled with cement mixed pigment matched with shade including polishing with 3 types of carborundum stone cutting, all finishing & cleaning all complete as per drawing, direction of Engineer-in-charge / Architect. (Only cement, Kota, will be supplied by the Client but subject to reconciliation. Material requisiton to be submitted by the contractor. Shifting & lifting of all materials & machineries and scaffolding (if required) are in contractor's scope)." | Rft | 1721 | 23 | Approved
The Soul, Rajarhat | CLUB | Flooring Work |  | WO/HR01/CL07/11 | A.M. Enterprise | Groove Making | Labour charges for making of 6x6mm grooves by cutting the Granite/ Kota Stone with proper line & level in any floor as per drawing, direction of Engineer-in-charge / Architect. | Rft | 3355.5 | 18 | Approved
The Soul, Rajarhat | CLUB | Flooring Work |  | WO/HR01/CL07/11 | A.M. Enterprise | Molding at tread in stair (Granite) | Molding at tread in stair (Granite) | Rft | 1183.5 | 33 | Approved
The Soul, Rajarhat | CLUB | Flooring Work |  | WO/HR01/CL07/11 | A.M. Enterprise | Molding at tread in stair (Kota) | Molding at tread in stair (Kota) | Rft | 715.5 | 23 | Approved
The Soul, Rajarhat | CLUB | Flooring Work |  | WO/HR01/CL07/11 | A.M. Enterprise | Stone Groove | Labour charges for making of 50x25mm (50mm wall side & 25mm face side) grooves at Bench in Steam room by cutting the Granite with proper line & level in any floor as per drawing, direction of Engineer-in-charge / Architect. | Rft | 33 | 18 | Approved
The Soul, Rajarhat | CLUB | Flooring Work |  | WO/HR01/CL07/11 | A.M. Enterprise | Supply of Sand | Charges for Supply of Sand for 20-30 mm Sand bed | Rft | 4641.5 | 10.5 | Approved
The Soul, Rajarhat | CLUB | Flooring Work |  | WO/HR01/CL07/11 | A.M. Enterprise | Groove Making | Charges for making 3mm X 8mm Groove and filling with Cement or Polymer based Grouting chemical as per direction of EIC Brand: Kerakoll/ Equivalent | Rft | 3935 | 6 | Approved
The Soul, Rajarhat | CLUB | Flooring Work |  | WO/HR01/CL07/11 | A.M. Enterprise | Wall Finish | Wall Finish |  | 0 | 0 | Amended & Approved
The Soul, Rajarhat | CLUB | Flooring Work |  | WO/HR01/CL07/11 | A.M. Enterprise | Wall Flooring | Fixing charges of 600x600 Vitrified Tiles (Brand as approved) on wall up to false ceiling from finish floor level in any floor including cutting of edges in sharp & right angle with making grooves on 30-40mm thick cement mortar (1:4) with necessary chipping, cutting, joint filled with white cement slurry pigmented to match after acid washing including all finishing & cleaning as per drawing, direction of Engineer-in-Charge / Architect. (Only cement, Tiles will be supplied by the Client but subject to reconciliation. Material requisiton to be submitted by the contractor. Shifting & lifting of all materials & machineries and scaffolding (if required) are in contractor's scope). | Sq.Ft. | 1488 | 25 | Approved
The Soul, Rajarhat | CLUB | Flooring Work |  | WO/HR01/CL07/11 | A.M. Enterprise | Wall Flooring | Fixing charges of 1200x600 Vitrified Tiles (Brand as approved) on wall up to false ceiling from finish floor level in any floor including cutting of edges in sharp & right angle with making grooves on 30-40mm thick cement mortar (1:4) with necessary chipping, cutting, joint filled with white cement slurry pigmented to match after acid washing including all finishing & cleaning as per drawing, direction of Engineer-in-Charge / Architect. (Only cement, Tiles, will be supplied by the Client but subject to reconciliation. Material requisiton to be submitted by the contractor. Shifting & lifting of all materials & machineries and scaffolding (if required) are in contractor's scope). | Sq.Ft. | 6306 | 25 | Approved
The Soul, Rajarhat | CLUB | Flooring Work |  | WO/HR01/CL07/11 | A.M. Enterprise | Wall Flooring | Fixing charges of 1200x600 Vitrified Tiles (Brand as approved) on wall till 1200mm level from finish floor level in any floor including cutting of edges in sharp & right angle with making grooves on 30-40mm thick cement mortar (1:4) with necessary chipping, cutting, joint filled with white cement slurry pigmented to match after acid washing including all finishing & cleaning as per drawing, direction of Engineer-in-Charge / Architect. (Only cement, Tiles, will be supplied by the Client but subject to reconciliation. Material requisiton to be submitted by the contractor. Shifting & lifting of all materials & machineries and scaffolding (if required) are in contractor's scope). | Sq.Ft. | 3617 | 25 | Approved
The Soul, Rajarhat | CLUB | Flooring Work |  | WO/HR01/CL07/11 | A.M. Enterprise | Wall Flooring | Fixing charges of 200x300 Ceramic Tiles (Brand as approved) on wall up to Lintel from finish floor level in any floor including cutting of edges in sharp & right angle with making grooves on 30-40mm thick cement mortar (1:4) with necessary chipping, cutting, joint filled with white cement slurry pigmented to match after acid washing including all finishing & cleaning as per drawing, direction of Engineer-in-Charge / Architect. (Only cement, Tiles, will be supplied by the Client but subject to reconciliation. Material requisiton to be submitted by the contractor. Shifting & lifting of all materials & machineries and scaffolding (if required) are in contractor's scope). | Sq.Ft. | 922.5 | 25 | Approved
The Soul, Rajarhat | CLUB | Flooring Work |  | WO/HR01/CL07/11 | A.M. Enterprise | Sand | Supply of Sand for 30-40 mm thick cement mortar Bed | Sq.Ft. | 15005.5 | 13 | Approved
The Soul, Rajarhat | CLUB | Flooring Work |  | WO/HR01/CL07/11 | A.M. Enterprise | Skirting_ Tiles | Fixing charges of Vitrified / Ceramic Tiles Skirting (75mm - 125mm) (Brand as approved) on wall from finish floor level in any floor including cutting of edges in sharp & right angle with making grooves on 30-40mm thick cement mortar (1:4)/ Adhesive with necessary chipping, cutting, joint filled with white cement slurry pigmented to match after acid washing including all finishing & cleaning as per drawing, direction of Engineer-in-Charge / Architect. (Only cement, Tiles will be supplied by the Client but subject to reconciliation. Material requisiton to be submitted by the contractor. Shifting & lifting of all materials & machineries and scaffolding (if required) are in contractor's scope). | Rft | 1128 | 19 | Approved
The Soul, Rajarhat | CLUB | Flooring Work |  | WO/HR01/CL07/11 | A.M. Enterprise | Skirting_ Granite | Fixing charges of 75-100 mm high Granite skirting (shade as approved) in any level over 20-30mm thick cement mortar (1:4) / Adhesive (Laticrete @252 / Similar Material as approved) with necessary chipping of surface, laid to proper line, level & slope with proper curing, championing & edge polishing as per direction, joint filled with cement mixed pigment matched with shade, all finishing & cleaning all complete as per drawing, direction of Engineer-in-charge / Architect. (Only cement, Granite, will be supplied by the Client but subject to reconciliation. Material requisiton to be submitted by the contractor. Shifting & lifting of all materials & machineries and scaffolding (if required) are in contractor's scope)." | Rft | 0 | 32 | Approved
The Soul, Rajarhat | CLUB | Flooring Work |  | WO/HR01/CL07/11 | A.M. Enterprise | Skirting_ Kota | "Fixing charges of 100mm high Kota stone Skirting (shade as approved) at Skirting portion of Stair in any level over 20-30mm thick cement mortar (1:4) / (Laticrete @252 / Similar Material as approved) with necessary chipping of surface, laid to proper line, level & slope with proper curing as per direction, joint filled with cement mixed pigment matched with shade including polishing with 3 types of carborundum stone cutting, all finishing & cleaning all complete as per drawing, direction of Engineer-in-charge / Architect. (Only cement, Kota, will be supplied by the Client but subject to reconciliation. Material requisiton to be submitted by the contractor. Shifting & lifting of all materials & machineries and scaffolding (if required) are in contractor's scope). | Rft | 0 | 23 | Approved
The Soul, Rajarhat | CLUB | Flooring Work |  | WO/HR01/CL07/11 | A.M. Enterprise | Sand | Charges for Supply of Sand for 20-30 mm Sand bed | Rft | 1722.5 | 10.5 | Approved
The Soul, Rajarhat | MARKETING | Housekeeping |  | WO/HR01/MKT01/133 | Secura Infra Services Pvt. Ltd. | 10 hr HK | Providing 02 (Two) Nos. Housekeeping boy @10 hr duty basis at Marketing office BOQ Calculation: Total Days from 1st Jan' 2022 to 30th Jun' 2022 = 181 days; Total Sundays from 1st Jan' 2022 to 30th Jun' 2022 = 26 days; Total Holidays = 3 days; Total Manpower = 2 nos.; Total BOQ = (181-26+3) x 2 = 316 duties | Duties | 336 | 552 | Approved
The Soul, Rajarhat | MARKETING | Housekeeping |  | WO/HR01/MKT01/133 | Secura Infra Services Pvt. Ltd. | 8.5 hr HK | Providing 01 (One) No. Housekeeping boy @8.5 hr duty basis at Marketing office BOQ Calculation: Total Days from 1st Jan' 2022 to 30th Jun' 2022 = 181 days; Total Sundays from 1st Jan' 2022 to 30th Jun' 2022 = 26 days; Total Holidays = 3 days; Total Manpower = 1 nos.; Total BOQ = (181-26+3) = 158 duties | Duties | 159 | 458 | Approved
SOUTHWINDS PROJECT LLP (PHASE - III & IV) | BLOCK PHASE - III | Piling Work |  | WO/SP34/BP34/6 | Pioneer Geomatics Engineering (P) Ltd. | (Block-14 UGR Portion-Visit) | Fees for the mobilization, visit to the site, testing and reporting of pile Integrity test, per visit to the site, which will include testing up-to first ten piles. (Block-14 UGR Portion) | Visit | 10 | 4000 | Approved
SOUTHWINDS PROJECT LLP (PHASE - III & IV) | BLOCK PHASE - III | Piling Work |  | WO/SP34/BP34/6 | Pioneer Geomatics Engineering (P) Ltd. | (Block-14 UGR Portion-Nos) | "Fees for the mobilization, visit to the site, testing and reporting pile integrity test for additional piles, if tested during the same visit. (Block-14 UGR Portion) " | Nos | 9 | 400 | Approved
SOUTHWINDS PROJECT LLP (PHASE - III & IV) | BLOCK PHASE - III | Piling Work |  | WO/SP34/BP34/6 | Pioneer Geomatics Engineering (P) Ltd. | Pile Integrity test for Block 11 and 12. | Pile Integrity test for Block 13 ,15 & 16. |  | 0 | 0 | Approved
SOUTHWINDS PROJECT LLP (PHASE - III & IV) | BLOCK PHASE - III | Piling Work |  | WO/SP34/BP34/6 | Pioneer Geomatics Engineering (P) Ltd. | (Block-13 Non STP Portion) | Fees for the mobilization, visit to the site, testing and reporting of pile Integrity test, per visit to the site, which will include testing up-to first twenty piles. (Bl0ck-13 Non STP Portion) | Visit | 8 | 8000 | Approved
SOUTHWINDS PROJECT LLP (PHASE - III & IV) | BLOCK PHASE - III | Piling Work |  | WO/SP34/BP34/6 | Pioneer Geomatics Engineering (P) Ltd. | (Block-13 Non STP Portion ) | "Fees for the mobilization, visit to the site, testing and reporting pile integrity test for additional piles, if tested during the same visit. (Block-13 Non STP Portion)" | Nos | 13 | 400 | Approved
SOUTHWINDS PROJECT LLP (PHASE - III & IV) | BLOCK PHASE - III | Piling Work |  | WO/SP34/BP34/6 | Pioneer Geomatics Engineering (P) Ltd. | (Block-13 STP Portion) | "Fees for the mobilization, visit to the site, testing and reporting of pile Integrity test, per visit to the site, which will include testing up-to first ten piles. (Block-13 STP Portion)" | Visit | 6 | 4000 | Approved
SOUTHWINDS PROJECT LLP (PHASE - III & IV) | BLOCK PHASE - III | Piling Work |  | WO/SP34/BP34/6 | Pioneer Geomatics Engineering (P) Ltd. | (Block-13 STP Portion) | "Fees for the mobilization, visit to the site, testing and reporting pile integrity test for additional piles, if tested during the same visit. (Block-13 STP Portion)" | Nos | 7 | 400 | Approved
SOUTHWINDS PROJECT LLP (PHASE - III & IV) | BLOCK PHASE - III | Piling Work |  | WO/SP34/BP34/6 | Pioneer Geomatics Engineering (P) Ltd. | (Block-15) - Visit | Fees for the mobilization, visit to the site, testing and reporting of pile Integrity test, per visit to the site, which will include testing up-to first twenty piles. (Block-15) | Visit | 7 | 8000 | Approved
SOUTHWINDS PROJECT LLP (PHASE - III & IV) | BLOCK PHASE - III | Piling Work |  | WO/SP34/BP34/6 | Pioneer Geomatics Engineering (P) Ltd. | (Block-15) - Nos | Fees for the mobilization, visit to the site, testing and reporting pile integrity test for additional piles, if tested during the same visit.(Block-15) | Nos | 4 | 400 | Approved
SOUTHWINDS PROJECT LLP (PHASE - III & IV) | BLOCK PHASE - III | Piling Work |  | WO/SP34/BP34/6 | Pioneer Geomatics Engineering (P) Ltd. | (Block-16) - Visit | Fees for the mobilization, visit to the site, testing and reporting of pile Integrity test, per visit to the site, which will include testing up-to first twenty piles. (Bl0ck-16) | Visit | 6 | 8000 | Approved
SOUTHWINDS PROJECT LLP (PHASE - III & IV) | BLOCK PHASE - III | Piling Work |  | WO/SP34/BP34/6 | Pioneer Geomatics Engineering (P) Ltd. | (Block-16) - Nos | Fees for the mobilization, visit to the site, testing and reporting pile integrity test for additional piles, if tested during the same visit.(Bl0ck-16) | Nos | 12 | 400 | Approved
The Soul, Rajarhat | BLOCK | DG Cost |  |  |  | Panel Board | Installation, Testing and Commissioning of following type of Panel Board on wall/ground complete with supply of anchor fastener, nut, bolt etc. complete as required. |  |  |  | Approved
The Soul, Rajarhat | BLOCK | DG Cost |  |  |  | DG SYNC CUM DISTRIBUTION PANEL( OUTDOOR TYPE ) | DG SYNC CUM DISTRIBUTION PANEL( OUTDOOR TYPE ) | Nos |  |  | Approved
The Soul, Rajarhat | BLOCK | DG Cost |  |  |  | COMMON SERVICE PANEL( Tower-1,2, 6,8) | COMMON SERVICE PANEL( Tower-1,2, 6,8) | Nos |  |  | Approved
The Soul, Rajarhat | BLOCK | DG Cost |  |  |  | COMMON SERVICE PANEL- ( Tower- 3, 4, 5, 7,9,10) | COMMON SERVICE PANEL- ( Tower- 3, 4, 5, 7,9,10) | Nos |  |  | Approved
The Soul, Rajarhat | BLOCK | DG Cost |  |  |  | DG DISTRIBUTION PANEL ( Tower-2 ,3, 6) | DG DISTRIBUTION PANEL ( Tower-2 ,3, 6) | Nos |  |  | Approved
The Soul, Rajarhat | BLOCK | DG Cost |  |  |  | DG DISTRIBUTION PANEL ( Tower-1 ,9, 10) | DG DISTRIBUTION PANEL ( Tower-1 ,9, 10) | Nos |  |  | Approved
The Soul, Rajarhat | BLOCK | DG Cost |  |  |  | DG DISTRIBUTION PANEL ( Tower-7) | DG DISTRIBUTION PANEL ( Tower-7) | Nos |  |  | Approved
The Soul, Rajarhat | BLOCK | DG Cost |  |  |  | DG DISTRIBUTION PANEL ( Tower-8) | DG DISTRIBUTION PANEL ( Tower-8) | Nos |  |  | Approved
The Soul, Rajarhat | BLOCK | DG Cost |  |  |  | DG DISTRIBUTION PANEL ( Tower-4,5) | DG DISTRIBUTION PANEL ( Tower-4,5) | Nos |  |  | Approved
The Soul, Rajarhat | BLOCK | DG Cost |  |  |  | UTILITY PANEL | UTILITY PANEL | Nos |  |  | Approved
The Soul, Rajarhat | BLOCK | DG Cost |  |  |  | ATS PANEL- 1 & 2 | ATS PANEL- 1 & 2 | Nos |  |  | Approved
The Soul, Rajarhat | BLOCK | DG Cost |  |  |  | VENTILATION DIST PANEL | VENTILATION DIST PANEL | Nos |  |  | Approved
The Soul, Rajarhat | BLOCK | DG Cost |  |  |  | DOMESTIC WATER SUPPLY DIST PANEL | DOMESTIC WATER SUPPLY DIST PANEL | Nos |  |  | Approved
The Soul, Rajarhat | BLOCK | DG Cost |  |  |  | SUMP PUMP DIST PANEL | SUMP PUMP DIST PANEL | Nos |  |  | Approved
The Soul, Rajarhat | BLOCK | DG Cost |  |  |  | MCCB WITH ENCLOSER | MCCB WITH ENCLOSER 250 A, 4 Pole, 35 KA, MCCB with O/L & S/C, TM release- 1 NO. | Nos |  |  | Approved
The Soul, Rajarhat | BLOCK | DG Cost |  |  |  | MCCB WITH ENCLOSER | MCCB WITH ENCLOSER b) 125 A, 4 Pole, 25KA, MCCB with O/L & S/C TM release.- 1NO | Nos |  |  | Approved
The Soul, Rajarhat | BLOCK | Electrical | DG Cost | WO/HR01/BOK01/131 | DIAMOND PROJECTS | Panel Board | Installation, Testing and Commissioning of following type of Panel Board on wall/ground complete with supply of anchor fastener, nut, bolt etc. complete as required. |  | 0 | 0 | Approved
The Soul, Rajarhat | BLOCK | Electrical | DG Cost | WO/HR01/BOK01/131 | DIAMOND PROJECTS | DG SYNC CUM DISTRIBUTION PANEL( OUTDOOR TYPE ) | DG SYNC CUM DISTRIBUTION PANEL( OUTDOOR TYPE ) | Nos | 1 | 11000 | Approved
The Soul, Rajarhat | BLOCK | Electrical | DG Cost | WO/HR01/BOK01/131 | DIAMOND PROJECTS | COMMON SERVICE PANEL( Tower-1,2, 6,8) | COMMON SERVICE PANEL( Tower-1,2, 6,8) | Nos | 4 | 4000 | Approved
The Soul, Rajarhat | BLOCK | Electrical | DG Cost | WO/HR01/BOK01/131 | DIAMOND PROJECTS | COMMON SERVICE PANEL- ( Tower- 3, 4, 5, 7,9,10) | COMMON SERVICE PANEL- ( Tower- 3, 4, 5, 7,9,10) | Nos | 6 | 4000 | Approved
The Soul, Rajarhat | BLOCK | Electrical | DG Cost | WO/HR01/BOK01/131 | DIAMOND PROJECTS | DG DISTRIBUTION PANEL ( Tower-2 ,3, 6) | DG DISTRIBUTION PANEL ( Tower-2 ,3, 6) | Nos | 3 | 5000 | Approved
The Soul, Rajarhat | BLOCK | Electrical | DG Cost | WO/HR01/BOK01/131 | DIAMOND PROJECTS | DG DISTRIBUTION PANEL ( Tower-1 ,9, 10) | DG DISTRIBUTION PANEL ( Tower-1 ,9, 10) | Nos | 3 | 5000 | Approved
The Soul, Rajarhat | BLOCK | Electrical | DG Cost | WO/HR01/BOK01/131 | DIAMOND PROJECTS | DG DISTRIBUTION PANEL ( Tower-7) | DG DISTRIBUTION PANEL ( Tower-7) | Nos | 1 | 5000 | Approved
The Soul, Rajarhat | BLOCK | Electrical | DG Cost | WO/HR01/BOK01/131 | DIAMOND PROJECTS | DG DISTRIBUTION PANEL ( Tower-8) | DG DISTRIBUTION PANEL ( Tower-8) | Nos | 1 | 5000 | Approved
The Soul, Rajarhat | BLOCK | Electrical | DG Cost | WO/HR01/BOK01/131 | DIAMOND PROJECTS | DG DISTRIBUTION PANEL ( Tower-4,5) | DG DISTRIBUTION PANEL ( Tower-4,5) | Nos | 2 | 5000 | Approved
The Soul, Rajarhat | BLOCK | Electrical | DG Cost | WO/HR01/BOK01/131 | DIAMOND PROJECTS | UTILITY PANEL | UTILITY PANEL | Nos | 1 | 3500 | Approved
The Soul, Rajarhat | BLOCK | Electrical | DG Cost | WO/HR01/BOK01/131 | DIAMOND PROJECTS | ATS PANEL- 1 & 2 | ATS PANEL- 1 & 2 | Nos | 2 | 3100 | Approved
The Soul, Rajarhat | BLOCK | Electrical | DG Cost | WO/HR01/BOK01/131 | DIAMOND PROJECTS | VENTILATION DIST PANEL | VENTILATION DIST PANEL | Nos | 1 | 3100 | Approved
The Soul, Rajarhat | BLOCK | Electrical | DG Cost | WO/HR01/BOK01/131 | DIAMOND PROJECTS | DOMESTIC WATER SUPPLY DIST PANEL | DOMESTIC WATER SUPPLY DIST PANEL | Nos | 1 | 3500 | Approved
The Soul, Rajarhat | BLOCK | Electrical | DG Cost | WO/HR01/BOK01/131 | DIAMOND PROJECTS | SUMP PUMP DIST PANEL | SUMP PUMP DIST PANEL | Nos | 1 | 3100 | Approved
The Soul, Rajarhat | BLOCK | Electrical | DG Cost | WO/HR01/BOK01/131 | DIAMOND PROJECTS | MCCB WITH ENCLOSER | MCCB WITH ENCLOSER 250 A, 4 Pole, 35 KA, MCCB with O/L & S/C, TM release- 1 NO. | Nos | 4 | 2000 | Approved
The Soul, Rajarhat | BLOCK | Electrical | DG Cost | WO/HR01/BOK01/131 | DIAMOND PROJECTS | MCCB WITH ENCLOSER | ENCLOSER b) 125 A, 4 Pole, 25KA, MCCB with O/L & S/C TM release.- 1NO | Nos | 1 | 1500 | Approved
The Soul, Rajarhat | BLOCK | Electrical | DG Cost | WO/HR01/BOK01/131 | DIAMOND PROJECTS | 1.1 KV grade PVC / XLPE | Receiving & Laying of following size of 1.1 KV grade PVC / XLPE insulated and sheathed power cable in existing trench /underground/ pipe as required to complete in all respect. |  | 0 | 0 | Approved
The Soul, Rajarhat | BLOCK | Electrical | DG Cost | WO/HR01/BOK01/131 | DIAMOND PROJECTS | 3 Core 4.0 sq.mm. Cu./ Ar. cable-444 mtr, | 3 Core 4.0 sq.mm. Cu./ Ar. cable-444 mtr, | Mtrs. | 226 | 17 | Approved
The Soul, Rajarhat | BLOCK | Electrical | DG Cost | WO/HR01/BOK01/131 | DIAMOND PROJECTS | 4 Core 2.5 sq.mm. Cu.Ar. cable-867 mtr. | 4 Core 2.5 sq.mm. Cu.Ar. cable-867 mtr. | Mtrs. | 898 | 17 | Approved
The Soul, Rajarhat | BLOCK | Electrical | DG Cost | WO/HR01/BOK01/131 | DIAMOND PROJECTS | 4 Core 4.0 sq.mm. Cu./ Ar. cable-68 mtr. | 4 Core 4.0 sq.mm. Cu./ Ar. cable-68 mtr. | Mtrs. | 160 | 19 | Approved
The Soul, Rajarhat | BLOCK | Electrical | DG Cost | WO/HR01/BOK01/131 | DIAMOND PROJECTS | 4 Core 6.0 Sqmm CU/Aluminium Armoured A2XFY cable | 4 Core 6.0 Sqmm CU/Aluminium Armoured A2XFY cable | Mtrs. | 112.1 | 21 | Approved
The Soul, Rajarhat | BLOCK | Electrical | DG Cost | WO/HR01/BOK01/131 | DIAMOND PROJECTS | 4 Core 10.0 Sqmm Aluminium Armoured A2XFY cable | 4 Core 10.0 Sqmm Aluminium Armoured A2XFY cable | Mtrs. | 266 | 24 | Approved
The Soul, Rajarhat | BLOCK | Electrical | DG Cost | WO/HR01/BOK01/131 | DIAMOND PROJECTS | 4 Core 16.0 Sqmm Aluminium Armoured A2XFY cable | 4 Core 16.0 Sqmm Aluminium Armoured A2XFY cable | Mtrs. | 364 | 27 | Approved
The Soul, Rajarhat | BLOCK | Electrical | DG Cost | WO/HR01/BOK01/131 | DIAMOND PROJECTS | 3.5 Core 25.0 Sqmm Aluminium Armoured A2XFY cable | 3.5 Core 25.0 Sqmm Aluminium Armoured A2XFY cable | Mtrs. | 407 | 31 | Approved
The Soul, Rajarhat | BLOCK | Electrical | DG Cost | WO/HR01/BOK01/131 | DIAMOND PROJECTS | 3.5 Core 35.0 Sqmm Aluminium Armoured A2XFY cable | 3.5 Core 35.0 Sqmm Aluminium Armoured A2XFY cable | Mtrs. | 0 | 33 | Approved
The Soul, Rajarhat | BLOCK | Electrical | DG Cost | WO/HR01/BOK01/131 | DIAMOND PROJECTS | 3.5 Core 50.0 Sqmm Aluminium Armoured A2XFY cable | 3.5 Core 50.0 Sqmm Aluminium Armoured A2XFY cable | Mtrs. | 2264 | 35 | Approved
The Soul, Rajarhat | BLOCK | Electrical | DG Cost | WO/HR01/BOK01/131 | DIAMOND PROJECTS | 3.5 Core 120.0 Sqmm Aluminium Armoured A2XFY cable | 3.5 Core 120.0 Sqmm Aluminium Armoured A2XFY cable | Mtrs. | 560 | 43 | Approved
The Soul, Rajarhat | BLOCK | Electrical | DG Cost | WO/HR01/BOK01/131 | DIAMOND PROJECTS | 3.5 Core 150.0 Sqmm Aluminium Armoured A2XFY cable | 3.5 Core 150.0 Sqmm Aluminium Armoured A2XFY cable | Mtrs. | 489 | 48 | Approved
The Soul, Rajarhat | BLOCK | Electrical | DG Cost | WO/HR01/BOK01/131 | DIAMOND PROJECTS | 3.5 Core 185.0 Sqmm Aluminium Armoured A2XFY cable | 3.5 Core 185.0 Sqmm Aluminium Armoured A2XFY cable | Mtrs. | 2160 | 50 | Approved
The Soul, Rajarhat | BLOCK | Electrical | DG Cost | WO/HR01/BOK01/131 | DIAMOND PROJECTS | 3.5 Core 240.0 Sqmm Aluminium Armoured A2XFY cable | 3.5 Core 240.0 Sqmm Aluminium Armoured A2XFY cable | Mtrs. | 343.2 | 57 | Approved
The Soul, Rajarhat | BLOCK | Electrical | DG Cost | WO/HR01/BOK01/131 | DIAMOND PROJECTS | 3.5 Core 300.0 Sqmm Aluminium Armoured A2XFY cable | 3.5 Core 300.0 Sqmm Aluminium Armoured A2XFY cable | Mtrs. | 39 | 62 | Approved
The Soul, Rajarhat | BLOCK | Electrical | DG Cost | WO/HR01/BOK01/131 | DIAMOND PROJECTS | End termination | Supply & Making end termination with DC compression brass gland and Copper/aluminium crimping type lugs of following size XLPE/PVC insulated & sheathedAL/CU conductor cable complete as required to complete in all respect. Extra holes made in gland plate to be closed by the contractor w/o any cost. |  | 0 | 0 | Approved
The Soul, Rajarhat | BLOCK | Electrical | DG Cost | WO/HR01/BOK01/131 | DIAMOND PROJECTS | 3 Core 4.0 Sq.mm. Cu./ Ar. Xlpe cable | 3 Core 4.0 Sq.mm. Cu./ Ar. Xlpe cable | Nos | 20 | 117 | Approved
The Soul, Rajarhat | BLOCK | Electrical | DG Cost | WO/HR01/BOK01/131 | DIAMOND PROJECTS | 4 Core 2.5 sq.mm. Cu./ Ar. Xlpe cable | 4 Core 2.5 sq.mm. Cu./ Ar. Xlpe cable | Nos | 32 | 116 | Approved
The Soul, Rajarhat | BLOCK | Electrical | DG Cost | WO/HR01/BOK01/131 | DIAMOND PROJECTS | 4 Core 4.0 sq.mm. Cu./ Ar. Xlpe cable | 4 Core 4.0 sq.mm. Cu./ Ar. Xlpe cable | Nos | 4 | 124 | Approved
The Soul, Rajarhat | BLOCK | Electrical | DG Cost | WO/HR01/BOK01/131 | DIAMOND PROJECTS | 4 Core 6.0 Sqmm Cu Armoured A2XFY cable | 4 Core 6.0 Sqmm Cu Armoured A2XFY cable | Nos | 2 | 148 | Approved
The Soul, Rajarhat | BLOCK | Electrical | DG Cost | WO/HR01/BOK01/131 | DIAMOND PROJECTS | 4 Core 10.0 Sqmm Aluminium Armoured A2XFY cable | 4 Core 10.0 Sqmm Aluminium Armoured A2XFY cable | Nos | 10 | 176 | Approved
The Soul, Rajarhat | BLOCK | Electrical | DG Cost | WO/HR01/BOK01/131 | DIAMOND PROJECTS | 4 Core 16.0 Sqmm Aluminium Armoured A2XFY cable | 4 Core 16.0 Sqmm Aluminium Armoured A2XFY cable | Nos | 10 | 198 | Approved
The Soul, Rajarhat | BLOCK | Electrical | DG Cost | WO/HR01/BOK01/131 | DIAMOND PROJECTS | 3.5 Core 25.0 Sqmm Aluminium Armoured A2XFY cable | 3.5 Core 25.0 Sqmm Aluminium Armoured A2XFY cable | Nos | 8 | 238 | Approved
The Soul, Rajarhat | BLOCK | Electrical | DG Cost | WO/HR01/BOK01/131 | DIAMOND PROJECTS | 3.5 Core 35.0 Sqmm Aluminium Armoured A2XFY cable | 3.5 Core 35.0 Sqmm Aluminium Armoured A2XFY cable | Nos | 0 | 288 | Approved
The Soul, Rajarhat | BLOCK | Electrical | DG Cost | WO/HR01/BOK01/131 | DIAMOND PROJECTS | 3.5 Core 50.0 Sqmm Aluminium Armoured A2XFY cable | 3.5 Core 50.0 Sqmm Aluminium Armoured A2XFY cable | Nos | 36 | 343 | Approved
The Soul, Rajarhat | BLOCK | Electrical | DG Cost | WO/HR01/BOK01/131 | DIAMOND PROJECTS | 3.5 Core 70.0 Sqmm Aluminium Armoured A2XFY cable | 3.5 Core 70.0 Sqmm Aluminium Armoured A2XFY cable | Nos | 2 | 441 | Approved
The Soul, Rajarhat | BLOCK | Electrical | DG Cost | WO/HR01/BOK01/131 | DIAMOND PROJECTS | 5 Core 120.0 Sqmm Aluminium Armoured A2XFY cable | 5 Core 120.0 Sqmm Aluminium Armoured A2XFY cable | Nos | 8 | 585 | Approved
The Soul, Rajarhat | BLOCK | Electrical | DG Cost | WO/HR01/BOK01/131 | DIAMOND PROJECTS | 3.5 Core 150.0 Sqmm Aluminium Armoured A2XFY cable | 3.5 Core 150.0 Sqmm Aluminium Armoured A2XFY cable | Nos | 8 | 782 | Approved
The Soul, Rajarhat | BLOCK | Electrical | DG Cost | WO/HR01/BOK01/131 | DIAMOND PROJECTS | 3.5 Core 185.0 Sqmm Aluminium Armoured A2XFY cable | 3.5 Core 185.0 Sqmm Aluminium Armoured A2XFY cable | Nos | 34 | 860 | Approved
The Soul, Rajarhat | BLOCK | Electrical | DG Cost | WO/HR01/BOK01/131 | DIAMOND PROJECTS | 3.5 Core 240.0 Sqmm Aluminium Armoured A2XFY cable | 3.5 Core 240.0 Sqmm Aluminium Armoured A2XFY cable | Nos | 4 | 1100 | Approved
The Soul, Rajarhat | BLOCK | Electrical | DG Cost | WO/HR01/BOK01/131 | DIAMOND PROJECTS | 3.5 Core 300.0 Sqmm Aluminium Armoured A2XFY cable | 3.5 Core 300.0 Sqmm Aluminium Armoured A2XFY cable | Nos | 6 | 1445 | Approved
The Soul, Rajarhat | BLOCK | Electrical | DG Cost | WO/HR01/BOK01/131 | DIAMOND PROJECTS | G.I. pipe type | Installation of G.I. pipe type earth station complete with supply of 50 mm dia 3 mtrs. Long G.I. pipe, salt charcoal, watering chamber and pipe and all other materials as per enclosed drawing and IS 3043. Construction of pit chamber including supply of civil items like Brick, Sand, Stone chips etc. to be supplied by contractor | Nos | 10 | 4900 | Approved
The Soul, Rajarhat | BLOCK | Electrical | DG Cost | WO/HR01/BOK01/131 | DIAMOND PROJECTS | G.I. strip | Supply & Fixing of following sizes of G.I. strip from earth pit to main distribution panel earth bus including G.I. bar saddles located at a distance not less than 600mm from each other and all hardwares to complete in all respect as required. |  | 0 | 0 | Approved
The Soul, Rajarhat | BLOCK | Electrical | DG Cost | WO/HR01/BOK01/131 | DIAMOND PROJECTS | 50 X 6 MM GI strip | 50 X 6 MM GI strip | Mtrs. | 530 | 240 | Approved
The Soul, Rajarhat | BLOCK | Electrical | DG Cost | WO/HR01/BOK01/131 | DIAMOND PROJECTS | 25 X 6 MM GI strip | 25 X 6 MM GI strip | Mtrs. | 222 | 131 | Approved
The Soul, Rajarhat | BLOCK | Electrical | DG Cost | WO/HR01/BOK01/131 | DIAMOND PROJECTS | 8 SWG GI wire | 8 SWG GI wire | Mtrs. | 465 | 22 | Approved
The Soul, Rajarhat | BLOCK | Electrical | DG Cost | WO/HR01/BOK01/131 | DIAMOND PROJECTS | Cable Distribution Tray | Supply and laying of following size of GI perforated type / GI ladder type cable tray including supply of MS angle , 10 mm dia full thread rod, anchor fastener, nut, bolt, waster , painting of MS angle , Flat etc as required to complte in all respect as per direction of engineering in charge. |  | 0 | 0 | Amended & Approved
The Soul, Rajarhat | BLOCK | Electrical | DG Cost | WO/HR01/BOK01/131 | DIAMOND PROJECTS | 1200 MM Cable Tray | 1200 MM wide Hot dep Galvanised Ladder type cable tray with support of cable tray 40 x40 x 6 mm MS Angle. | Mtrs. | 7.5 | 1580 | Approved
The Soul, Rajarhat | BLOCK | Electrical | DG Cost | WO/HR01/BOK01/131 | DIAMOND PROJECTS | 750 MM Cable Tray | 750 MM wide Hot dep Galvanised Ladder type cable tray with support of cable tray 40 x40 x 6 mm MS Angle. | Mtrs. | 22.1 | 1205 | Approved
The Soul, Rajarhat | BLOCK | Electrical | DG Cost | WO/HR01/BOK01/131 | DIAMOND PROJECTS | 600 MM Cable Tray | 600 MM wide Hot dep Galvanised Ladder type cable tray with support of cable tray 40 x40 x 6 mm MS Angle. | Mtrs. | 122.5 | 1160 | Approved
The Soul, Rajarhat | BLOCK | Electrical | DG Cost | WO/HR01/BOK01/131 | DIAMOND PROJECTS | 450 MM Cable Tray | 450 MM wide Hot dep Galvanised Ladder type cable tray with 10 mm dia full thread Rod . | Mtrs. | 96 | 745 | Approved
The Soul, Rajarhat | BLOCK | Electrical | DG Cost | WO/HR01/BOK01/131 | DIAMOND PROJECTS | 300 MM Cable Tray | 300 MM wide Hot dep Galvanised Ladder type cable tray with 10 mm dia full thread Rod . | Mtrs. | 162 | 640 | Approved
The Soul, Rajarhat | BLOCK | Electrical | DG Cost | WO/HR01/BOK01/131 | DIAMOND PROJECTS | 150 MM Cable Tray | 150 MM wide Hot dep Galvanised Ladder type cable tray with 10 mm dia full thread Rod . | Mtrs. | 82 | 530 | Approved
The Soul, Rajarhat | BLOCK | Electrical | DG Cost | WO/HR01/BOK01/131 | DIAMOND PROJECTS | 450 MM Cable Tray | 450 MM wide Hot dep Galvanised perforated type cable tray with 10 mm dia full thread Rod . | Mtrs. | 233 | 715 | Approved
The Soul, Rajarhat | BLOCK | Electrical | DG Cost | WO/HR01/BOK01/131 | DIAMOND PROJECTS | 200 MM Cable Tray | 200 MM wide Hot dep Galvanised perforated type cable tray with 10 mm dia full thread Rod . | Mtrs. | 259 | 455 | Approved
SOUTHWINDS PROJECT LLP (PHASE - III & IV) | COMMON INFRASTRUCTURE - PHASE III & IV | Flooring Work | Main Gate and Security Room | WO/SP34/CI34/38 | SHAQUIB ENTERPRISES | Granite cladding Work | Granite cladding Work at Gate-1 & Gate - 3 as per B.O.Q & direction of EIC. |  | 0 | 0 | Approved
SOUTHWINDS PROJECT LLP (PHASE - III & IV) | COMMON INFRASTRUCTURE - PHASE III & IV | Flooring Work | Main Gate and Security Room | WO/SP34/CI34/38 | SHAQUIB ENTERPRISES | Granite Cladding | Providing and Fixing Granite Cladding at all level over a bed of 20-30 mm thick cement mortar (1:4) joints filled with Grey/ white cement slurry pigmented to match including all finishing as per drawing and direction of Engineer-In-Charge. (Only Cement & Granite will be supplied by client & all other materials are supplied by contractor ) | Sq.Ft. | 1068.392 | 57 | Approved
SOUTHWINDS PROJECT LLP (PHASE - III & IV) | COMMON INFRASTRUCTURE - PHASE III & IV | Flooring Work | Main Gate and Security Room | WO/SP34/CI34/38 | SHAQUIB ENTERPRISES | Granite Dismantling | Charges for Granite breaking/ Removing and mortar removing/ Cleaning as per drawing and direction of EIC (Shifting - & Lifting -(Approx.- 50-60 mtr. Lead )of all materials & machineries are in contractor's scope) (Wall granite) | Sq.Ft. | 593.721 | 15 | Approved
SOUTHWINDS PROJECT LLP (PHASE - III & IV) | COMMON INFRASTRUCTURE - PHASE III & IV | Flooring Work | Main Gate and Security Room | WO/SP34/CI34/38 | SHAQUIB ENTERPRISES | Groove making | Labour charges for Making Space Groove in wall cladding, cleaning of Granite and inside as per drawing and direction of Engineer-in-Charge. (Measurement shall be made on actual groove making dimension) | Rft | 180.662 | 15 | Approved
SOUTHWINDS PROJECT LLP (PHASE - III & IV) | BLOCK PHASE - IV | Anti-Termite Work |  | WO/SP34/BP4/7 | Legend Sanicure Private Limited | Anti- Termite work at Block -13,14,15,16 & MLCP | TREATMENT OF TOP SURFACE OF PLINTH FILLING AND JUNCTION OF THE WALL AND THE FLOOR >> ""The top surface of the consolidated earth within plinth walls shall be treated with chemical emulsion at the rate of 5 l/m2 of the surface before the sand bed or sub- grade is laid. If the filled earth has been well rammed and the surface does not allow the emulsion to seep through, holes up to 50 to 75 mm deep at 150 mm centres both ways maybe made with 12 mm diameter mild steel rod on the surface to facilitate saturation of the soil with the chemical emulsion. Treatment at Junction of the Wall and the Floor Special care shall be taken to establish continuity of the vertical soil & barrier on inner wall surface from ground level up to the level of the filled earth surface. To achieve this, a small channel 30 mm x 30 mm shall be made at all the junctions of wall and columns with the floor (before laying the sub-grade) the rod holes made in the channel up to the ground level 150 mm apart and the iron rod moved backward and forward to break up the earth and chemical emulsion poured along the wall at the rate of 7.5 l/m2 of vertical wall or column surface so as to soak the soil right to the bottom. The soil should be tamped back into place after the operation. "" TREATMENT OF SOIL ALONG EXTERNAL PERIMETER OF BUILDING: After the building is complete, the earth along the external perimeter of the building should be rodded at intervals of 150 mm and to a depth of 300 mm. The rods should be moved backward and forward parallel to the wall to break up the earth and chemical emulsion poured along the wall at the rate of 7.5 l/m2of vertical surfaces. After the treatment, the earth should be tamped back into place. Should the earth outside the building be graded on completion of building. Special care should be taken for treatment of soil surrounding pipes, wastes & conduits as per IS 16131 This rate including labour, materials, tools and tackles cost. Machine to be used: Pest control sprayer. Chemical Name>>Imidacloprid 30.5 SC (Premise, IS 16131) Manufactured by Bayer Crop science/ Equivalent Dosage :- 2.1 ml/Liter water . ( As per IS-6313-Part-2 ) |  | 0 | 0 | Approved
The Soul, Rajarhat | BASEMENT WITH PODIUM | Civil | Basement with Podium | WO/HR01/BP01/36 | NEW L. N. CONSTRUCTION | Misc. Charges for Basement Cleaning | Misc. Charges for Basement Cleaning as per direction of EIC |  | 0 | 0 | Approved
The Soul, Rajarhat | BASEMENT WITH PODIUM | Civil | Basement with Podium | WO/HR01/BP01/36 | NEW L. N. CONSTRUCTION | Skill Labour for Dewatering through Pump | Skill Labour for Dewatering through Pump | Nos | 41 | 550 | Approved
The Soul, Rajarhat | BASEMENT WITH PODIUM | Civil | Basement with Podium | WO/HR01/BP01/36 | NEW L. N. CONSTRUCTION | Labour for Slush cleaning | Labour for Slush cleaning | Nos | 135 | 475 | Approved
The Soul, Rajarhat | BASEMENT WITH PODIUM | Civil | Basement with Podium | WO/HR01/BP01/36 | NEW L. N. CONSTRUCTION | MS Channel Rust cleaning | Labour charges for MS Channel Rust cleaning with red oxide primer and Black paint | RMT | 813 | 150 | Approved
The Soul, Rajarhat | BASEMENT WITH PODIUM | Electrical |  | WO/HR01/BP01/37 | A B S Enterprise | Dismantling & Re-fixing | Dismantling & Re-fixing as per direction of EIC |  | 0 | 0 | Approved
The Soul, Rajarhat | BASEMENT WITH PODIUM | Electrical |  | WO/HR01/BP01/37 | A B S Enterprise | 100 W Flood Light | 100 W Flood Light | Nos | 50 | 320 | Approved
The Soul, Rajarhat | BASEMENT WITH PODIUM | Electrical |  | WO/HR01/BP01/37 | A B S Enterprise | LEO 018 3X1W Garden Light | LEO 018 3X1W Garden Light | Nos | 31 | 180 | Approved
The Soul, Rajarhat | BASEMENT WITH PODIUM | Electrical |  | WO/HR01/BP01/37 | A B S Enterprise | LLO- 128 3W Out door LED | LLO- 128 3W Out door LED | Nos | 4 | 180 | Approved
The Soul, Rajarhat | BASEMENT WITH PODIUM | Electrical |  | WO/HR01/BP01/37 | A B S Enterprise | LB 025 E27 23W Bollard | LB 025 E27 23W Bollard | Nos | 4 | 240 | Approved
The Soul, Rajarhat | BASEMENT WITH PODIUM | Electrical |  | WO/HR01/BP01/37 | A B S Enterprise | MOS 132 100W/6K LED Flood Light | MOS 132 100W/6K LED Flood Light | Nos | 10 | 320 | Approved
The Soul, Rajarhat | BASEMENT WITH PODIUM | Electrical |  | WO/HR01/BP01/37 | A B S Enterprise | 7078 KL JADO Led Bollard 1000mm-ww | 7078 KL JADO Led Bollard 1000mm-ww | Nos | 4 | 450 | Approved
The Soul, Rajarhat | BASEMENT WITH PODIUM | Electrical |  | WO/HR01/BP01/37 | A B S Enterprise | 7200 KL JADO 12 W LED Bollard 300 mm ww | 7200 KL JADO 12 W LED Bollard 300 mm-ww | Nos | 3 | 600 | Approved
The Soul, Rajarhat | BASEMENT WITH PODIUM | Electrical |  | WO/HR01/BP01/37 | A B S Enterprise | 100 (LED Out Door Light) | 100 (LED Out Door Light) | Nos | 8 | 320 | Approved
The Soul, Rajarhat | BASEMENT WITH PODIUM | Electrical |  | WO/HR01/BP01/37 | A B S Enterprise | 100 (LED Out Door Light) | 100 (LED Out Door Light) | Nos | 7 | 320 | Approved
The Soul, Rajarhat | BASEMENT WITH PODIUM | Electrical |  | WO/HR01/BP01/37 | A B S Enterprise | T5 20W Tube light (Led Batten) | T5 20W Tube light (Led Batten) | Nos | 52 | 130 | Approved
The Soul, Rajarhat | BASEMENT WITH PODIUM | Electrical |  | WO/HR01/BP01/37 | A B S Enterprise | T5 20W Tube light | T5 20W Tube light | Nos | 20 | 130 | Approved
The Soul, Rajarhat | BASEMENT WITH PODIUM | Electrical |  | WO/HR01/BP01/37 | A B S Enterprise | T5 20W Tube light | T5 20W Tube light | Nos | 84 | 130 | Approved
The Soul, Rajarhat | BASEMENT WITH PODIUM | Electrical |  | WO/HR01/BP01/37 | A B S Enterprise | Step Light at Marketing Office | Step Light at Marketing Office | Nos | 10 | 400 | Approved
The Soul, Rajarhat | BASEMENT WITH PODIUM | Electrical |  | WO/HR01/BP01/37 | A B S Enterprise | Indoasian make 16A SP C Optipro MCB 811126 | Indoasian make 16A SP C Optipro MCB 811126 | Nos | 27 | 66 | Approved
The Soul, Rajarhat | BASEMENT WITH PODIUM | Electrical |  | WO/HR01/BP01/37 | A B S Enterprise | Indoasian make 811129 32A SP MCB | Indoasian make 811129 32A SP MCB | Nos | 13 | 91 | Approved
The Soul, Rajarhat | BASEMENT WITH PODIUM | Electrical |  | WO/HR01/BP01/37 | A B S Enterprise | Indoasian make 811196 40A TP MCB | Indoasian make 811196 40A TP MCB | Nos | 3 | 109 | Approved
The Soul, Rajarhat | BASEMENT WITH PODIUM | Electrical |  | WO/HR01/BP01/37 | A B S Enterprise | Indoasian make 63A FP C Optipro AC MCB 811242 | Indoasian make 63A FP C Optipro AC MCB 811242 | Nos | 3 | 160 | Approved
The Soul, Rajarhat | BASEMENT WITH PODIUM | Electrical |  | WO/HR01/BP01/37 | A B S Enterprise | Indoasian make 811701 40A DP 30MA RCCB | Indoasian make 811701 40A DP 30MA RCCB | Nos | 8 | 109 | Approved
The Soul, Rajarhat | BASEMENT WITH PODIUM | Electrical |  | WO/HR01/BP01/37 | A B S Enterprise | Lotus Make 200A Main Switch | Lotus Make 200A Main Switch | Nos | 1 | 750 | Approved
The Soul, Rajarhat | BASEMENT WITH PODIUM | Electrical |  | WO/HR01/BP01/37 | A B S Enterprise | 200A Busbar | 200A Busbar | Nos | 2 | 675 | Approved
The Soul, Rajarhat | BASEMENT WITH PODIUM | Electrical |  | WO/HR01/BP01/37 | A B S Enterprise | Anchor Make 6/16 Combind Switch Socket | Anchor Make 6/16 Combind Switch Socket | Nos | 104 | 26 | Approved
The Soul, Rajarhat | BASEMENT WITH PODIUM | Electrical |  | WO/HR01/BP01/37 | A B S Enterprise | Indoasian make 811198 63A TP MCB | Indoasian make 811198 63A TP MCB | Nos | 4 | 160 | Approved
The Soul, Rajarhat | BASEMENT WITH PODIUM | Electrical |  | WO/HR01/BP01/37 | A B S Enterprise | Anchor make 6AMP Socket (2 pin) | Anchor make 6AMP Socket (2 pin) | Nos | 100 | 58 | Approved
The Soul, Rajarhat | BASEMENT WITH PODIUM | Electrical |  | WO/HR01/BP01/37 | A B S Enterprise | Anchor make 6AMP Socket (3 pin) | Anchor make 6AMP Socket (3 pin) | Nos | 64 | 58 | Approved
The Soul, Rajarhat | BASEMENT WITH PODIUM | Electrical |  | WO/HR01/BP01/37 | A B S Enterprise | Anchor make 16AMP Socket (3 pin) | Anchor make 16AMP Socket (3 pin) | Nos | 48 | 76 | Approved
The Soul, Rajarhat | BASEMENT WITH PODIUM | Electrical |  | WO/HR01/BP01/37 | A B S Enterprise | Anchor make 6AMP 2Pin Plug Top | Anchor make 6AMP 2Pin Plug Top | Nos | 200 | 58 | Approved
The Soul, Rajarhat | BASEMENT WITH PODIUM | Electrical |  | WO/HR01/BP01/37 | A B S Enterprise | Anchor make 16AMP 3Pin Plug Top | Anchor make 16AMP 3Pin Plug Top | Nos | 18 | 58 | Approved
The Soul, Rajarhat | BASEMENT WITH PODIUM | Electrical |  | WO/HR01/BP01/37 | A B S Enterprise | Anchor make 16AMP Switch | Anchor make 16AMP Switch | Nos | 24 | 76 | Approved
The Soul, Rajarhat | BASEMENT WITH PODIUM | Electrical |  | WO/HR01/BP01/37 | A B S Enterprise | Anchor make 20 A 1 W Switch | Anchor make 20 A 1 W Switch | Nos | 16 | 76 | Approved
The Soul, Rajarhat | BASEMENT WITH PODIUM | Electrical |  | WO/HR01/BP01/37 | A B S Enterprise | Indoasian Make 6AMP Switch 800100 | Indoasian Make 6AMP Switch 800100 | Nos | 111 | 58 | Approved
The Soul, Rajarhat | BASEMENT WITH PODIUM | Electrical |  | WO/HR01/BP01/37 | A B S Enterprise | Indoasian Make 6AMP 2 way switch 800100 | Indoasian Make 6AMP 2 way switch 800100 | Nos | 8 | 66 | Approved
The Soul, Rajarhat | BASEMENT WITH PODIUM | Electrical |  | WO/HR01/BP01/37 | A B S Enterprise | Indoasian Make 16AMP switch 800103 | Indoasian Make 16AMP switch 800103 | Nos | 7 | 76 | Approved
The Soul, Rajarhat | BASEMENT WITH PODIUM | Electrical |  | WO/HR01/BP01/37 | A B S Enterprise | Indoasian Make 6AMP 3 Pin UNIV socket 800120 | Indoasian Make 6AMP 3 Pin UNIV socket 800120 | Nos | 75 | 58 | Approved
The Soul, Rajarhat | BASEMENT WITH PODIUM | Electrical |  | WO/HR01/BP01/37 | A B S Enterprise | Indoasian Make ELVIRA 25A 1 way switch 800106 | Indoasian Make ELVIRA 25A 1 way switch 800106 | Nos | 5 | 76 | Approved
The Soul, Rajarhat | BASEMENT WITH PODIUM | Electrical |  | WO/HR01/BP01/37 | A B S Enterprise | Indoasian Make 6/16 AMP 3 Pin Socket 800122 | Indoasian Make 6/16 AMP 3 Pin Socket 800122 | Nos | 12 | 76 | Approved
The Soul, Rajarhat | BASEMENT WITH PODIUM | Electrical |  | WO/HR01/BP01/37 | A B S Enterprise | Indoasian Make 10AMP SP C Optipro MCB 81112 | Indoasian Make 10AMP SP C Optipro MCB 81112 | Nos | 6 | 52 | Approved
The Soul, Rajarhat | BASEMENT WITH PODIUM | Electrical |  | WO/HR01/BP01/37 | A B S Enterprise | Indoasian Make 40A FP C Optipro AC MCB 81124 | Indoasian Make 40A FP C Optipro AC MCB 81124 | Nos | 1 | 109 | Approved
The Soul, Rajarhat | BASEMENT WITH PODIUM | Electrical |  | WO/HR01/BP01/37 | A B S Enterprise | Indoasian Make 40A FP Optipro Isolator 81124 | Indoasian Make 40A FP Optipro Isolator 81124 | Nos | 1 | 141 | Approved
The Soul, Rajarhat | BASEMENT WITH PODIUM | Electrical |  | WO/HR01/BP01/37 | A B S Enterprise | Indoasian Make 698470 6A 3 Pin Plug | Indoasian Make 698470 6A 3 Pin Plug | Nos | 18 | 76 | Approved
The Soul, Rajarhat | BASEMENT WITH PODIUM | Electrical |  | WO/HR01/BP01/37 | A B S Enterprise | 1.00 sq mm 3 core | PVC Cables 1.1 KV Grade (Electrical line distribution at Basement) 1.00 sq mm 3 core | Mtrs. | 655 | 16 | Approved
The Soul, Rajarhat | BASEMENT WITH PODIUM | Electrical |  | WO/HR01/BP01/37 | A B S Enterprise | 1.5 sq mm 3 core | PVC Cables 1.1 KV Grade (Electrical line distribution at Basement) 1.5 sq mm 3 core | Mtrs. | 245 | 19 | Approved
The Soul, Rajarhat | BASEMENT WITH PODIUM | Electrical |  | WO/HR01/BP01/37 | A B S Enterprise | 2.5 sq mm 3 core | PVC Cables 1.1 KV Grade (Electrical line distribution at Basement) 2.5 sq mm 3 core | Mtrs. | 230 | 22 | Approved
The Soul, Rajarhat | BASEMENT WITH PODIUM | Electrical |  | WO/HR01/BP01/37 | A B S Enterprise | 2.5 sq mm 4 core | PVC Cables 1.1 KV Grade (Electrical line distribution at Basement) 2.5 sq mm 4 core | Mtrs. | 140 | 22 | Approved
The Soul, Rajarhat | BASEMENT WITH PODIUM | Electrical |  | WO/HR01/BP01/37 | A B S Enterprise | 6 sq mm 3 core | PVC Cables 1.1 KV Grade (Electrical line distribution at Basement) 6 sq mm 3 core | Mtrs. | 118 | 29 | Approved
The Soul, Rajarhat | BASEMENT WITH PODIUM | Fire Fighting |  | WO/HR01/BP01/38 | Balajee Fire | Misc. Work for Fire Fighting | Dismantling and Cleaning charges of M.S Pipe |  | 0 | 0 | Approved
The Soul, Rajarhat | BASEMENT WITH PODIUM | Fire Fighting |  | WO/HR01/BP01/38 | Balajee Fire | 150 mm (Medium) | 150 mm (Medium) | RMT | 120 | 549 | Approved
The Soul, Rajarhat | BASEMENT WITH PODIUM | Fire Fighting |  | WO/HR01/BP01/38 | Balajee Fire | 100 mm (Medium) | 100 mm (Medium) | RMT | 270 | 385 | Approved
The Soul, Rajarhat | BASEMENT WITH PODIUM | Fire Fighting |  | WO/HR01/BP01/38 | Balajee Fire | 80 mm (Medium) | 80 mm (Medium) | RMT | 72 | 275 | Approved
The Soul, Rajarhat | BASEMENT WITH PODIUM | Fire Fighting |  | WO/HR01/BP01/38 | Balajee Fire | 65 mm (Medium) | 65 mm (Medium) | RMT | 108 | 220 | Approved
The Soul, Rajarhat | BASEMENT WITH PODIUM | Fire Fighting |  | WO/HR01/BP01/38 | Balajee Fire | 50 mm (Medium) | 50 mm (Medium) | RMT | 90 | 165 | Approved
The Soul, Rajarhat | BASEMENT WITH PODIUM | Fire Fighting |  | WO/HR01/BP01/38 | Balajee Fire | 40 mm (Medium) | 40 mm (Medium) | RMT | 90 | 148 | Approved
The Soul, Rajarhat | BASEMENT WITH PODIUM | Fire Fighting |  | WO/HR01/BP01/38 | Balajee Fire | 32 mm (Medium) | 32 mm (Medium) | RMT | 240 | 137 | Approved
The Soul, Rajarhat | BASEMENT WITH PODIUM | Fire Fighting |  | WO/HR01/BP01/38 | Balajee Fire | 25 mm (Heavy) | 25 mm (Heavy) | RMT | 915 | 110 | Approved
The Soul, Rajarhat | BASEMENT WITH PODIUM | Fire Fighting |  | WO/HR01/BP01/38 | Balajee Fire | Misc. Work for Fire Fighting | Re-fixing with allied material |  | 0 | 0 | Approved
The Soul, Rajarhat | BASEMENT WITH PODIUM | Fire Fighting |  | WO/HR01/BP01/38 | Balajee Fire | 150 mm (Medium) | 150 mm (Medium) | RMT | 120 | 915 | Approved
The Soul, Rajarhat | BASEMENT WITH PODIUM | Fire Fighting |  | WO/HR01/BP01/38 | Balajee Fire | 100 mm (Medium) | 100 mm (Medium) | RMT | 270 | 641 | Approved
The Soul, Rajarhat | BASEMENT WITH PODIUM | Fire Fighting |  | WO/HR01/BP01/38 | Balajee Fire | 80 mm (Medium) | 80 mm (Medium) | RMT | 72 | 458 | Approved
The Soul, Rajarhat | BASEMENT WITH PODIUM | Fire Fighting |  | WO/HR01/BP01/38 | Balajee Fire | 65 mm (Medium) | 65 mm (Medium) | RMT | 108 | 366 | Approved
The Soul, Rajarhat | BASEMENT WITH PODIUM | Fire Fighting |  | WO/HR01/BP01/38 | Balajee Fire | 50 mm (Medium) | 50 mm (Medium) | RMT | 90 | 275 | Approved
The Soul, Rajarhat | BASEMENT WITH PODIUM | Fire Fighting |  | WO/HR01/BP01/38 | Balajee Fire | 40 mm (Medium) | 40 mm (Medium) | RMT | 90 | 247 | Approved
The Soul, Rajarhat | BASEMENT WITH PODIUM | Fire Fighting |  | WO/HR01/BP01/38 | Balajee Fire | 32 mm (Medium) | 32 mm (Medium) | RMT | 240 | 229 | Approved
The Soul, Rajarhat | BASEMENT WITH PODIUM | Fire Fighting |  | WO/HR01/BP01/38 | Balajee Fire | 25 mm (Heavy) | 25 mm (Heavy) | RMT | 915 | 183 | Approved
The Soul, Rajarhat | BASEMENT WITH PODIUM | Fire Fighting |  | WO/HR01/BP01/38 | Balajee Fire | Repair Charges of Welding Machine | Repair Charges of Welding Machine | Nos | 4 | 4300 | Approved
The Soul, Rajarhat | BASEMENT WITH PODIUM | Fire Fighting |  | WO/HR01/BP01/38 | Balajee Fire | Repair Charges of of Cutter Machine | Repair Charges of of Cutter Machine | Nos | 2 | 2700 | Approved
The Soul, Rajarhat | BLOCK | Grill / Steel Work |  | WO/HR01/BOK01/133 | PROTECH ENGINEERS | Dismantling and Re-fixing of MS Grill (ODU) at Tower-02 for Tower Crane Removal Purpose | Dismantling and Re-fixing of MS Grill (ODU) at Tower-02 for Tower Crane Removal Purpose for 1st to 16th Floor with supply of tools tackles and Sundry materials as per direction of EIC. Mode of measurement per Floor | Nos | 16 | 800 | Approved
The Soul, Rajarhat | BLOCK | Civil | Sub & Super Structure Work | WO/HR01/BOK01/83 | B R C D ASSOCIATES | AC Sleeve Hole Filling | Charges for Filling of AC Sleeve Hole with Spray Foam, Cutting and Putting and paint finish all complete at all level including scaffolding (if required) as per direction of EIC. Location: Block- A & B Contractor Supply: All paint material and material required for cutting and putting. Client Supply: Spray Foam | Nos | 1856 | 45 | Approved
The Soul, Rajarhat | BLOCK | Water Proofing |  | WO/HR01/BOK01/134 | J S S ENGINEERING PRIVATE LIMITED | Expansion Joint Treatment | Expansion Joint Treatment |  | 0 | 0 | Approved
The Soul, Rajarhat | BLOCK | Water Proofing |  | WO/HR01/BOK01/134 | J S S ENGINEERING PRIVATE LIMITED | Expoband One | Expansion Joint treatment at Horizontal & Vertical Surface (170mm) 1.Repairing of the Edges of the Expansion Joints: (Optional): If required, necessary repairs of the expansion joints edges has to be made with the help of structural grade polymer modified mortar Renderoc SP40 2. Surface Preparation: The surface where the epoxy adhesive Nitobond PC 40 has to be applied prior to placing of Expoband One, has to be free from dust, loose laitance and fungus or algae growth. The surface should be cleaned properly with wire brush to make sure of that. 3. Stage 1 - Membrane Preparation: Measure and cut the length of flexible expansion joint membrane Expoband One (2mm thick, 250 mm wide tape) to suit the joint onto which it is to be applied. Lay the Expoband One (2mm thick, 250 mm wide tape) red face upwards, on a clean surface and lightly buff the red face using an abrasive flap wheel, fitted to a standard electric drill. The membrane is ready when a matt finish is achieved. Clean the surface of the membrane with a brush followed by wiping with Fosroc Solvent 102. 4. Stage 2- Mixing and Adhesive Application: Transfer the entire contents of Part B of Nitobond PC40 adhesive into the Part A container and mix thoroughly using a slow speed drill and Fosroc paddle stirrer for 4 minutes, stopping to scrape down the sides of the container. When mixed, the adhesive should be a uniform grey color. Use masking tape at extremities and along center line of joint. Apply mixed Nitobond PC40 using a serrated spreader. Remove central masking tape immediately and position Expoband One membrane into the Nitobond PC40 adhesive. Roll firmly to displace trapped air and to ensure extrusion of Nitobond PC40 through the edge perforations. Apply a second layer of Nitobond PC40 to the full width of the top surface of membrane. Remove central release film from membrane. Finally remove outer edge masking tapes and feather edge the Nitobond PC40. 5. Supply and Placing of Backup rod (if Required) *Note: Chemical and Membrane properties as per TDS Work procedure attached in Annexure-II | RMT | 235 | 2050 | Approved
The Soul, Rajarhat | BLOCK | Water Proofing |  | WO/HR01/BOK01/134 | J S S ENGINEERING PRIVATE LIMITED | Protection Cover | Protection Cover: Supply and application of Cement Fiber board (Type- A as per IS 14862) of size 300 mm wide (8mm thick) as protection over the laid Expoband one as protection where required with necessary drilling and screwing as per drawing and direction of EIC | RMT | 220 | 230 | Approved
The Soul, Rajarhat | BASEMENT WITH PODIUM | Fire Fighting |  | WO/HR01/BP01/39 | Balajee Fire | Misc. Work for Fire Pump Repairing | Misc. Work for Fire Pump Repairing |  | 0 | 0 | Approved
The Soul, Rajarhat | BASEMENT WITH PODIUM | Fire Fighting |  | WO/HR01/BP01/39 | Balajee Fire | Industrial Motor 100 H.P | Industrial Motor 100 H.P 440 Volts, (3 Phase) with the following details:- Rewinding Motor with supply of wire 1 job Change of Cotton Tape, Varnish, Paper (seamless) 1 job Labour charges for open and fitting of Motor 1 job Rs. 34500/- A. Bearing change (upper/lower) 2 pcs. Rs.9500/- B. Turminar change 1 job Rs.1200/- C. Turminar Box change 1 job Rs. 950/- Total-Rs. 46150/- for 1 Pc. Motor | Nos | 2 | 46150 | Approved
The Soul, Rajarhat | BASEMENT WITH PODIUM | Fire Fighting |  | WO/HR01/BP01/39 | Balajee Fire | Repairing of 2 nos Panel for 2 Nos 100HP Motor | Repairing of 2 nos Panel for 2 Nos 100HP Motor | Nos | 2 | 22500 | Approved
The Soul, Rajarhat | BASEMENT WITH PODIUM | Fire Fighting |  | WO/HR01/BP01/39 | Balajee Fire | Industrial Motor 50 H.P | Industrial Motor 50 H.P 440 Volts,(3 Phase) with the following details:- Rewinding Motor with supply of wire 1 job Change of Cotton Tape, Varnish, Paper (seamless) 1 job Labour charges for open and fitting of Motor 1 job Rs. 26,500/- A. Bearing change (upper/lower) 2 pcs. Rs.7500/- B. Turminar change 1 job Rs.900/- C. Turminar Box change 1 job Rs.750/- Total- Rs.35650/- for 1 Pc. Motor | Nos | 2 | 35650 | Approved
The Soul, Rajarhat | BASEMENT WITH PODIUM | Fire Fighting |  | WO/HR01/BP01/39 | Balajee Fire | Repairing of 2 no’s Panel for 2 Nos 50HP Motor | Repairing of 2 no’s Panel for 2 Nos 50HP Motor | Nos | 2 | 18000 | Approved
The Soul, Rajarhat | BASEMENT WITH PODIUM | Fire Fighting |  | WO/HR01/BP01/39 | Balajee Fire | Industrial Motor 25 H.P | Industrial Motor 25 H.P 440 Volts,(3 Phase) with the following details:- Rewinding Motor with supply of wire 1 job Change of Cotton Tape, Varnish, Paper (seamless) 1 job Labour charges for open and fitting of Motor 1 job Rs. 21,500/- A. Bearing change (upper/lower) 2 pcs. Rs.6000/- B. Turminar change 1 job Rs.750/- C. Turminar Box change 1 job Rs.500/- Total- Rs.28750/- for 1 Pc. Motor | Nos | 2 | 28750 | Approved
The Soul, Rajarhat | BASEMENT WITH PODIUM | Fire Fighting |  | WO/HR01/BP01/39 | Balajee Fire | Repairing of 2 no’s Panel for 2 no’s 25HP Motor | Repairing of 2 no’s Panel for 2 no’s 25HP Motor | Nos | 2 | 11500 | Approved
The Soul, Rajarhat | BASEMENT WITH PODIUM | Fire Fighting |  | WO/HR01/BP01/39 | Balajee Fire | Sump Pump and Motor 10.0 H.P. | Sump Pump and Motor 10.0 H.P. 440 Volts, (3 Phase) with the following details:- Rewinding Motor with supply of wire 1 job Change of Cotton Tape, Varnish, Paper (seamless) 1 job Labour charges for open and fitting of pump and motor 1 job Rs. 7,500/- A. Bearing change (upper/lower) 2 pcs. Rs.4,500/- B. Mechanical Seal change 3pcs. Rs.8,500/- C. Transformer Oil change 5ltrs. Rs.2,200/- D. Upper/lower ‘O’ ring change 3 pcs Rs.400/- Total Rs. 23,100/- for 1 pcs. Pump and motor | Nos | 4 | 23100 | Approved
The Soul, Rajarhat | BASEMENT WITH PODIUM | Fire Fighting |  | WO/HR01/BP01/39 | Balajee Fire | Repairing of 4 no’s Panel for 4 no’s 10 HP Motor | Repairing of 4 no’s Panel for 4 no’s 10 HP Motor | Nos | 4 | 8000 | Approved
The Soul, Rajarhat | BASEMENT WITH PODIUM | Fire Fighting |  | WO/HR01/BP01/39 | Balajee Fire | Industrial Motor 5 H.P | Industrial Motor 5 H.P 440 Volts, (3 Phase) with the following details:- Rewinding Motor with supply of wire 1 job Change of Cotton Tape, Varnish, Paper (seamless) 1 job Labour charges for open and fitting of motor 1 job Rs. 5,500/- A. Bearing change 2 pcs. Rs.2,600/- B. Turminar change 1 job Rs.850/- C. Turminar Box change 1 job Rs.350/- Total-Rs.9,300/- for 1 Pc. Motor | Nos | 3 | 9300 | Approved
The Soul, Rajarhat | BASEMENT WITH PODIUM | Fire Fighting |  | WO/HR01/BP01/39 | Balajee Fire | Repairing of 3 no’s Panel for 3 no’s 5 HP Motor | Repairing of 3 no’s Panel for 3 no’s 5 HP Motor | Nos | 3 | 5000 | Approved
The Soul, Rajarhat | BASEMENT WITH PODIUM | Fire Fighting |  | WO/HR01/BP01/39 | Balajee Fire | Industrial Motor 3 H.P | Industrial Motor 3 H.P 440 Volts,(3 Phase) with the following details:- Rewinding Motor with supply of wire 1 job Change of Cotton Tape, Varnish, Paper (seamless) 1 job Labour charges for open and fitting of motor 1 job Rs. 2350/- A. Bearing change 2 pcs. Rs.1120/- B. Turminar change 1 job Rs.425/- C. Turminar Box change 1 job Rs.275/- Total-Rs.4170/- for 1 Pc. Motor | Nos | 3 | 4170 | Approved
The Soul, Rajarhat | BASEMENT WITH PODIUM | Fire Fighting |  | WO/HR01/BP01/39 | Balajee Fire | Repairing of 3 nos Panel for 3 Nos 3 HP Motor | Repairing of 3 nos Panel for 3 Nos 3 HP Motor | Nos | 3 | 3500 | Approved
The Soul, Rajarhat | BASEMENT WITH PODIUM | Fire Fighting |  | WO/HR01/BP01/39 | Balajee Fire | Transportation Charge | Transportation Charge | Lump Sum | 1 | 12000 | Approved
The Soul, Rajarhat | OVERHEADS | Mechanical Equipment |  | WO/HR01/OHES/57 | Genset India Pvt. Ltd. | 62.5 KVA DG SET repairing | Charges for 62.5 KVA DG SET repairing (ESN: E412COHJ165341G) as per quotation no: GIPL/QTN-95/2021-2022 DATED 10.11.2021 |  | 0 | 0 | Approved
The Soul, Rajarhat | OVERHEADS | Mechanical Equipment |  | WO/HR01/OHES/57 | Genset India Pvt. Ltd. | Material Part | Material Part | Lump Sum | 1 | 155616 | Approved
The Soul, Rajarhat | OVERHEADS | Mechanical Equipment |  | WO/HR01/OHES/57 | Genset India Pvt. Ltd. | Service Charge | Service Charge | Lump Sum | 1 | 25000 | Approved
The Ramdulari | OVERHEAD | Pest Control |  | WO/RP/RP04/5 | Legend Sanicure Private Limited | Integrated Mosquito control | Charges for Integrated Mosquito Control Services (Larva & Adult): For Entire project area (Including Labor Hutment). i) Anti Larval Treatment (Pest Covered- Mosquito Larvae): Chemical to be used- a) Baytex (Fenthion), Dosage- 0.75 ml/Ltr b) Chlorpyriphos, Dosage- 5ml/Ltr c) Diesel, Dosage-RTU Application will be as per annexure (4 treatments to be done in a month) ii) Anti Adult Space Spray (Pest Covered- Adult Mosquitos): Chemical to be used- a) Biflex (Bifenthrin), Dosage- 5-10 ml/Ltr b) Chlorpyriphos, Dosage- 10ml/Ltr c) Deltamethrin Flow (2.5% SC), Dosage- 8ml/Ltr Application will be as per annexure (9 treatments to be done in a month) iii) Hot Fogging: Chemical to be used- a) Kingfog (Deltamethrin 1.25% ULV), Dosage- 2ml/Ltr b) Biflex (Bifenthrin), Dosage- 5ml/Ltr Application will be as per annexure (9 treatments to be done in a month) (Period: Upto August'2022) | Months | 6.5 | 7000 | Approved
SOUTHWINDS PROJECT LLP (PHASE - III & IV) | COMMON INFRASTRUCTURE - PHASE III & IV | Boundary Wall | Painting | WO/SP34/CI34/39 | Madhuban International | Paint | Painting work for modification of Front boundary wall towards Bypass from Ph-1 To Phase-3 & 4 |  | 0 | 0 | Approved
SOUTHWINDS PROJECT LLP (PHASE - III & IV) | COMMON INFRASTRUCTURE - PHASE III & IV | Boundary Wall | Painting | WO/SP34/CI34/39 | Madhuban International | Non Texture - Outside | Providing & Applying of One coat of approved primer followed by Two coat of Weather coat paint(Non Texture) of approved brand (Taupe wood color)on wall surface area complete including surface preparation with all materials & Labour etc. all complete as per drawing and direction of Engineer-in-Charge. Location: Bypass side (Outside) Brand: ICI/ Berger/ Dulux | Sq.Ft. | 7775.365 | 10.5 | Approved
SOUTHWINDS PROJECT LLP (PHASE - III & IV) | COMMON INFRASTRUCTURE - PHASE III & IV | Boundary Wall | Painting | WO/SP34/CI34/39 | Madhuban International | Texture - Inside | Providing & Applying of One coat of approved primer followed by Two coat of Weather coat paint(Texture) of approved brand (Taupe wood color)on wall surface area .complete including surface preparation with all materials & Labour etc. all complete as per drawing and direction of Engineer-in-Charge. Location: Inside Brand: ICI/ Berger/ Dulux | Sq.Ft. | 2712.948 | 17.5 | Approved
The Ramdulari | BLOCK | Civil | Sub & Super Structure Work | WO/RP/RP02/9 | JSRM Realtors Pvt. Ltd. | Sand | Supply of Sand for Internal wall plaster till plinth level work as per specification, drawing and direction of EIC. | Sq.Mtr. | 0 | 36.9 | Approved
SOUTHWINDS PROJECT LLP (PHASE - III & IV) | COMMON INFRASTRUCTURE - PHASE III & IV | Land Development |  | WO/SP34/CI34/22 | AGRO CONSULTANCY SERVICES | tree replantation work | Charges for 1 no tree replantation work from existing location ( Bl-16 to BLOCK-12 ) to approved location including all Tools , Tackles , rope , any type of manure , chemicals etc. for complete the job as per direction of EIC & attached Annexure-1. 1) 1 no Litchi tree (Avg. Dia - 450 - 500 mm ) HSN/SAC Code :- 0604/9986 ( This is type of Agricultural Work) | Nos | 1 | 12000 | Approved
The Soul, Rajarhat | BLOCK | Flooring Work |  | WO/HR01/BOK01/135 | ESSARCON | Stair Epoxy Paint | Providing and Applying epoxy coating system. It consists of surface preparation includes, ensuring the concrete surface is sound, even, firm and moisture content not exceeding 5% and preparing the surface mechanically by grinding/shot blasting to remove dust, laitance and other contaminants like oil / grease and second part consists of one coat of two component penetrative epoxy based primer Shaliprime-2E @ 8sqmtr./ltr. All existing cracks, pot-holes & edge-breaking to be repaired with Shaliprime 2E mixed with filler powder with required quantity. After prepare the surface again grinding the surface to remove excess filler & undulation to make the surface even & clean. Top coat with 200micron pigmented epoxy floor coating, ShaliFloor TC 2HBE @ 250gm./sqmtr. for 200micron thickness all complete at all level as per specification and direction of Engineer in charge of approved color | Sq.Ft. | 56276 | 33.91 | Approved
SOUTHWINDS PROJECT LLP (PHASE - III & IV) | MARKETING PHASE - III & IV | Signages and Art Work |  | WO/SP34/MA34/3 | INFOSIGN SYSTEMS PVT. LTD. | Developer signage | Charges for supply of Labour & material for fixing, lifting, carrying for the specs as per Annexure-1 (Attached) including all as per direction of EIC :- 1) 2.5" to 3" raised Acrylic letter front pasted with Vinyl/OWV as per Building colour. 2) LED Module (IP-67) with adequate power supply inside of the letter. Letter will be fixed on Wall surface. All complete as per Specification & drawing / direction of EIC. Location: Gate-3 -Beside Block-13 | Lump Sum | 1 | 55000 | Approved
SOUTHWINDS PROJECT LLP (PHASE - III & IV) | MEP PHASE - III | Internal Electrical |  | WO/SP34/MW34/8 | TECHNIC ENGINEERING SERVICES PRIVATE LIMITED | Internal Electrical Work Block -12 | Internal Electrical Work Block -12 |  | 0 | 0 | Approved
SOUTHWINDS PROJECT LLP (PHASE - III & IV) | MEP PHASE - III | Internal Electrical |  | WO/SP34/MW34/8 | TECHNIC ENGINEERING SERVICES PRIVATE LIMITED | 1st Floor to 11th Floor | Supply & Labour charges/sq.ft. on plate area of total internal electrical work including supply of MMS rigid conduit pipe, CI/18 SWG MS fan box, MS circular box for slab casting and wall conduiting including supply of Sand , MS JB of approved make, MMS PVC rigid conduit of approved make for electrical riser , ELV Shaft, Lift Shaft & meter room work, Supply & Installation of lift shaft electrical work, meter room & individual flat earthing, receiving and fixing of modular box, wire pulling, fixing of switch & socket, distribution boxes & MCB, main line wiring from individual DB to meter room, change over fixing and wiring from changeover to DG panel including dressing as required, TV & Telephone conduit & cable laying upto Ground Floor, Lift & Meter room earthing including supply of materials like GI Pipe electrode & GI strip of standard size & approved make, common area lift-lobby, staircase, carparking area conduiting & wiring including fixing of fixture as per drawing complete in all respect & as per annexure attach with the WO. (Area : 1st Floor to 11th Floor), Plate area details - 6458.72 Sq. ft./Floor including Lift well & Electrical/ELV Shaft but excluding Ventilation Shaft & Cut out. | Sq.Ft. | 71045.922 | 27.5 | Approved
SOUTHWINDS PROJECT LLP (PHASE - III & IV) | MEP PHASE - III | Internal Electrical |  | WO/SP34/MW34/8 | TECHNIC ENGINEERING SERVICES PRIVATE LIMITED | Ground Floor | Supply & Labour charges/sq.ft. on plate area of total internal electrical work including supply of MMS rigid conduit pipe, CI/18 SWG MS fan box, MS circular box for slab casting and wall conduiting including supply of Sand , MS JB of approved make, MMS PVC rigid conduit of approved make for electrical riser, ELV Shaft,Lift shaft & meter room work, Supply & Installation of lift shaft electrical work, meter room & individual flat earthing, receiving and fixing of modular box, wire pulling, fixing of switch & socket, distribution boxes & MCB, main line wiring from individual DB to meter room, change over fixing and wiring from changeover to DG panel including dressing as required, TV & Telephone conduit & cable laying upto Ground Floor, Lift & Meter room earthing including supply of materials like GI Pipe electrode & GI strip of standard size & approved make, common area lift-lobby, staircase, carparking area conduiting & wiring including fixing of fixture as per drawing complete in all respect & as per annexure attach with the WO. (Area : Ground Floor only), Plate area details - 6685 Sq. ft. including Lift well & Electrical/ELV Shaft but excluding Ventilation Shaft & Cut out. | Sq.Ft. | 6684.877 | 24 | Approved
SOUTHWINDS PROJECT LLP (PHASE - III & IV) | MEP PHASE - III | Internal Electrical |  | WO/SP34/MW34/9 | A B S Enterprise | Internal Electrical Work Block -11 | Internal Electrical Work Block -11 |  | 0 | 0 | Approved
SOUTHWINDS PROJECT LLP (PHASE - III & IV) | MEP PHASE - III | Internal Electrical |  | WO/SP34/MW34/9 | A B S Enterprise | 1st to 13th floor | Supply & Labour charges/sq.ft. on plate area of total internal electrical work including supply of PVC MMS rigid conduit pipe, CI/18 SWG MS fan box, MS circular box for slab casting and wall conduiting including supply of Sand , MS JB of approved make, MMS PVC rigid conduit of approved make for electrical riser , ELV Shaft, Lift Shaft & meter room work, Supply & Installation of lift shaft electrical work, meter room & individual flat earthing, receiving and fixing of modular box, wire pulling, fixing of switch & socket, distribution boxes & MCB, main line wiring from individual DB to meter room, change over fixing and wiring from changeover to DG panel including dressing as required, TV & Telephone conduit & cable laying upto Ground Floor, Lift & Meter room earthing including supply of materials like GI Pipe electrode & GI strip of standard size & approved make, common area lift-lobby, staircase, carparking area conduiting & wiring including fixing of fixture as per drawing complete in all respect & as per annexure attach with the WO. (Area : 1st,3rd,5th,7th,9th,11th,13th Floor Plate area details - 9142.87 Sq. ft./Floor and 2nd,4th,6th,8th,10th,12th floor Plate area details - 9125.82 Sq. ft./Floor- including Lift well & Electrical/ELV Shaft but excluding Ventilation Shaft & Cut out. | Sq.Ft. | 118738.345 | 27.5 | Approved
SOUTHWINDS PROJECT LLP (PHASE - III & IV) | MEP PHASE - III | Internal Electrical |  | WO/SP34/MW34/9 | A B S Enterprise | Ground Floor | Supply & Labour charges/sq.ft. on plate area of total internal electrical work including supply of PVC MMS rigid conduit pipe , CI/18 SWG MS fan box, MS circular box for slab casting and wall conduiting including supply of Sand , MS JB of approved make, MMS PVC rigid conduit of approved make for electrical riser, ELV Shaft,Lift shaft & meter room work, Supply & Installation of lift shaft electrical work, meter room & individual flat earthing, receiving and fixing of modular box, wire pulling, fixing of switch & socket, distribution boxes & MCB, main line wiring from individual DB to meter room, change over fixing and wiring from changeover to DG panel including dressing as required, TV & Telephone conduit & cable laying upto Ground Floor, Lift & Meter room earthing including supply of materials like GI Pipe electrode & GI strip of standard size & approved make, common area lift-lobby, staircase, carparking area conduiting & wiring including fixing of fixture as per drawing complete in all respect & as per annexure attach with the WO. (Area : Ground Floor only), Plate area details - 9143 Sq. ft. including Lift well & Electrical/ELV Shaft but excluding Ventilation Shaft & Cut out. | Sq.Ft. | 9142.877 | 25 | Approved
SOUTHWINDS PROJECT LLP (PHASE - III & IV) | PRE-CONSTRUCTION PHASE - III & IV | Plumbing/Sanitory |  | WO/SP34/PC34/19 | Fluid Energy System Pvt Ltd | 3HP Pump repairing Job | Charges for 3HP Pump repairing Job including providing of all materials for completing the job as per direction of EIC. | Nos | 2 | 7500 | Approved
SOUTHWINDS PROJECT LLP (PHASE - III & IV) | MEP PHASE - III | External Electrical | Electrical | WO/SP34/MW34/11 | M ENGINEERING | Installation, Testing, & Commissioning of Lightning protection system at Block-11 & 12 | Installation, Testing, & Commissioning of Lightning protection system at Block-11 & 12 |  | 0 |  | Approved
SOUTHWINDS PROJECT LLP (PHASE - III & IV) | MEP PHASE - III | External Electrical | Electrical | WO/SP34/MW34/41 | M/s M Engineering | Installation, Testing, & Commissioning of Lightning protection system at Block-11 & 12 | Installation, Testing, & Commissioning of Lightning protection system at Block-11 & 12 |  | 0 | 0 | Approved
SOUTHWINDS PROJECT LLP (PHASE - III & IV) | MEP PHASE - III | External Electrical | Electrical | WO/SP34/MW34/11 | M ENGINEERING | Parallel Connectors for (500mm air terminal) | Installation, Testing, & Commissioning of Parallel Connectors for (500mm air terminal) connecting two conductors in parallel manner. Material- StSt, with clamping range- Rd / Rd 7-10 mm & Complied as per Standard EN 62561-1. DEHN Part No. 306029 | Nos | 0 |  | Approved
SOUTHWINDS PROJECT LLP (PHASE - III & IV) | MEP PHASE - III | External Electrical | Electrical | WO/SP34/MW34/41 | M/s M Engineering | Parallel Connectors for (500mm air terminal) | Installation, Testing, & Commissioning of Parallel Connectors for (500mm air terminal) connecting two conductors in parallel manner. Material- StSt, with clamping range- Rd / Rd 7-10 mm & Complied as per Standard EN 62561-1. DEHN Part No. 306029 | Nos | 24 | 132 | Approved
SOUTHWINDS PROJECT LLP (PHASE - III & IV) | MEP PHASE - III | External Electrical | Electrical | WO/SP34/MW34/11 | M ENGINEERING | Air-termination rod having length- 2500 mm | Installation, Testing, & Commissioning of Air-termination rod having length- 2500 mm of Material- AlMgSi of Diameter Ø 16 mm, chenfered on both ends& Complied as per Standard EN 62561-2 DEHN Part No. 1032230 | Nos | 0 |  | Approved
SOUTHWINDS PROJECT LLP (PHASE - III & IV) | MEP PHASE - III | External Electrical | Electrical | WO/SP34/MW34/41 | M/s M Engineering | Air-termination rod having length- 2500 mm | Installation, Testing, & Commissioning of Air-termination rod having length- 2500 mm of Material- AlMgSi of Diameter Ø 16 mm, chenfered on both ends& Complied as per Standard EN 62561-2 DEHN Part No. 1032230 | Nos | 6 | 200 | Approved
SOUTHWINDS PROJECT LLP (PHASE - III & IV) | MEP PHASE - III | External Electrical | Electrical | WO/SP34/MW34/11 | M ENGINEERING | Air-termination rod having length- 2000 mm | Installation, Testing, & Commissioning of Air-termination rod having length- 2000 mm of Material- AlMgSi of Diameter Ø 16 mm, chenfered on both ends& Complied as per Standard EN 62561-2 DEHN Part No. 1032230 | Nos | 0 |  | Approved
SOUTHWINDS PROJECT LLP (PHASE - III & IV) | MEP PHASE - III | External Electrical | Electrical | WO/SP34/MW34/41 | M/s M Engineering | Air-termination rod having length- 2000 mm | Installation, Testing, & Commissioning of Air-termination rod having length- 2000 mm of Material- AlMgSi of Diameter Ø 16 mm, chenfered on both ends& Complied as per Standard EN 62561-2 DEHN Part No. 1032230 | Nos | 6 | 200 | Approved
SOUTHWINDS PROJECT LLP (PHASE - III & IV) | MEP PHASE - III | External Electrical | Electrical | WO/SP34/MW34/11 | M ENGINEERING | Side Wall Clamp for 2.5 mtr air terminal | Installation, Testing, & Commissioning of Side Wall Clamp for 2.5 mtr air terminal, Materials-StSt 304, Clamping range-16/10 DIA Part No. 035004 | Nos | 0 |  | Approved
SOUTHWINDS PROJECT LLP (PHASE - III & IV) | MEP PHASE - III | External Electrical | Electrical | WO/SP34/MW34/41 | M/s M Engineering | Side Wall Clamp for 2.5 mtr air terminal | Installation, Testing, & Commissioning of Side Wall Clamp for 2.5 mtr air terminal, Materials-StSt 304, Clamping range-16/10 DIA Part No. 035004 | Nos | 24 | 70 | Approved
SOUTHWINDS PROJECT LLP (PHASE - III & IV) | MEP PHASE - III | External Electrical | Electrical | WO/SP34/MW34/11 | M ENGINEERING | Air-termination rod clamps | Installation, Testing, & Commissioning of Air-termination rod clamps for connecting air-termination rods with one or two conductors. Material of clamp Al, with clamping range of air-termination rod 16 mm and Clamping range of conductor Rd 2x 8-10 mm, & Complied as per Standard EN 62561-1. DEHN Part No. 380116 | Nos | 0 |  | Approved
SOUTHWINDS PROJECT LLP (PHASE - III & IV) | MEP PHASE - III | External Electrical | Electrical | WO/SP34/MW34/41 | M/s M Engineering | Air-termination rod clamps | Installation, Testing, & Commissioning of Air-termination rod clamps for connecting air-termination rods with one or two conductors. Material of clamp Al, with clamping range of air-termination rod 16 mm and Clamping range of conductor Rd 2x 8-10 mm, & Complied as per Standard EN 62561-1. DEHN Part No. 380116 | Nos | 12 | 87 | Approved
SOUTHWINDS PROJECT LLP (PHASE - III & IV) | MEP PHASE - III | External Electrical | Electrical | WO/SP34/MW34/41 | M/s M Engineering | Universal connector | Installation, Testing, & Commissioning of Universal connector of Material- StSt, with clamping range- 8-10mm, with truss head screw M10x35 mm & Complied as per Standard EN 62561-1., DEHN Part No. 315119 | Nos | 55 | 87 | Approved
SOUTHWINDS PROJECT LLP (PHASE - III & IV) | MEP PHASE - III | External Electrical | Electrical | WO/SP34/MW34/11 | M ENGINEERING | Universal connector | Installation, Testing, & Commissioning of Universal connector of Material- StSt, with clamping range- 8-10mm, with truss head screw M10x35 mm & Complied as per Standard EN 62561-1., DEHN Part No. 315119 | Nos | 0 |  | Approved
SOUTHWINDS PROJECT LLP (PHASE - III & IV) | MEP PHASE - III | External Electrical | Electrical | WO/SP34/MW34/11 | M ENGINEERING | Fixed earth-termination system | Installation, Testing, & Commissioning of "Fixed earth-termination system for protective equipotential bonding and functional equipotential bonding of the down. Connection thread M10 / M12, material of plate- StSt,material of axis- St/tZn, having connection plate Ø 80 mm & Complied as per Standard EN 62561-1 Dehn Part No. 478011 | Nos | 0 |  | Approved
SOUTHWINDS PROJECT LLP (PHASE - III & IV) | MEP PHASE - III | External Electrical | Electrical | WO/SP34/MW34/41 | M/s M Engineering | Fixed earth-termination system | Installation, Testing, & Commissioning of "Fixed earth-termination system for protective equipotential bonding and functional equipotential bonding of the down. Connection thread M10 / M12, material of plate- StSt,material of axis- St/tZn, having connection plate Ø 80 mm & Complied as per Standard EN 62561-1 Dehn Part No. 478011 | Nos | 19 | 300 | Approved
SOUTHWINDS PROJECT LLP (PHASE - III & IV) | MEP PHASE - III | External Electrical | Electrical | WO/SP34/MW34/11 | M ENGINEERING | Clamp to Connect reinforcements steel mesh | Installation, Testing, & Commissioning of Clamp to Connect reinforcements steel mesh or reinforcement with round and flat conductors of material- St/bare, having clamping range- Rd / Rd- 16-48 / 6-10 mm & clamping range- Rd/Fl 16-48/30-40 mm & Complied as per Standard EN 62561-1. Dehn Part No. 308036 | Nos | 0 |  | Approved
SOUTHWINDS PROJECT LLP (PHASE - III & IV) | MEP PHASE - III | External Electrical | Electrical | WO/SP34/MW34/41 | M/s M Engineering | Clamp to Connect reinforcements steel mesh | Installation, Testing, & Commissioning of Clamp to Connect reinforcements steel mesh or reinforcement with round and flat conductors of material- St/bare, having clamping range- Rd / Rd- 16-48 / 6-10 mm & clamping range- Rd/Fl 16-48/30-40 mm & Complied as per Standard EN 62561-1. Dehn Part No. 308036 | Nos | 19 | 65 | Approved
SOUTHWINDS PROJECT LLP (PHASE - III & IV) | MEP PHASE - III | External Electrical | Electrical | WO/SP34/MW34/11 | M ENGINEERING | Clamp to Connection of round and flat conductors | Installation, Testing, & Commissioning of Clamp to Connection of round and flat conductors to fixed earthing terminals with threadM10/M12 Dehn Part No. 478129 | Nos | 0 |  | Approved
SOUTHWINDS PROJECT LLP (PHASE - III & IV) | MEP PHASE - III | External Electrical | Electrical | WO/SP34/MW34/41 | M/s M Engineering | Clamp to Connection of round and flat conductors | Installation, Testing, & Commissioning of Clamp to Connection of round and flat conductors to fixed earthing terminals with threadM10/M12 Dehn Part No. 478129 | Nos | 19 | 300 | Approved
SOUTHWINDS PROJECT LLP (PHASE - III & IV) | MEP PHASE - III | External Electrical | Electrical | WO/SP34/MW34/11 | M ENGINEERING | Roof Conductor of Diameter Ø- 8 mm, | Installation, Testing, & Commissioning of Roof Conductor of Diameter Ø- 8 mm, Cross-section- 50 mm2, of Material- AlMgSi & Complied as per Standard EN 62561-2 Dehn Part No. 840008 | Mtrs. | 0 |  | Approved
SOUTHWINDS PROJECT LLP (PHASE - III & IV) | MEP PHASE - III | External Electrical | Electrical | WO/SP34/MW34/41 | M/s M Engineering | Roof Conductor of Diameter Ø- 8 mm, | Installation, Testing, & Commissioning of Roof Conductor of Diameter Ø- 8 mm, Cross-section- 50 mm2, of Material- AlMgSi & Complied as per Standard EN 62561-2 Dehn Part No. 840008 | Mtrs. | 629 | 55 | Approved
SOUTHWINDS PROJECT LLP (PHASE - III & IV) | MEP PHASE - III | External Electrical | Electrical | WO/SP34/MW34/11 | M ENGINEERING | Conductor holder for Parapet wall/Side wall | Installation, Testing, & Commissioning of Conductor holder for Parapet wall/Side wall Having height-16mm thread of conductor holdert -M8, Material of conductor holder - SS, conductor leading-loose,Conductor holder support Rd 8 mm with acssessories screw and Gitty, Material SS (M5 x 50mm) Dehn Part No. 204002 + DIA part no. 036006 | Nos | 0 |  | Approved
SOUTHWINDS PROJECT LLP (PHASE - III & IV) | MEP PHASE - III | External Electrical | Electrical | WO/SP34/MW34/41 | M/s M Engineering | Conductor holder for Parapet wall/Side wall | Installation, Testing, & Commissioning of Conductor holder for Parapet wall/Side wall Having height-16mm thread of conductor holdert -M8, Material of conductor holder - SS, conductor leading-loose,Conductor holder support Rd 8 mm with acssessories screw and Gitty, Material SS (M5 x 50mm) Dehn Part No. 204002 + DIA part no. 036006 | Nos | 697 | 26 | Approved
SOUTHWINDS PROJECT LLP (PHASE - III & IV) | MEP PHASE - III | External Electrical | Electrical | WO/SP34/MW34/11 | M ENGINEERING | Conductor holder for Flat roof. | Installation, Testing, & Commissioning of Conductor holder for Flat roof Dehn Part No. -253060 | Nos | 0 |  | Approved
SOUTHWINDS PROJECT LLP (PHASE - III & IV) | MEP PHASE - III | External Electrical | Electrical | WO/SP34/MW34/41 | M/s M Engineering | Conductor holder for Flat roof. | Installation, Testing, & Commissioning of Conductor holder for Flat roof Dehn Part No. -253060 | Nos | 20 | 50 | Approved
SOUTHWINDS PROJECT LLP (PHASE - III & IV) | MEP PHASE - III | External Electrical | Electrical | WO/SP34/MW34/11 | M ENGINEERING | Fixed earth-termination system | Installation, Testing, & Commissioning of Fixed earth-termination system for protective equipotential bonding and functional equipotential bonding of the down. Connection thread M10 / M12, material of plate- StSt,material of axis- St/tZn, having connection plate Ø 80 mm & Complied as per Standard EN 62561-1 Dehn Part No. 478011 | Nos | 0 |  | Approved
SOUTHWINDS PROJECT LLP (PHASE - III & IV) | MEP PHASE - III | External Electrical | Electrical | WO/SP34/MW34/41 | M/s M Engineering | Fixed earth-termination system | Installation, Testing, & Commissioning of Fixed earth-termination system for protective equipotential bonding and functional equipotential bonding of the down. Connection thread M10 / M12, material of plate- StSt,material of axis- St/tZn, having connection plate Ø 80 mm & Complied as per Standard EN 62561-1 Dehn Part No. 478011 | Nos | 19 | 300 | Approved
SOUTHWINDS PROJECT LLP (PHASE - III & IV) | MEP PHASE - III | External Electrical | Electrical | WO/SP34/MW34/11 | M ENGINEERING | Clamp to Connect reinforcements steel mesh | Installation, Testing, & Commissioning of Clamp to Connect reinforcements steel mesh or reinforcement with round and flat conductors of material- St/bare, having clamping range- Rd / Rd- 16-48 / 6-10 mm & clamping range- Rd/Fl 16-48/30-40 mm & Complied as per Standard EN 62561-1 Dehn Part No. 308036 | Nos | 0 |  | Approved
SOUTHWINDS PROJECT LLP (PHASE - III & IV) | MEP PHASE - III | External Electrical | Electrical | WO/SP34/MW34/41 | M/s M Engineering | Clamp to Connect reinforcements steel mesh | Installation, Testing, & Commissioning of Clamp to Connect reinforcements steel mesh or reinforcement with round and flat conductors of material- St/bare, having clamping range- Rd / Rd- 16-48 / 6-10 mm & clamping range- Rd/Fl 16-48/30-40 mm & Complied as per Standard EN 62561-1 Dehn Part No. 308036 | Nos | 19 | 65 | Approved
SOUTHWINDS PROJECT LLP (PHASE - III & IV) | MEP PHASE - III | External Electrical | Electrical | WO/SP34/MW34/11 | M ENGINEERING | GI flat (25x6mm) Strip | Installation, Testing, & Commissioning of "GI flat (25x6mm) Strip. Having width- 25mm, Thickness- 6mm, Material- Hot dipped Galvanized Iron, Cross Section- 150 mm2 Coating thickness- Avg. 70 microns. & Complied as per IEC 62561-2 DIA Part No. 021004 | Mtrs. | 0 |  | Approved
SOUTHWINDS PROJECT LLP (PHASE - III & IV) | MEP PHASE - III | External Electrical | Electrical | WO/SP34/MW34/41 | M/s M Engineering | GI flat (25x6mm) Strip | Installation, Testing, & Commissioning of "GI flat (25x6mm) Strip. Having width- 25mm, Thickness- 6mm, Material- Hot dipped Galvanized Iron, Cross Section- 150 mm2 Coating thickness- Avg. 70 microns. & Complied as per IEC 62561-2 DIA Part No. 021004 | Mtrs. | 95 | 74 | Approved
SOUTHWINDS PROJECT LLP (PHASE - III & IV) | MEP PHASE - III | External Electrical | Electrical | WO/SP34/MW34/11 | M ENGINEERING | GI strip holder of materials | Installation, Testing, & Commissioning of GI strip holder of materials -DOW moulded compound, having height-19mm,Slot Size- 26x6 mm DIA Part No. 055002 | Nos | 0 |  | Approved
SOUTHWINDS PROJECT LLP (PHASE - III & IV) | MEP PHASE - III | External Electrical | Electrical | WO/SP34/MW34/41 | M/s M Engineering | GI strip holder of materials | Installation, Testing, & Commissioning of GI strip holder of materials -DOW moulded compound, having height-19mm,Slot Size- 26x6 mm DIA Part No. 055002 | Nos | 32 | 35 | Approved
SOUTHWINDS PROJECT LLP (PHASE - III & IV) | MEP PHASE - III | External Electrical | Electrical | WO/SP34/MW34/11 | M ENGINEERING | Copper bonded rod | Installation, Testing, & Commissioning of Copper bonded rod with Low carbon steel, high tensile strength copper bonded rod with min 254 microns of copper plating, UL listed with company name marked on rod. Diameter- 17.2 mm, Length- 3 meters, Material- Copper Bonded, Coating thickness- 250 microns, min, Approvals- Tested acc. IEC / EN 62561-2, UL 467 DIA Part No. 062173 | Nos | 0 |  | Approved
SOUTHWINDS PROJECT LLP (PHASE - III & IV) | MEP PHASE - III | External Electrical | Electrical | WO/SP34/MW34/41 | M/s M Engineering | Copper bonded rod | Installation, Testing, & Commissioning of Copper bonded rod with Low carbon steel, high tensile strength copper bonded rod with min 254 microns of copper plating, UL listed with company name marked on rod. Diameter- 17.2 mm, Length- 3 meters, Material- Copper Bonded, Coating thickness- 250 microns, min, Approvals- Tested acc. IEC / EN 62561-2, UL 467 DIA Part No. 062173 | Nos | 19 | 873 | Approved
SOUTHWINDS PROJECT LLP (PHASE - III & IV) | MEP PHASE - III | External Electrical | Electrical | WO/SP34/MW34/11 | M ENGINEERING | low resistivity Ground Enhancement material | Installation, Testing, & Commissioning of Environment friendly, RoHS certified, low resistivity Ground Enhancement material in 22.6 Kg pack to fill the bore area around the rod DIA Part No. 078002 | Nos | 0 |  | Approved
SOUTHWINDS PROJECT LLP (PHASE - III & IV) | MEP PHASE - III | External Electrical | Electrical | WO/SP34/MW34/41 | M/s M Engineering | low resistivity Ground Enhancement material | Installation, Testing, & Commissioning of Environment friendly, RoHS certified, low resistivity Ground Enhancement material in 22.6 Kg pack to fill the bore area around the rod DIA Part No. 078002 | Nos | 19 | 600 | Approved
SOUTHWINDS PROJECT LLP (PHASE - III & IV) | MEP PHASE - III | External Electrical | Electrical | WO/SP34/MW34/11 | M ENGINEERING | StSt 316 grade clamp | Installation, Testing, & Commissioning of StSt 316 grade clamp to terminate the load on earth electrode. Dimension- 160x35x3 mm DIA Part No. 035001 | Nos | 0 |  | Approved
SOUTHWINDS PROJECT LLP (PHASE - III & IV) | MEP PHASE - III | External Electrical | Electrical | WO/SP34/MW34/41 | M/s M Engineering | StSt 316 grade clamp | Installation, Testing, & Commissioning of StSt 316 grade clamp to terminate the load on earth electrode. Dimension- 160x35x3 mm DIA Part No. 035001 | Nos | 19 | 200 | Approved
SOUTHWINDS PROJECT LLP (PHASE - III & IV) | MEP PHASE - III | External Electrical | Electrical | WO/SP34/MW34/11 | M ENGINEERING | Poly plastic pit cover | Installation, Testing, & Commissioning of Poly plastic pit cover of material- Polymer Body & Cover, Product Code- HEP, Dimensions- 308 mm (L) x 308 mm (W) X 214 mm (H), Weight 2.5 kg (5.50 LBS) DIA Part No. 057006 | Nos | 0 |  | Approved
SOUTHWINDS PROJECT LLP (PHASE - III & IV) | MEP PHASE - III | External Electrical | Electrical | WO/SP34/MW34/41 | M/s M Engineering | Poly plastic pit cover | Installation, Testing, & Commissioning of Poly plastic pit cover of material- Polymer Body & Cover, Product Code- HEP, Dimensions- 308 mm (L) x 308 mm (W) X 214 mm (H), Weight 2.5 kg (5.50 LBS) DIA Part No. 057006 | Nos | 19 | 400 | Approved
SOUTHWINDS PROJECT LLP (PHASE - III & IV) | MEP PHASE - III | External Electrical | Electrical | WO/SP34/MW34/11 | M ENGINEERING | GI flat (25x6mm) Strip | Installation, Testing, & Commissioning of "GI flat (25x6mm) Strip. Having width- 25mm, Thickness- 6mm, Material- Hot dipped Galvanized Iron, Cross Section- 150 mm2 Coating thickness- Avg. 70 microns. & Complied as per IEC 62561-2. (for Interconnecting Earth Pits) DIA Part No. 021004 | Mtrs. | 0 |  | Approved
SOUTHWINDS PROJECT LLP (PHASE - III & IV) | MEP PHASE - III | External Electrical | Electrical | WO/SP34/MW34/41 | M/s M Engineering | GI flat (25x6mm) Strip | Installation, Testing, & Commissioning of "GI flat (25x6mm) Strip. Having width- 25mm, Thickness- 6mm, Material- Hot dipped Galvanized Iron, Cross Section- 150 mm2 Coating thickness- Avg. 70 microns. & Complied as per IEC 62561-2. (for Interconnecting Earth Pits) DIA Part No. 021004 | Mtrs. | 404 | 74 | Approved
Primarc Chambers | BLOCK | Piling Work |  | WO/PCH/PC01/11 | RAJ TRIMURTI INFRAPROJECT PVT. LTD. | Piling work | Labour Charges for boring of 600 mm dia & 35 m long DMC working pile by Mechanical method including pouring of RMC and placing with fixing in position of TMT steel bar reinforcement complete as per drawings & specifications of EIC. Rate is including of all necessary machineries & equipment. Rate is including of cover block, binding wire & necessary welding with reinforcement. Rate is including of supplying & using of bentonite as per specification with removal & shifting of bentonite slurry from site by tanker. Empty boring to be filled by available soil from site. (Note: Only Cement, RMC and Reinforcement will be supplied by Client, but subjected to reconciliation). The length of piles shall be measured from EGL to Pile Toe (Termination Level) as shown in the drawing for payment. The rate is including of free bore length for working purpose and also extra work done due to breakdown or whatsoever. The rate is also including of transportation charges of Trailer /all machineries and also including the hire charges of all machineries (Rig, Equipment’s, pump etc). The rates is including of any Extra labour charges for incomplete boring for any hidden obstruction under the soil due to any reason as per given coordinate points by EIC. | RMT | 1085 | 1275 | Approved
The Soul, Rajarhat | BASEMENT WITH PODIUM | Grill / Steel Work |  | WO/HR01/BP01/40 | PROTECH ENGINEERS | Club Pergola | Club Pergola: Supply and Erection of Pergola made with verticle 150X150X6 mm SHS, Base Plate 250X400X16mm, ISA 100X100X10 mm at Base Plate, Stiffner 8mm thk.(150X125), incliend 60X60X4.5 mm SHS (Verticle to Top), Top 122X61X4.5 mm RHS, Top 66X33X2.6 mm RHS etc complete including one coat of red-lead prime, transportation, lead and lifting as per drawing and direction of EIC 7 Nos | Kg | 2441 | 107 | Approved
The Soul, Rajarhat | BASEMENT WITH PODIUM | Grill / Steel Work |  | WO/HR01/BP01/40 | PROTECH ENGINEERS | Arbor | Arbor: Supply and Erection of Arbor made with verticle 100X100X4 mm SHS, Base Plate 250X250X16mm, Stiffner 10mm thk.(150X150), SHS 80X80X4 mm at Top, ISA 50X50X4mm at Junction of Vertical & Horizontal etc complete including one coat of red-lead prime, transportation, lead and lifting as per drawing and direction of EIC 1 Nos | Kg | 1463 | 107 | Approved
The Soul, Rajarhat | BASEMENT WITH PODIUM | Grill / Steel Work |  | WO/HR01/BP01/40 | PROTECH ENGINEERS | Anchor Fastener | Supply of M-12X100 mm Length Anchor Fastener Make: Hilti/ Fischer | Nos | 132 | 49 | Approved
The Soul, Rajarhat | COMMON INFRASTRUCTURE | Grill / Steel Work |  | WO/HR01/CIH01/77 | PROTECH ENGINEERS | Gazebo: | Gazebo: Supply and Erection of Gazebo made with vertical 72X72X4 mm SHS, Base Plate 275X400X16mm, 10mm thk. stiffener Plate 250X150, 8mm Plate at bottom for Vertical Joint (388X200), Band 72X72X4 mm SHS, Band 72X72X4 mm SHS, Top Member 60X120X3.6, Top Member 60X120X3.2, 50X50mm Louvers ISA 50X50X4mm at Junction of Vertical & Horizontal, etc complete including one coat of red-lead primer, transportation, lead and lifting as per drawing and direction of EIC 2 Nos | Kg | 1827 | 107 | Approved
The Soul, Rajarhat | BLOCK | Mechanical Equipment |  |  |  | Tower Crane Dismantling | Tower Crane Dismantling |  |  |  | Approved
The Soul, Rajarhat | BLOCK | Mechanical Equipment |  |  |  | Manpower Dismantling | Charges for Manpower Dismantling | Lump Sum |  |  | Approved
The Soul, Rajarhat | BLOCK | Mechanical Equipment |  |  |  | 80 Ton Tyre Mounted Telescopic Crane | Rental Charges of 80 Ton Tyre Mounted Telescopic Crane with one operator and One Helper including the cost of Diesel, lubricants and Mobilization and demobilization charges Working Hours: 10 H NB: 80 Ton Tyre Mounted Telescopic Crane which will work at site to be legally valid in all respect. Operator should have valid license. PS Primarc Projects LLP to be indemnified for any claim from the breach of this legalities. | Days |  |  | Approved
The Soul, Rajarhat | OVERHEADS | Mechanical Equipment |  | WO/HR01/OHES/58 | M. S. ENTERPRISE. | Hire charges for 14 Ton Hydra Crane including diesel and operator | Hire charges for 14 Ton Hydra Crane including diesel and operator | Days | 11 | 4400 | Approved
The Soul, Rajarhat | BASEMENT WITH PODIUM | Landscaping |  | WO/HR01/BP01/41 | Mondal Nurseries & Exterior | Planter Bed Preparation at Podium and 1st and Deck Floor Planter | Planter Bed Preparation at Podium and 1st and Deck Floor Planter Mode of Measurement: Only inner surface of Planter Box (up to Soil filling Area) Supply of GI Wire in Contractor Scope |  | 0 | 0 | Approved
The Soul, Rajarhat | BASEMENT WITH PODIUM | Landscaping |  | WO/HR01/BP01/44 | NEW L. N. CONSTRUCTION | Planter Bed Preparation at Podium and 1st and Deck Floor Planter | Planter Bed Preparation at Podium and 1st and Deck Floor Planter Mode of Measurement: Only inner surface of Planter Box (up to Soil filling Area) Supply of GI Wire in Contractor Scope |  | 0 | 0 | Approved
The Soul, Rajarhat | BASEMENT WITH PODIUM | Landscaping |  | WO/HR01/BP01/41 | Mondal Nurseries & Exterior | Drain Board_Floor | Charges for laying of Drain Board (30 MM)_Floor | Sq.Mtr. | 309 | 26.9 | Approved
The Soul, Rajarhat | BASEMENT WITH PODIUM | Landscaping |  | WO/HR01/BP01/44 | NEW L. N. CONSTRUCTION | Drain Board_Floor | Charges for laying of Drain Board (30 MM)_Floor | Sq.Mtr. | 1096 | 25 | Approved
The Soul, Rajarhat | BASEMENT WITH PODIUM | Landscaping |  | WO/HR01/BP01/41 | Mondal Nurseries & Exterior | Drain Board_Wall | Charges for laying of Drain Board (20 MM)_Wall | Sq.Mtr. | 265 | 37.7 | Approved
The Soul, Rajarhat | BASEMENT WITH PODIUM | Landscaping |  | WO/HR01/BP01/44 | NEW L. N. CONSTRUCTION | Drain Board_Wall | Charges for laying of Drain Board (20 MM)_Wall | Sq.Mtr. | 1675 | 30 | Approved
The Soul, Rajarhat | BASEMENT WITH PODIUM | Landscaping |  | WO/HR01/BP01/41 | Mondal Nurseries & Exterior | Geotextile_ Floor | Charges for laying of Geo textile in two layer (Each layer measured separately) _ Floor | Sq.Mtr. | 181 | 10 | Approved
The Soul, Rajarhat | BASEMENT WITH PODIUM | Landscaping |  | WO/HR01/BP01/44 | NEW L. N. CONSTRUCTION | Geotextile_ Floor | Charges for laying of Geo textile in two layer (Each layer measured separately) _ Floor | Sq.Mtr. | 2846 | 10 | Approved
The Soul, Rajarhat | BASEMENT WITH PODIUM | Landscaping |  | WO/HR01/BP01/41 | Mondal Nurseries & Exterior | Geotextile_ Wall | Charges for laying of Geo textile for _ Wall | Sq.Mtr. | 155 | 15 | Approved
The Soul, Rajarhat | BASEMENT WITH PODIUM | Landscaping |  | WO/HR01/BP01/44 | NEW L. N. CONSTRUCTION | Geotextile_ Wall | Charges for laying of Geo textile for _ Wall | Sq.Mtr. | 1623 | 10 | Approved
The Soul, Rajarhat | BASEMENT WITH PODIUM | Landscaping |  | WO/HR01/BP01/41 | Mondal Nurseries & Exterior | Earthen Pot | Charges for laying of Earthen Pot _ Floor | Sq.Mtr. | 33 | 37.75 | Approved
The Soul, Rajarhat | BASEMENT WITH PODIUM | Landscaping |  | WO/HR01/BP01/44 | NEW L. N. CONSTRUCTION | Earthen Pot | Charges for laying of Earthen Pot _ Floor | Sq.Mtr. | 1438 | 33 | Approved
The Soul, Rajarhat | BLOCK | Mechanical Equipment |  | WO/HR01/BOK01/85 | Rishika Realtors Pvt. Ltd. | Manpower Dismantling. | Charges for Manpower Dismantling. | Lump Sum | 1 | 60000 | Approved
The Soul, Rajarhat | BLOCK | Mechanical Equipment |  | WO/HR01/BOK01/136 | Towers & Cranes of India | 80 Ton Tyre Mounted Telescopic Crane | Rental Charges of 80 Ton Tyre Mounted Telescopic Crane with one operator and One Helper including the cost of Diesel, lubricants and Mobilization and demobilization charges Working Hours: 10 H NB: 80 Ton Tyre Mounted Telescopic Crane which will work at site to be legally valid in all respect. Operator should have valid license. PS Primarc Projects LLP to be indemnified for any claim from the breach of this legalities | Days | 1 | 75000 | Approved
The Soul, Rajarhat | BASEMENT WITH PODIUM | Landscaping |  | WO/HR01/BP01/42 | INSTAKRETE COATINGS LLP | Stone Crete/ Pebble Crete | Providing and laying of Stone Crete / Pebble Crete Floor and Wall Finish of Avg. 10-12 mm and 8-10 mm thick respectively of approved color and design mix (over “Leveled PCC for Floor” and “combed finish plaster to avoid undulation for Wall” ) with wash & finish, curing etc. all complete at all level as per drawing and direction of EIC. Steps for Work Process: 1. cleaning of the particular area. 2. Laying of the concrete and aggregate mix. 3. Washing with water and brush to expose the aggregate. 4. Dilute acid wash for thorough cleaning | Sq.Ft. | 24887 | 108 | Approved
Primarc Chambers | PRE-CONSTRUCTION PHASE | Site Office |  | WO/PCH/PC02/13 | ZED SECURITY SERVICES | Cable Jointer | Supply and Installation of Cable Jointer at Marketing office as per drawing and direction of EIC. | Nos | 1 | 75 | Approved
Primarc Chambers | PRE-CONSTRUCTION PHASE | Site Office |  | WO/PCH/PC02/13 | ZED SECURITY SERVICES | F Type Connector | Supply and Installation of F Type Connector at Marketing office as per drawing and direction of EIC. | Nos | 2 | 75 | Approved
The Soul, Rajarhat | OVERHEADS | Mechanical Equipment |  | WO/HR01/OHES/55 | Habibulla Molla | JCB | Hire charges for JCB "Back Hole Loder" on Monthly (30 Days) rental basis (Total 240 hrs of Working which exclude operator tiffin hours) without Fuel including Operator Tiffin Charges After Jan 2022 | Months | 9 | 75000 | Approved
The Soul, Rajarhat | OVERHEADS | miscellaneous |  | WO/HR01/OHES/59 | NEW L. N. CONSTRUCTION | 60 MT Steel shifting | Charges for Approx. 60 MT Steel shifting from front side of Podium to Block-C area manually as per direction of EIC | Lump Sum | 1 | 33000 | Approved
The Soul, Rajarhat | CLUB | Swimming Pool Systems | Swimming Pool | WO/HR01/CL07/13 | WATCO INDIA | O3 Unit | O3 Unit |  | 0 | 0 | Approved
The Soul, Rajarhat | CLUB | Swimming Pool Systems | Swimming Pool | WO/HR01/CL07/13 | WATCO INDIA | Supply | Supply of Ozone UV system of 75 Watt UV-C Ozone 75W UV-C Ozone 75W Type 75.00/75 W Maximum Current 0.57 A Item Code BH03752 Lamp wattage 75W Barcode 8714404034944 Lamp tape Ozone lamp 75W Rec. ow 18m3/h Copper Ionizer performance at rec.ow 30MJ/Cm2 Ozone 0.6 gm/h Timer Max. ow 23 m3/h Replace lamp alert, Max Pressure 2 Bar Dosing Pump- Diameter Unit 72 mm Flow Switch- Length Unit 100 Cm Weight 6 kg Diameter in Outlet 63 mm Packing Size 37X13X111 Cm | Nos | 5 | 67500 | Approved
The Soul, Rajarhat | CLUB | Swimming Pool Systems | Swimming Pool | WO/HR01/CL07/13 | WATCO INDIA | Installation and Commissioning | Installation and Commissioning of all Ozone Set | Lump Sum | 1 | 9000 | Approved
Primarc Chambers | PRE-CONSTRUCTION PHASE | Site Office |  | WO/PCH/PC02/12 | RELIABLE REFRIGERATION COMPANY | TDS Monitor | Charges for Supply of TDS Monitor as per requirement. | Nos | 1 | 3000 | Approved
Primarc Chambers | PRE-CONSTRUCTION PHASE | Site Office |  | WO/PCH/PC02/12 | RELIABLE REFRIGERATION COMPANY | RO Panel | Charges for Supply of RO Panel as per requirement. | Nos | 1 | 5000 | Approved
Primarc Chambers | OVERHEAD | Pest Control |  | WO/PCH/PC05/9 | Secura Infra Services Pvt. Ltd. | Mosquito Control treatment | Mosquito Control treatment at Site Premises: I. Larvae Control Treatment Spraying Chemical (Temiphos/Sumilarv) 3 times in Month. II. Adult Mosquito Control Treatment a. Spraying Chemical (CyphenothrinMalathion) 12 times in Month. b. Smoke Fogging (Cyphenothrin 5% EC/Deltamethrin 1.25% ULV) 12 times in Month at Project premises (Security Post, Marketing office, Site office, Store, Contractor office, Labour Hutment area & other necessary area at site where may be applicable) as per direction of Engineer in Charge (Work period - Apr , 2022 to May, 2022 ) | Months | 2 | 8500 | Approved
Primarc Chambers | BLOCK | Civil | Sub & Super Structure Work | WO/PCH/PC01/12 | RAJ TRIMURTI INFRAPROJECT PVT. LTD. | Civil work for P-20 Pile Cap | Civil work for P-20 Pile Cap |  | 0 | 0 | Approved
Primarc Chambers | BLOCK | Civil | Sub & Super Structure Work | WO/PCH/PC01/12 | RAJ TRIMURTI INFRAPROJECT PVT. LTD. | Excavation | All charges for doing Manual excavation in required profile in all type of soils in dry and wet condition for raft or any other foundation of the proposed structure as per drawings or direction of Engineer-in-Charge, including barricading the area providing caution board maintaining required slopes including all labour, materials, machinery, tools & tackles for all lead & lift to the entire satisfaction of EIC. | Cum. | 453.6 | 325 | Approved
Primarc Chambers | BLOCK | Civil | Sub & Super Structure Work | WO/PCH/PC01/12 | RAJ TRIMURTI INFRAPROJECT PVT. LTD. | Pile Breaking | All charges for dismantling concrete in pile head projecting above cut-off level & exposing the reinforcement bars, cleaning & straighting the same as per pile cap drawing and removing of the debris at designated dump yard out side of the site premises as specified by statutory authorities under contractor's own arrangement including all statutory sanction and royalties if any shall be paid by the contractor. If the dismantled material is not being advised Engineer-in-Charge to dispose it off, it shall be the property of the owner. a) for Pile breaking of P-20. | Cum. | 31.5 | 3800 | Approved
Primarc Chambers | BLOCK | Civil | Sub & Super Structure Work | WO/PCH/PC01/12 | RAJ TRIMURTI INFRAPROJECT PVT. LTD. | Borrwing earth | Borrowing earth from outside by dumper & shifting by Pocklain 80 with labour for laying / filling of Pile cap mkd P-20 excavated position & surrounded area for DMC Piling | Cum. | 805.1 | 800 | Approved
Primarc Chambers | BLOCK | Civil | Sub & Super Structure Work | WO/PCH/PC01/12 | RAJ TRIMURTI INFRAPROJECT PVT. LTD. | Hire of Roller | Hire charges of Roller for compaction of earth work as per instruction of EIC. | Days | 2 | 3000 | Approved
Primarc Chambers | COMMON INFRASTRUCTURE | Civil | Misc Civil Work |  |  | Civil work for DG & CSS Foundation work | Civil work for DG & CSS Foundation work |  |  |  | Submitted
Primarc Chambers | COMMON INFRASTRUCTURE | Civil | Misc Civil Work |  |  | Excavation | All charges for doing Excavation in required profile in all type of soils in dry and wet condition for raft or any other foundation of the proposed structure as per drawings or direction of Engineer-in-Charge , dressing of side, bottom, ramming of bottom, dewatering, shoring, strutting, diverting underground sewer line, water line, electrical line (if any) barricading the area providing caution board maintaining required slopes including all labour, materials, machinery, tools & tackles for all lead & lift to the entire satisfaction of EIC. Depth upto 1.5m | Cum. |  |  | Submitted
Primarc Chambers | COMMON INFRASTRUCTURE | Civil | Misc Civil Work |  |  | BFS | All charges for providing and laying Single brick flat soling (BFS) of picked, jhama bricks below foundation floor, tie beam etc. or any other location till Plinth level including ramming dressing and bringing to proper level and filling joints with sand including all materials, labour, tools and plants etc. complete below foundation as per specification, drawing and direction of Engineering-in-Charge | Sq.Mtr. |  |  | Submitted
The Soul, Rajarhat | BASEMENT WITH PODIUM | Painting |  | WO/HR01/BP01/43 | B R C D ASSOCIATES | External Paint | Surface preparation followed by water cleaning followed by 1 coat of approved Base Primer/ Putty Ghola followed by followed by 1 coat of Sealer E1000 (Primer) application, followed by weathershield creation Acrylte X super fine texture bubble finish, followed by 2 coats of weathershield Elastomeric paint with approved colour as mentioned in the drawing including all scaffolding (Jhula Bhara/Gandola), lifting, of the material, loading-unloading charges all complete as per direction of Engineer-in-Charge Colour Code: Approved by Site | Sq.Ft. | 56145 | 17.75 | Approved
The Soul, Rajarhat | PRE-CONSTRUCTION PHASE | Site Office | Civil and Finishing Work of Site Office | WO/HR01/PCE01/42 | DAS ELECTOMEC | Hutment Dismantling and Stacking of material | Labour Charges for Hutment Dismantling and Stacking of material as per direction of EIC Scope of Work : 1. Sheet Opening and stacking 2. Ply Board Opening and Stacking 3. MS Pipe, Bar opening and stacking This rate is including the cost of all required tool & tackles and sundry material for complete the work Mode of Measurement: Roof Plan Area | Sq.Ft. | 3014 | 17 | Approved
Primarc Chambers | BLOCK | Civil | Sub & Super Structure Work | WO/PCH/PC01/4 | BBR (INDIA) PRIVATE LIMITED | Escalation for HT Strand (9.942MT) | Escalation for Supply of HT Strand (Qty-9.942 MT) | MT | 9.942 | 15500 | Approved
SOUTHWINDS PROJECT LLP (PHASE - III & IV) | COMMON INFRASTRUCTURE - PHASE III & IV | Consultancy Charges | OTHER CONSLUTANTS | WO/SP34/CI34/40 | Superintendence Co Of India (Pvt) Ltd | Testing Charges for TMT Bar | Testing Charges for TMT Bar: A. Physical Test: 1. UTS, Y.S & Elongation 2. Weight per meter 3. Bend Test 4. Rebend Test B. Chemical Test 1. %C, %S & %P Per set 3 Nos.(1m per sample 1 no.) as per direction of EIC. All dia of bars have same rate | Set | 35 | 1500 | Approved
SOUTHWINDS PROJECT LLP (PHASE - III & IV) | HARDSCAPE & LANDSCAPE PHASE - III | Road Works |  | WO/SP34/HL34/1 | SHAHBAZ CONSTRUCTION | Road work around block-11 & 12 | Road work around Ph-IV -Except concrete road |  | 0 | 0 | Amended & Approved
SOUTHWINDS PROJECT LLP (PHASE - III & IV) | HARDSCAPE & LANDSCAPE PHASE - IV | Road Works |  | WO/SP34/HL4/2 | SHAHBAZ CONSTRUCTION | Road work around block-11 & 12 | Road work around Ph-IV -Except concrete road |  | 0 | 0 | Amended & Approved
SOUTHWINDS PROJECT LLP (PHASE - III & IV) | HARDSCAPE & LANDSCAPE PHASE - IV | Road Works |  | WO/SP34/HL4/2 | SHAHBAZ CONSTRUCTION | Earthwork in excavation | Earthwork in excavation upto 1.5 m deep & 50 Mtr Lead necessary for construction of road way embankment , in all types of soil, including clearing and grubbing of road land, removal of roots, stumps and vegetation,disposal of surplus earth at designated location with all leads and lifts etc. all complete as per Drawing & DIRECTION by the Engineer-in-Charge | Cum. | 3238.009 | 200 | Approved
SOUTHWINDS PROJECT LLP (PHASE - III & IV) | HARDSCAPE & LANDSCAPE PHASE - III | Road Works |  | WO/SP34/HL34/1 | SHAHBAZ CONSTRUCTION | Earthwork in excavation | Earthwork in excavation upto 1.5 m deep & 50 Mtr Lead necessary for construction of road way embankment , in all types of soil, including clearing and grubbing of road land, removal of roots, stumps and vegetation,disposal of surplus earth at designated location with all leads and lifts etc. all complete as per Drawing & DIRECTION by the Engineer-in-Charge | Cum. | 1395.399 | 200 | Approved
SOUTHWINDS PROJECT LLP (PHASE - III & IV) | HARDSCAPE & LANDSCAPE PHASE - III | Road Works |  | WO/SP34/HL34/1 | SHAHBAZ CONSTRUCTION | All charges disposal of excavated earth | All charges disposal of excavated earth outside of the site premises/Phase - IV area as specified by statutory authorities under contractor's own arrangement including all statutory sanction and royalties if any shall be paid by the contractor. | Cum. | 0 |  | Approved
SOUTHWINDS PROJECT LLP (PHASE - III & IV) | HARDSCAPE & LANDSCAPE PHASE - IV | Road Works |  | WO/SP34/HL4/2 | SHAHBAZ CONSTRUCTION | All charges disposal of excavated earth | All charges disposal of excavated earth outside of the site premises/Phase - IV area as specified by statutory authorities under contractor's own arrangement including all statutory sanction and royalties if any shall be paid by the contractor. | Cum. | 3238.009 | 115 | Approved
SOUTHWINDS PROJECT LLP (PHASE - III & IV) | HARDSCAPE & LANDSCAPE PHASE - IV | Road Works |  | WO/SP34/HL4/2 | SHAHBAZ CONSTRUCTION | Embankment | Embankment with static roller of 8-10 ton capacity including minor cutting ,filling & dressing Note : - This activity to be followed by taking samples for 3rd party testing (to be arranged by Client) for the achieved compaction as per standard practices for roads construction. In case of non-achievement of the desired results, contractor has to repeat all steps at their own cost, till the desired results are obtained. All subsequent testing charges to be debited from Contractor's payments. Extension of time for re-working is not admissible) | Sq.Mtr. | 5310.318 | 75 | Approved
SOUTHWINDS PROJECT LLP (PHASE - III & IV) | HARDSCAPE & LANDSCAPE PHASE - III | Road Works |  | WO/SP34/HL34/1 | SHAHBAZ CONSTRUCTION | Embankment | Embankment with static roller of 8-10 ton capacity including minor cutting ,filling & dressing Note : - This activity to be followed by taking samples for 3rd party testing (to be arranged by Client) for the achieved compaction as per standard practices for roads construction. In case of non-achievement of the desired results, contractor has to repeat all steps at their own cost, till the desired results are obtained. All subsequent testing charges to be debited from Contractor's payments. Extension of time for re-working is not admissible) | Sq.Mtr. | 1996.508 | 75 | Approved
SOUTHWINDS PROJECT LLP (PHASE - III & IV) | HARDSCAPE & LANDSCAPE PHASE - III | Road Works |  | WO/SP34/HL34/1 | SHAHBAZ CONSTRUCTION | Construction of subgrade and earthen shoulder | Construction of subgrade and earthen shoulder of minimum 200 mm thickness , with Silver Sand or suitable material satisfying the requirements of minimum soaked CBR (CBR>5) (95% Compaction) obtained from roadway, drainage excavation, etc. satisfying the requirements of specifications with all leads and lifts, watering, compaction etc. including clearing & Grubbing of road land, removal of roots, stumps, and vegetation all complete as per drawing and direction of Engineer-in-Charge | Cum. | 255.148 | 1550 | Approved
SOUTHWINDS PROJECT LLP (PHASE - III & IV) | HARDSCAPE & LANDSCAPE PHASE - IV | Road Works |  | WO/SP34/HL4/2 | SHAHBAZ CONSTRUCTION | Construction of subgrade and earthen shoulder | Construction of subgrade and earthen shoulder of minimum 200 mm thickness , with Silver Sand or suitable material satisfying the requirements of minimum soaked CBR (CBR>5) (95% Compaction) obtained from roadway, drainage excavation, etc. satisfying the requirements of specifications with all leads and lifts, watering, compaction etc. including clearing & Grubbing of road land, removal of roots, stumps, and vegetation all complete as per drawing and direction of Engineer-in-Charge | Cum. | 991.845 | 1550 | Approved
SOUTHWINDS PROJECT LLP (PHASE - III & IV) | HARDSCAPE & LANDSCAPE PHASE - IV | Road Works |  | WO/SP34/HL4/2 | SHAHBAZ CONSTRUCTION | Single layer brick flat soling | Single layer brick flat soling work using Soling bricks including preparation of bed as necessary with joints properly filled in and packed with powdered earth or silver sand complete as per drawing, specification and direction of EIC. | Sq.Mtr. | 5538.489 | 450 | Approved
SOUTHWINDS PROJECT LLP (PHASE - III & IV) | HARDSCAPE & LANDSCAPE PHASE - III | Road Works |  | WO/SP34/HL34/1 | SHAHBAZ CONSTRUCTION | Single layer brick flat soling | Single layer brick flat soling work using Soling bricks including preparation of bed as necessary with joints properly filled in and packed with powdered earth or silver sand complete as per drawing, specification and direction of EIC. | Sq.Mtr. | 2720.782 | 440 | Approved
SOUTHWINDS PROJECT LLP (PHASE - III & IV) | HARDSCAPE & LANDSCAPE PHASE - III | Road Works |  | WO/SP34/HL34/1 | SHAHBAZ CONSTRUCTION | burnt brick aggregate and binding material | Construction of water bound macadam (WBM) sub-base with over burnt brick aggregate and binding material, earth etc. of minimum thickness (125 mm + 75 mm Extra ) including screening, sorting, spreading to template and consolidation with 8-10 T Static Roller as per drawing and direction of Engineer-in-Charge. | Cum. | 340.098 | 3600 | Approved
SOUTHWINDS PROJECT LLP (PHASE - III & IV) | HARDSCAPE & LANDSCAPE PHASE - IV | Road Works |  | WO/SP34/HL4/2 | SHAHBAZ CONSTRUCTION | burnt brick aggregate and binding material | Construction of water bound macadam (WBM) sub-base with over burnt brick aggregate and binding material, earth etc. of minimum thickness (125 mm + 75 mm Extra ) including screening, sorting, spreading to template and consolidation with 8-10 T Static Roller as per drawing and direction of Engineer-in-Charge. | Cum. | 812.243 | 3700 | Approved
SOUTHWINDS PROJECT LLP (PHASE - III & IV) | HARDSCAPE & LANDSCAPE PHASE - IV | Road Works |  |  |  | Construction of subgrade and earthen shoulder | Construction of subgrade and earthen shoulder of minimum 200 mm thickness , with Silver Sand or suitable material satisfying the requirements of minimum soaked CBR (CBR>5) (95% Compaction) obtained from roadway, drainage excavation, etc. satisfying the requirements of specifications with all leads and lifts, watering, compaction etc. including clearing & Grubbing of road land, removal of roots, stumps, and vegetation all complete as per drawing and direction of Engineer-in-Charge. (Silver Sand or suitable material will be provided By client at near Bl-14 -This rate include lead 150 - 200 mt.) | Cum. |  |  | Approved
SOUTHWINDS PROJECT LLP (PHASE - III & IV) | HARDSCAPE & LANDSCAPE PHASE - III | Road Works |  | WO/SP34/HL34/1 | SHAHBAZ CONSTRUCTION | Construction of subgrade and earthen shoulder | Construction of subgrade and earthen shoulder of minimum 200 mm thickness , with Silver Sand or suitable material satisfying the requirements of minimum soaked CBR (CBR>5) (95% Compaction) obtained from roadway, drainage excavation, etc. satisfying the requirements of specifications with all leads and lifts, watering, compaction etc. including clearing & Grubbing of road land, removal of roots, stumps, and vegetation all complete as per drawing and direction of Engineer-in-Charge. (Silver Sand or suitable material will be provided By client at near Bl-14 -This rate include lead 150 - 200 mt.) | Cum. | 117.567 | 600 | Approved
The Ramdulari | PRE-CONSTRUCTION PHASE | Site Office |  | WO/RP/RP01/30 | K3 Hygienic Service | Painting work at Main Gate & Boundary wall | Painting work at Main Gate & Boundary wall |  | 0 | 0 | Approved
The Ramdulari | PRE-CONSTRUCTION PHASE | Site Office |  | WO/RP/RP01/30 | K3 Hygienic Service | Synthetic Enamel paint | Providing and applying of Two coat red oxide Primer with two coats of Synthetic Enamel paint including scraping, sand papering with all finishing work (MAT finish) as per drawing & direction of Engineer-in-Charge. Location: Main Gate Colour Code: As approved by Engineer-In-Charge. Brand: Asian Paints/ICI/Berger | Sq.Ft. | 484 | 10 | Approved
The Ramdulari | PRE-CONSTRUCTION PHASE | Site Office |  | WO/RP/RP01/30 | K3 Hygienic Service | weather shield (MAX finish) | Providing & applying one coat External Primer and two coat weather shield (MAX finish) at external surface including preparation of surface by brushing & cleaning loose particles etc. all complete as per approved specification & direction of Engineer in charge. Location: Boundary wall Colour Code: As approved by Engineer-In-Charge. Brand: Asian Paints/ICI/Berger | Sq.Ft. | 130 | 11.2 | Approved
SOUTHWINDS PROJECT LLP (PHASE - III & IV) | OVERHEAD PHASE - III & IV | General |  | WO/SP34/OP34/6 | Genset India Pvt. Ltd. | Charges for 125KVA DG Servicing | Charges for 125KVA DG Servicing ( Engine - Make- Cummins). |  | 0 |  | Approved
SOUTHWINDS PROJECT LLP (PHASE - III & IV) | OVERHEAD PHASE - III & IV | General |  | WO/SP34/OP34/6 | Genset India Pvt. Ltd. | Hand Primer | Supply of Hand Primer with Valve and Valve Spring. | Nos | 0 |  | Approved
SOUTHWINDS PROJECT LLP (PHASE - III & IV) | OVERHEAD PHASE - III & IV | General |  | WO/SP34/OP34/6 | Genset India Pvt. Ltd. | Fuel Pipe | Supply of Fuel Pipe( 7 Ft each) | Nos | 0 |  | Approved
SOUTHWINDS PROJECT LLP (PHASE - III & IV) | OVERHEAD PHASE - III & IV | General |  | WO/SP34/OP34/6 | Genset India Pvt. Ltd. | NRV( Vertical) | Supply of NRV( Vertical) | Nos | 0 |  | Approved
SOUTHWINDS PROJECT LLP (PHASE - III & IV) | OVERHEAD PHASE - III & IV | General |  | WO/SP34/OP34/6 | Genset India Pvt. Ltd. | Benzo Rubber Washer (14mm) | Supply of Benzo Rubber Washer (14mm) | Nos | 0 |  | Approved
SOUTHWINDS PROJECT LLP (PHASE - III & IV) | OVERHEAD PHASE - III & IV | General |  | WO/SP34/OP34/6 | Genset India Pvt. Ltd. | Oil Filter | Supply of Oil Filter . | Nos | 0 |  | Approved
SOUTHWINDS PROJECT LLP (PHASE - III & IV) | OVERHEAD PHASE - III & IV | General |  | WO/SP34/OP34/6 | Genset India Pvt. Ltd. | Fuel Filter paper Element | Supply of Fuel Filter paper Element. | Nos | 0 |  | Approved
SOUTHWINDS PROJECT LLP (PHASE - III & IV) | OVERHEAD PHASE - III & IV | General |  | WO/SP34/OP34/6 | Genset India Pvt. Ltd. | Air Filter | Supply of Air Filter . | Set | 0 |  | Approved
SOUTHWINDS PROJECT LLP (PHASE - III & IV) | OVERHEAD PHASE - III & IV | General |  | WO/SP34/OP34/6 | Genset India Pvt. Ltd. | LUB OIL 15W-40 | Supply of LUB OIL 15W-40 | Ltrs | 0 |  | Approved
SOUTHWINDS PROJECT LLP (PHASE - III & IV) | OVERHEAD PHASE - III & IV | General |  | WO/SP34/OP34/6 | Genset India Pvt. Ltd. | COOLANT | Supply of COOLANT | Ltrs | 0 |  | Approved
SOUTHWINDS PROJECT LLP (PHASE - III & IV) | OVERHEAD PHASE - III & IV | General |  | WO/SP34/OP34/6 | Genset India Pvt. Ltd. | Battery Clamp | Supply of Battery Clamp . | Nos | 0 |  | Approved
SOUTHWINDS PROJECT LLP (PHASE - III & IV) | OVERHEAD PHASE - III & IV | General |  | WO/SP34/OP34/6 | Genset India Pvt. Ltd. | Door Hinge(LH) | Supply of Door Hinge(LH) | Nos | 0 |  | Approved
SOUTHWINDS PROJECT LLP (PHASE - III & IV) | OVERHEAD PHASE - III & IV | General |  | WO/SP34/OP34/6 | Genset India Pvt. Ltd. | Return Line Nipple | Supply of Return Line Nipple | Nos | 0 |  | Approved
SOUTHWINDS PROJECT LLP (PHASE - III & IV) | OVERHEAD PHASE - III & IV | General |  | WO/SP34/OP34/6 | Genset India Pvt. Ltd. | Assly, Water Separator | Supply of Assly, Water Separators | Nos | 0 |  | Approved
SOUTHWINDS PROJECT LLP (PHASE - III & IV) | OVERHEAD PHASE - III & IV | General |  | WO/SP34/OP34/6 | Genset India Pvt. Ltd. | SERVICE CHARGES | SERVICE CHARGES | Job | 0 |  | Approved
SOUTHWINDS PROJECT LLP (PHASE - III & IV) | OVERHEAD PHASE - III & IV | General |  | WO/SP34/OP34/6 | Genset India Pvt. Ltd. | TRANSPORTATION CHARGES | TRANSPORTATION CHARGES | Lump Sum | 0 |  | Approved
The Soul, Rajarhat | OVERHEADS | Pest Control |  | WO/HR01/OHES/4 | Secura Infra Services Pvt. Ltd. | Mosquito Control Treatment : Period Start From April, 2022 | Mosquito Control Treatment : I. Larvae Control Treatment Spraying Chemical (Sumilarv) 2 times in Month. II. Adult Mosquito Control Treatment a. Spraying Chemical (Malathion/Fenthion) 9 times in Month. b. Smoke Fogging (Cyphenothrin 5% EC/Deltamethrin 1.25% ULV) 9 times in Month. Area Of Treatment: At Marketing Office area, , Labour Hutment area and Project office to Labour Hutment area Old and New GAAP Hutment Colony area as per direction of Engineer in Charge Work Period Start From April, 2022 | Months | 9 | 8750 | Approved
The Soul, Rajarhat | CLUB | Interior Work |  | WO/HR01/CL07/14 | ATEE ENTERPRISES | Squash Court | Squash Court |  | 0 | 0 | Amended & Approved
The Soul, Rajarhat | CLUB | Interior Work |  | WO/HR01/CL07/14 | ATEE ENTERPRISES | Flooring | Supply and Erection of DIN Tested and FIBA approved air cushion wooden Sports flooring System consisting of sanding polishing finishing of squash court a. Under Frame: Treated anti termite Spurce/ Pine Wood battens size 70 mm width 45 mm thick b. Surface Board: Kiln seasoned & treated imported maple wood thick 21mm, 70 mm width and fixed in tongue and groove shape c. 12 mm rubber pads under framing: the edges of the boards will have finger lock groove and bottom side with air pass groove and applied with Bonatech Polyurethane lacquer Ply Area: 672 SQFT (21ftX32ft)+27 SQFT=699 SQFT | Sq.Ft. | 718 | 500 | Approved
The Soul, Rajarhat | CLUB | Interior Work |  | WO/HR01/CL07/14 | ATEE ENTERPRISES | Sound Board | Sound Board: Supply and installation of sound board with frame and GI Sheet/ Standard 17 inch height international standard / Painting and marking as per drawing and direction of EIC | Lump Sum | 1 | 12000 | Approved
The Soul, Rajarhat | CLUB | Interior Work |  | WO/HR01/CL07/14 | ATEE ENTERPRISES | Painting & Marking | Painting & Marking: Providing and marking charges with approved paint as per drawing and direction of EIC | Lump Sum | 1 | 5000 | Approved
The Soul, Rajarhat | CLUB | Interior Work |  | WO/HR01/CL07/14 | ATEE ENTERPRISES | Hard Plaster | Supply and applying local make Hard Plaster on wall, leveling two coats of base paint and washable matt paint with ply markings made by floor sports 2/3 mm over cement Two Walls 32Ftx7Ft to 15 Ft one Wall 21Ftx15 Ft = 1044 SQFT | Sq.Ft. | 1044 | 110 | Approved
The Soul, Rajarhat | CLUB | Interior Work |  | WO/HR01/CL07/14 | ATEE ENTERPRISES | Glass Back Wall | Supply and Installation of Glass Back Wall free standing 12 mm thick toughened glass with 4 panels, 1 door, 4 fins cast iron U channel for glass back support Glass Height: 2130 mm above finish Floor level 8 Glass Connector, 2 Poly ABS Stoppers, 1 Special Glass door lock, inside opening 2 door hinges 21 feet with supported both walls and wall with grouted channels | Lump Sum | 1 | 195000 | Approved
The Soul, Rajarhat | BLOCK | False Celling |  | WO/HR01/BOK01/137 | SHAMANJWALI METALS PVT LIMITED | Baffle Ceiling | Providing and fixing of 50mm X 75 mm metal Baffle Ceiling thickness 0.5 mm (G.I) shall be clipped on to GI carrier (Max.1.2 C/C Distance) Panel carrier shall be suspended on 4mm dia GI threated rod at every 1000 mm approx. Maximum overhang of carrier in the ends shall be less than 300 mm Specification: 1. Galvanized Steel 0.50 mm TCT 75X50 (Finish: Exterior Grade Powder coated; Color: Gray Matt Finish, Colour code to be approved by site) 2. GS 0.60 TCT Carrier 20X40 (Powder Coated¦¦ Color approved by Site) 3. GS 1.2 mm TCT L Clit 4. SS Screw Mode of Measurement: As per drawing length of 50mm X 75 mm metal Baffle (No payment will be made for lap on the joint and for wastage) | RMT | 1279 | 400 | Approved
The Soul, Rajarhat | BLOCK | False Celling |  | WO/HR01/BOK01/137 | SHAMANJWALI METALS PVT LIMITED | Loading Unloading Charges | Charges for loading unloading | RMT | 1279 | 10 | Approved
The Soul, Rajarhat | BASEMENT WITH PODIUM | Painting |  | WO/HR01/BP01/32 | GAZI PAINTS PRIVATE LIMITED | Deck & 1st Floor Parking at Podium | Grinding the surface, Providing and applying of touchup Putty, one coat of approved Primer followed by two coats of Acrylic emulsion Paint with complete finish as per approved shade, up to the required height including all surfaces properly cleaned by water jetting and scrapping with hard coir brush prior to application of paint, rub down, clean, fill cracks and holes with approved filler with tool tackles & necessary scaffolding if required as per direction of Engineer in charge. Location: Deck & 1st Floor Parking at Podium Brand: Asian Paints/ICI/Berger/AkzoNable" | Sq.Ft. | 218440 | 8.25 | Approved
The Soul, Rajarhat | BASEMENT WITH PODIUM | Painting |  | WO/HR01/BP01/32 | GAZI PAINTS PRIVATE LIMITED | Extra Charges for item Substitute | Extra Charges for item Substitute : Providing & Applying of one coat of “Primer & Putty Mix. (Roller Finish)” with pigment on concrete surface Location: Podium 1st Floor Parking | Sq.Ft. | 80000 | 1.25 | Approved
SOUTHWINDS PROJECT LLP (PHASE - III & IV) | COMMON INFRASTRUCTURE - PHASE III & IV | Consultancy Charges | OTHER CONSLUTANTS |  |  | Consultancy Charges for Landscaping design | Consultancy Charges for Landscaping design for Phase III (Block-11,12) & Phase IV (13,14,15,16 & MLCP ) as per attached Annexure.. |  |  |  | Approved
SOUTHWINDS PROJECT LLP (PHASE - III & IV) | COMMON INFRASTRUCTURE - PHASE III & IV | Consultancy Charges | OTHER CONSLUTANTS |  |  | Phase III | Consultancy Charges for Landscaping design for Phase III (Block-11,12) as per attached Annexure.. | Lump Sum |  |  | Approved
SOUTHWINDS PROJECT LLP (PHASE - III & IV) | COMMON INFRASTRUCTURE - PHASE III & IV | Consultancy Charges | OTHER CONSLUTANTS |  |  | Phase IV | Consultancy Charges for Landscaping design for Phase IV (13,14,15,16 & MLCP ) as per attached Annexure.. | Lump Sum |  |  | Approved
SOUTHWINDS PROJECT LLP (PHASE - III & IV) | COMMON INFRASTRUCTURE - PHASE III & IV | Consultancy Charges | LANDSCAPING CONSULTANT | WO/SP34/CI34/42 | INSCAPE DESIGN STUDIO | Consultancy Charges for Landscaping design | Consultancy Charges for Landscaping design for Phase III (Block-11,12) & Phase IV (13,14,15,16 & MLCP ) as per attached Annexure.. |  | 0 | 0 | Approved
SOUTHWINDS PROJECT LLP (PHASE - III & IV) | COMMON INFRASTRUCTURE - PHASE III & IV | Consultancy Charges | LANDSCAPING CONSULTANT | WO/SP34/CI34/42 | INSCAPE DESIGN STUDIO | Phase III | Consultancy Charges for Landscaping design for Phase III (Block-11,12) as per attached Annexure.. | Lump Sum | 1 | 225000 | Approved
SOUTHWINDS PROJECT LLP (PHASE - III & IV) | COMMON INFRASTRUCTURE - PHASE III & IV | Consultancy Charges | LANDSCAPING CONSULTANT | WO/SP34/CI34/42 | INSCAPE DESIGN STUDIO | Phase IV | Consultancy Charges for Landscaping design for Phase IV (13,14,15,16 & MLCP ) as per attached Annexure.. | Lump Sum | 1 | 500000 | Approved
The Soul, Rajarhat | PRE-CONSTRUCTION PHASE | Site Office |  |  |  | Hutment Re-Etraction | Labour Charges for Hutment Re-Etraction including the supply of all sundry material tools tackles, Welding machine, Gas Cutter, Welding rod. Client Supply: 1. Old MS Member 2. Old GI Sheet 3. Concrete for Vertical MS member Fixing in Ground Mode of Measurement: Roof Plan Area |  |  |  | Approved
The Soul, Rajarhat | PRE-CONSTRUCTION PHASE | Site Office |  |  |  | Double Decker Hutment | Double Decker Hutment | Sq.Ft. |  |  | Approved
The Soul, Rajarhat | PRE-CONSTRUCTION PHASE | Site Office | Civil and Finishing Work of Site Office | WO/HR01/PCE01/42 | DAS ELECTOMEC | Hutment Re-Etraction | Labour Charges for Hutment Re-Etraction including the supply of all sundry material tools tackles, Welding machine, Gas Cutter, Welding rod. Client Supply: 1. Old MS Member 2. Old GI Sheet 3. Concrete for Vertical MS member Fixing in Ground Mode of Measurement: Roof Plan Area |  | 0 | 0 | Approved
The Soul, Rajarhat | PRE-CONSTRUCTION PHASE | Site Office | Civil and Finishing Work of Site Office | WO/HR01/PCE01/42 | DAS ELECTOMEC | Double Decker Hutment | Double Decker Hutment | Sq.Ft. | 800 | 49 | Approved
The Soul, Rajarhat | PRE-CONSTRUCTION PHASE | Site Office | Civil and Finishing Work of Site Office | WO/HR01/PCE01/42 | DAS ELECTOMEC | Kitchen-Hutment | Kitchen for Hutment | Sq.Ft. | 82 | 38 | Approved
The Soul, Rajarhat | OVERHEADS | General |  | WO/HR01/OHES/60 | NAVKAAR ALUFORM SERVICES PRIVATE LIMITED | Supervisor (Aluminium Shuttering) | Supervisor (Aluminium Shuttering) Weekly 1 Day off Total Number of Duty Day: 24 in a Month Working Hour: No Bound | Months | 1 | 30000 | Approved
SOUTHWINDS PROJECT LLP (PHASE - III & IV) | COMMON INFRASTRUCTURE - PHASE III & IV | Civil |  |  |  | NEW ITEM | NEW ITEM / EXTRA ITEM |  |  |  | Approved
SOUTHWINDS PROJECT LLP (PHASE - III & IV) | COMMON INFRASTRUCTURE - PHASE III & IV | Civil |  |  |  | R.C.C-SMC | Charges for providing & laying of R.C.C-SMC (any grade) by site mix concrete 25 mm and down sized , screened and washed well graded stone chips excluding shuttering, consolidation complete in all respect as per drawing, specification and direction of EIC. Cement would be supplied by client, but subjected to reconciliation. | Cum. |  |  | Approved
SOUTHWINDS PROJECT LLP (PHASE - III & IV) | COMMON INFRASTRUCTURE - PHASE III & IV | Civil |  |  |  | dismantling of brick work | All charges for doing dismantling of brick work of all thickness & of all mortar ratio along with its plaster & other finishes to incorporate changes & revisions of drawings/design or as per drawing and direction of Engineer-in-Charge including barricading the area, providing caution board, separating useable material, non useable material & debris, all labour, materials, plant & machinery, tools & tackles etc. for all lead & lift, for all level including maintaining dump yard for all dismantled material within the specified lines and levels as per drawing and direction of Engineer-in-Charge and subsequently if being directed by Engineer-in-Charge, disposing full or part of the dismantled material & its debris at designated dump yard outside of the site premises as specified by statutory authorities under contractor’s own arrangement including all statutory sanction and royalties if any shall be paid by the contractor. If the dismantled material is not being advised by Engineer-in-Charge to dispose it off, it shall be the property of the Owner | Cum. |  |  | Approved
SOUTHWINDS PROJECT LLP (PHASE - III & IV) | COMMON INFRASTRUCTURE - PHASE III & IV | Civil |  |  |  | dismantling of reinforced cement concrete | All charges for doing dismantling of reinforced cement concrete of all thickness and grade to incorporate changes & revisions of drawings/design or as per drawing and direction of Engineer-in-Charge including barricading the area, providing caution board, cutting of reinforcement steel of the concrete, separating reinforcement steel & debris, all labour, materials, plant & machinery, tools & tackles etc. for all lead & lift, for all level including maintaining dump yard for debris & stacking reinforcement dia wise within the specified lines and levels to the entire satisfaction of Engineer-in-Charge and subsequently if being directed by Engineer-in-Charge, disposing debris at designated dump yard outside of the site premises as specified by statutory authorities under contractor’s own arrangement including all statutory sanction and royalties if any shall be paid by the contractor. If the dismantled material is not being advised by Engineer-in-Charge to dispose it off, it shall be the property of the Owner however reinforcement steel of dismantled concrete shall be always the property of the Owner. | Cum. |  |  | Approved
SOUTHWINDS PROJECT LLP (PHASE - III & IV) | COMMON INFRASTRUCTURE - PHASE III & IV | Civil |  |  |  | dismantling of brick work | All charges for doing dismantling of brick work of all thickness & of all mortar ratio along with its plaster & other finishes to incorporate changes & revisions of drawings/design or as per drawing and direction of Engineer-in-Charge including barricading the area, providing caution board, separating useable material, non useable material & debris, all labour, materials, plant & machinery, tools & tackles etc. for all lead & lift, for all level including maintaining dump yard for all dismantled material within the specified lines and levels as per drawing and direction of Engineer-in-Charge and subsequently if being directed by Engineer-in-charge, disposing full or part of the dismantled material & its debris at designated dump yard outside of the site premises as specified by statutory authorities under contactor's own arrangement including all statutory sanction and royalties if any shall be paid by the contractor. If the dismantled material is not being advised by Engineer-in-charge to dispose it off, it shall be the property of the owner. This scope of work include dispose and staging the debris at pre located site premises as per direction of client representative | Sq.Mtr. |  |  | Approved
SOUTHWINDS PROJECT LLP (PHASE - III & IV) | COMMON INFRASTRUCTURE - PHASE III & IV | Civil | Main Gate and Security Room | WO/SP34/CI34/6 | M.A Construction | NEW ITEM | NEW ITEM / EXTRA ITEM |  | 0 | 0 | Approved
SOUTHWINDS PROJECT LLP (PHASE - III & IV) | COMMON INFRASTRUCTURE - PHASE III & IV | Civil | Main Gate and Security Room | WO/SP34/CI34/6 | M.A Construction | R.C.C-SMC | Charges for providing & laying of R.C.C-SMC (any grade) by site mix concrete 25 mm and down sized , screened and washed well graded stone chips excluding shuttering, consolidation complete in all respect as per drawing, specification and direction of EIC. Cement would be supplied by client, but subjected to reconciliation. | Cum. | 1.003 | 5344 | Approved
SOUTHWINDS PROJECT LLP (PHASE - III & IV) | COMMON INFRASTRUCTURE - PHASE III & IV | Civil | Main Gate and Security Room | WO/SP34/CI34/6 | M.A Construction | dismantling of brick work | All charges for doing dismantling of brick work of all thickness & of all mortar ratio along with its plaster & other finishes to incorporate changes & revisions of drawings/design or as per drawing and direction of Engineer-in-Charge including barricading the area, providing caution board, separating useable material, non useable material & debris, all labour, materials, plant & machinery, tools & tackles etc. for all lead & lift, for all level including maintaining dump yard for all dismantled material within the specified lines and levels as per drawing and direction of Engineer-in-Charge and subsequently if being directed by Engineer-in-Charge, disposing full or part of the dismantled material & its debris at designated dump yard outside of the site premises as specified by statutory authorities under contractor’s own arrangement including all statutory sanction and royalties if any shall be paid by the contractor. If the dismantled material is not being advised by Engineer-in-Charge to dispose it off, it shall be the property of the Owner | Cum. | 2.122 | 2500 | Approved
SOUTHWINDS PROJECT LLP (PHASE - III & IV) | COMMON INFRASTRUCTURE - PHASE III & IV | Civil | Main Gate and Security Room | WO/SP34/CI34/6 | M.A Construction | dismantling of reinforced cement concrete | All charges for doing dismantling of reinforced cement concrete of all thickness and grade to incorporate changes & revisions of drawings/design or as per drawing and direction of Engineer-in-Charge including barricading the area, providing caution board, cutting of reinforcement steel of the concrete, separating reinforcement steel & debris, all labour, materials, plant & machinery, tools & tackles etc. for all lead & lift, for all level including maintaining dump yard for debris & stacking reinforcement dia wise within the specified lines and levels to the entire satisfaction of Engineer-in-Charge and subsequently if being directed by Engineer-in-Charge, disposing debris at designated dump yard outside of the site premises as specified by statutory authorities under contractor’s own arrangement including all statutory sanction and royalties if any shall be paid by the contractor. If the dismantled material is not being advised by Engineer-in-Charge to dispose it off, it shall be the property of the Owner however reinforcement steel of dismantled concrete shall be always the property of the Owner. | Cum. | 0.391 | 4000 | Approved
SOUTHWINDS PROJECT LLP (PHASE - III & IV) | COMMON INFRASTRUCTURE - PHASE III & IV | Civil | Main Gate and Security Room | WO/SP34/CI34/6 | M.A Construction | dismantling of brick work | All charges for doing dismantling of brick work of all thickness & of all mortar ratio along with its plaster & other finishes to incorporate changes & revisions of drawings/design or as per drawing and direction of Engineer-in-Charge including barricading the area, providing caution board, separating useable material, non useable material & debris, all labour, materials, plant & machinery, tools & tackles etc. for all lead & lift, for all level including maintaining dump yard for all dismantled material within the specified lines and levels as per drawing and direction of Engineer-in-Charge and subsequently if being directed by Engineer-in-charge, disposing full or part of the dismantled material & its debris at designated dump yard outside of the site premises as specified by statutory authorities under contactor's own arrangement including all statutory sanction and royalties if any shall be paid by the contractor. If the dismantled material is not being advised by Engineer-in-charge to dispose it off, it shall be the property of the owner. This scope of work include dispose and staging the debris at pre located site premises as per direction of client representative | Sq.Mtr. | 1.76 | 250 | Approved
The Soul, Rajarhat | BLOCK | Painting | Internal Painting | WO/HR01/BOK01/138 | GAZI PAINTS PRIVATE LIMITED | Paint on Concrete Surface | Grinding the surface, Providing and applying of touchup Putty, one coat of approved Primer followed by two coats of Acrylic emulsion Paint with complete finish as per approved shade, up to the required height including all surfaces properly cleaned by water jetting and scrapping with hard coir brush prior to application of paint, rub down, clean, fill cracks and holes with approved filler with tool tackles & necessary scaffolding if required as per direction of Engineer in charge. Location: Ceiling (Concrete Surface) Brand: ICI/ Asian | Sq.Ft. | 50979 | 8.25 | Approved
The Soul, Rajarhat | BLOCK | Painting | Internal Painting | WO/HR01/BOK01/138 | GAZI PAINTS PRIVATE LIMITED | Paint on Plaster/ Putty Finished Surface | Providing and applying of one coat of approved Primer followed by two coats of Acrylic emulsion Paint with complete finish as per approved shade, up to the required height including all surfaces properly cleaned by water jetting and scrapping with hard coir brush prior to application of paint, rub down, clean, fill cracks and holes with approved filler with tool tackles & necessary scaffolding if required as per direction of Engineer in charge. Location: Wall (Plaster Surface/ Putty Finished Surface) Brand: ICI/ Asian | Sq.Ft. | 85425 | 7 | Approved
The Soul, Rajarhat | COMMON INFRASTRUCTURE | Electrical Trench |  | WO/HR01/CIH01/78 | NEW L. N. CONSTRUCTION | Electrical Trench | Electrical Trench |  | 0 | 0 | Approved
The Soul, Rajarhat | COMMON INFRASTRUCTURE | Electrical Trench |  | WO/HR01/CIH01/78 | NEW L. N. CONSTRUCTION | Earthwork | Earthwork Earth work in excavation in all sorts of soil including upto 1.5 m deep, spreading or stacking the spoils within a lead of 30m as necessary, including trimming , levelling, dressing ,ramming the bottom, bailing out water, with men & machineries as directed by Engineer in charge | Cum. | 453 | 170 | Approved
The Soul, Rajarhat | COMMON INFRASTRUCTURE | Electrical Trench |  | WO/HR01/CIH01/78 | NEW L. N. CONSTRUCTION | Back Filling | Back Filling Earth work in filling with good earth obtained from excavation, in layers not exceeding 250mm including watering, ramming, etc, complete in all respect as per direction of Engineer in charge | Cum. | 58 | 83 | Approved
The Soul, Rajarhat | COMMON INFRASTRUCTURE | Electrical Trench |  | WO/HR01/CIH01/78 | NEW L. N. CONSTRUCTION | BFS | BFS Single brick flat soling (75mm thickness) with soling bricks including preparation of bed as necessary with joints properly filled in & packed with powdered earth or silver sand complete as per drawing , specification and direction of Engineer-in-Charge | Sq.Mtr. | 493 | 400 | Approved
The Soul, Rajarhat | COMMON INFRASTRUCTURE | Electrical Trench |  | WO/HR01/CIH01/78 | NEW L. N. CONSTRUCTION | PCC (1:4:8) | PCC (1:4:8) Providing, laying & finishing Plain Cement Concrete (1:4:8) with 25mm & down screened and washed well graded stone chips excluding shuttering at all levels, consolidation complete in all respect as per drawing specification and direction of Engineer-in-Charge. Cement will be supplied by the client but subject to reconciliation | Cum. | 38 | 5600 | Approved
The Soul, Rajarhat | COMMON INFRASTRUCTURE | Electrical Trench |  | WO/HR01/CIH01/78 | NEW L. N. CONSTRUCTION | RCC_M25 (SMC) | RCC_M25 (SMC) Providing, laying & finishing M25 (SMC) Concrete (design mix to be submitted and approved by structural consultant/ EIC) excluding shuttering at all levels, consolidation complete in all respect as per drawing, specification and direction of Engineer-in-Charge. Cement will be supplied by the client but subject to reconciliation | Cum. | 206.5 | 5640 | Approved
The Soul, Rajarhat | COMMON INFRASTRUCTURE | Electrical Trench |  | WO/HR01/CIH01/78 | NEW L. N. CONSTRUCTION | Shuttering | Shuttering Hire & labour charges for shuttering with centering & necessary staging up to necessary height using approved stout props, 12mm thick quality ply board shuttering, with required bracing for curved or straight including fitting, fixing & striking out after completion of works (including bailing out water, if required) complete as per drawing, specification and direction of Engineer-in-Charge. | Sq.Mtr. | 1752.5 | 390 | Approved
The Soul, Rajarhat | COMMON INFRASTRUCTURE | Electrical Trench |  | WO/HR01/CIH01/78 | NEW L. N. CONSTRUCTION | Reinforcement | Reinforcement Labour charges for fixing Reinforcement for reinforced cement concrete work in all sorts of structures including distribution bars, stirrups, binding wire etc. Initial straightening and removal of loose rust ( if necessary) cutting to requisite length, hooking & bending to correct shape , placing in proper position & binding with 16 gauge black annealed wire / welding as per relevant I.S. code in every intersection complete as per drawing , specification Engineer-in-Charge including bailing out water (if required). (Reinforcement will be supplied by client but subject to reconciliation.) | MT | 23 | 6200 | Approved
The Soul, Rajarhat | COMMON INFRASTRUCTURE | Electrical Trench |  | WO/HR01/CIH01/78 | NEW L. N. CONSTRUCTION | Pre Cast Slab | Pre Cast Slab Charges for making and laying of Precast Slab of Size 800 mmX700 mmX100mm and 800mmX600mmX100mm including the cost of Binding of reinforcement and Shuttering as per drawing and direction of EIC. (Cement and Reinforcement will be supplied by the client but subject to reconciliation)" | Nos. | 820 | 615 | Approved
The Soul, Rajarhat | COMMON INFRASTRUCTURE | Electrical Trench |  | WO/HR01/CIH01/78 | NEW L. N. CONSTRUCTION | Earth work in excavation (Manual) | Earth work in excavation (Manual) Earth work in excavation (Manual) in all sorts of soil including upto 1.5 m deep, spreading or stacking the spoils within a lead of 30m as necessary, including trimming , levelling, dressing ,ramming the bottom, bailing out water, with men & machineries as directed by Engineer in charge | Cum. | 164.5 | 170 | Approved
The Soul, Rajarhat | COMMON INFRASTRUCTURE | Civil | Misc Civil Work | WO/HR01/CIH01/79 | NEW L. N. CONSTRUCTION | DG RMU FP TR Foundation¦¦ East Side Planter | DG RMU FP TR Foundation¦¦ East Side Planter |  | 0 | 0 | Approved
The Soul, Rajarhat | COMMON INFRASTRUCTURE | Civil | Misc Civil Work | WO/HR01/CIH01/79 | NEW L. N. CONSTRUCTION | Earth Work Excavation | "Earth Work Excavation E/W up to 1.5m All charges for doing excavation in required profile in all type of soils in dry and wet condition for raft or any other foundation of the proposed structure as per drawings or direction of Engineer-in-Charge including dismantling of foundation (if any) made with brick, PCC, RCC, dressing of side, bottom, ramming of bottom, dewatering, shoring, strutting, diverting underground sewer line, water line, electrical line (if any) barricading the area providing caution board maintaining required slopes including all labour, materials, machinery, tools & tackles for all lead & lift to the entire satisfaction of EIC. Contractor will be paid for a working space of 600 mm or as indicated in IS : 1200 , which ever is less . The excavation drawing will be submitted by the contractor before starting the excavation for client's approval. For, Depth up to 1.5m" | Cum. | 297.5 | 170 | Approved
The Soul, Rajarhat | COMMON INFRASTRUCTURE | Civil | Misc Civil Work | WO/HR01/CIH01/79 | NEW L. N. CONSTRUCTION | Back Filling | "Back Filling ""Backfilling All charges for doing backfilling of excavated pit, trench etc. with inside/excavated earth in layer not exceeding 150mm in depth including watering, ramming, compacting, consolidating in deposited layer to achieve 95% Proctor Density and transportation of soil, all labour, materials, machinery, tools & tackles etc. for all lead & lift to the entire satisfaction of Engineer-in-Charge""" | Cum. | 39.06 | 83 | Approved
The Soul, Rajarhat | COMMON INFRASTRUCTURE | Civil | Misc Civil Work | WO/HR01/CIH01/79 | NEW L. N. CONSTRUCTION | BFS | BFS B.F.S. All charges for providing and laying single brick flat soling of picked, jhama bricks below foundation floor, tie beam etc. or any other location till Plinth level including ramming dressing and bringing to proper level and filling joints with sand including all materials, labour, tools and plants etc. complete below foundation as per specification, drawing and direction of Engineering-in-Charge""" | Sq.Mtr. | 818 | 400 | Approved
The Soul, Rajarhat | COMMON INFRASTRUCTURE | Civil | Misc Civil Work | WO/HR01/CIH01/79 | NEW L. N. CONSTRUCTION | PCC | PCC PCC (1:4:8)/ 1:3:6 Providing, laying & finishing Plain Cement Concrete (1:4:8/ 1:3:6) with 25mm & down screened and washed well graded stone chips excluding shuttering at all levels, consolidation complete in all respect as per drawing specification and direction of Engineer-in-Charge. Cement will be supplied by the client but subject to reconciliation" | Cum. | 74 | 5600 | Approved
The Soul, Rajarhat | COMMON INFRASTRUCTURE | Civil | Misc Civil Work | WO/HR01/CIH01/79 | NEW L. N. CONSTRUCTION | Polythene Sheet Laying 250 micron | Polythene Sheet Laying 250 micron Polythene Sheet Charges for supply and laying of 250 micron Polythene sheet as per direction of EIC""" | Sq.Mtr. | 191.03 | 35 | Approved
The Soul, Rajarhat | COMMON INFRASTRUCTURE | Civil | Misc Civil Work | WO/HR01/CIH01/79 | NEW L. N. CONSTRUCTION | Silver Sand Filling | "Silver Sand Filling ""Silver sand filing All charges for doing silver sand filling at foundation/ plinth level in layer not exceeding 150mm in depth including watering, ramming, compacting, consolidating in deposited layer to achieve 95% Proctor Density and transportation of soil, all labour, materials, machinery, tools & tackles etc. for all lead & lift to the entire satisfaction of Engineer-in-Charge." | Cum. | 28.1 | 1480 | Approved
The Soul, Rajarhat | COMMON INFRASTRUCTURE | Civil | Misc Civil Work | WO/HR01/CIH01/79 | NEW L. N. CONSTRUCTION | Full B/W | "Full B/W 200mm/250 mm thk Fly Ash bricks work Providing and erecting 200 mm thick brick work with 1st class Fly Ash bricks of specified thickness in sand cement mortar (4 :1) including the cost of all material, labour, tools, tackles, scaffolding, curing etc. complete as per direction of Engineer-in-Charge and technical specification. (Cement would be supplied by the employer free of cost, but subjected to reconciliation) | Cum. | 10.5 | 6600 | Approved
The Soul, Rajarhat | COMMON INFRASTRUCTURE | Civil | Misc Civil Work | WO/HR01/CIH01/79 | NEW L. N. CONSTRUCTION | Half B/W | Half B/W 100mm/125mm Fly Ash brickwork Providing and erecting 100/125 mm thick brick work with 1st class Conventional bricks of specified thickness in sand cement mortar (4 :1) including the cost of all material, labour, tools, tackles, scaffolding, curing etc. complete as per direction of Engineer-in-Charge and technical specification. Cement would be supplied by client, but subjected to reconciliation | Sq.Mtr. | 23 | 800 | Approved
The Soul, Rajarhat | COMMON INFRASTRUCTURE | Civil | Misc Civil Work | WO/HR01/CIH01/79 | NEW L. N. CONSTRUCTION | RCC | "RCC RCC M-20/M25/ Approved SMC All charges for providing and laying M-20/M25 / Approved Grade of reinforced cement concrete-by SMC excluding shuttering and reinforcement, including concrete pump, vibrator with complete design of concrete mix as per IS code and relevant special publication , submission of job mix formula after preliminary mix design and testing of concrete cubes as per direction of Engineer-in-Charge. (Cement will be supplied by us, but subjected to reconciliation.)""" | Cum. | 180 | 5640 | Approved
The Soul, Rajarhat | COMMON INFRASTRUCTURE | Civil | Misc Civil Work | WO/HR01/CIH01/79 | NEW L. N. CONSTRUCTION | Reinforcement | "Reinforcement Reinforcement work Location: Sub Structure Reinforcement work: Labour charges for fixing Steel Reinforcement (Tor Steel as per IS-1786, Fe 500) for RCC work including transporting, decoiling, straightening, removing loose rust, cutting, bending and placing for all profile and for all lead & lift, binding with 18 gauge annealed wire as per drawing and direction of Engineer-in-Charge. Payment of steel shall be made as per drawing and approved bar bending schedule with permissible laps and paid on the basis of the sectional weights of bar as per relevant I.S. Code. The rate shall include cost of binding wire, chairs, spacers, pins, cover blocks which will not be measured separately for payment. (Reinforcement would be supplied by the employer free of cost, but subjected to reconciliation)." | MT | 11 | 6200 | Approved
The Soul, Rajarhat | COMMON INFRASTRUCTURE | Civil | Misc Civil Work | WO/HR01/CIH01/79 | NEW L. N. CONSTRUCTION | Shuttering | "Shuttering ""Shuttering All charges for providing, fabricating, erecting and fixing in position plained timber, plywood centering and shuttering true to line and level, including steel propping, staging, shuttering removal, applying shuttering oil, including required bracing, chamfering corners (of exposed edges) of beams, columns, walls etc. complete as per drawing & direction of Engineer-in-Charge. Rate shall also include removal and dismantling the aforesaid assembly after specified period complete at all level | Sq.Mtr. | 345.6 | 390 | Approved
The Soul, Rajarhat | COMMON INFRASTRUCTURE | Civil | Misc Civil Work | WO/HR01/CIH01/79 | NEW L. N. CONSTRUCTION | Plaster | Plaster Providing and applying plaster with sand and cement mortar including round off or chamfering of concrete surface , curing etc, complete as per direction of EIC - 12-15 mm thick sand cement mortar ( 6 parts sand : 1 part cement) . Scaffolding material will be provided by client. (Cement would be supplied by the employer free of cost, but subjected to reconciliation) | Sq.Mtr. | 141 | 200 | Approved
The Soul, Rajarhat | BASEMENT WITH PODIUM | Civil | Basement with Podium | WO/HR01/BP01/18 | NEW L. N. CONSTRUCTION | Additional / Extra Item | Additional / Extra Item |  | 0 | 0 | Approved
The Soul, Rajarhat | BASEMENT WITH PODIUM | Civil | Basement with Podium | WO/HR01/BP01/18 | NEW L. N. CONSTRUCTION | 40 MM IPS Inside Club | 40 MM IPS Inside Club: Charges for IPS Flooring finish with 1.5X1.5 Glass Paneling of average 40 mm thickness using cement concrete 1:2:4 finished with floating coat of Net Cement on floor at all level all complete as per drawing and direction of EIC Cement will be supplied by client but subjected to re reconciliation | Sq.Mtr. | 955.5 | 440 | Approved
The Soul, Rajarhat | BASEMENT WITH PODIUM | Civil | Basement with Podium | WO/HR01/BP01/18 | NEW L. N. CONSTRUCTION | Stitch Slab | Stitch Slab (Avg. 100 mm Thick) Providing, laying & finishing (with Proper Slope and Broom/ Approved Finish) M25/ Approved Grade (SMC) Concrete (design mix to be submitted and approved by structural consultant/ EIC) excluding shuttering at all levels, consolidation complete in all respect as per drawing, specification and direction of Engineer-in-Charge. Rate is included the labour charges for mixing of Fosroc Conplast WL Xtra and Recron (PP Fiber) Cement, Conplast WL Xtra, 2. Recron (PP Fiber) will be supplied by the client but subject to reconciliation | Sq.Mtr. | 3388 | 650 | Approved
The Soul, Rajarhat | BASEMENT WITH PODIUM | Civil | Basement with Podium | WO/HR01/BP01/18 | NEW L. N. CONSTRUCTION | Ply Shuttering Drain Channel | Ply Shuttering Drain Channel All charges for providing, fabricating, erecting and fixing in position plained timber, plywood centering and shuttering true to line and level, including steel propping, staging, shuttering removal, applying shuttering oil, including required bracing, chamfering corners all complete at all level as per direction of EIC Mode of Measurement: Both Side of Wall | RMT | 2025.5 | 75 | Approved
The Soul, Rajarhat | BASEMENT WITH PODIUM | Civil | Basement with Podium | WO/HR01/BP01/18 | NEW L. N. CONSTRUCTION | Lead and Lifting of Concrete for Planter 3rd Floor and Above | Lead and Lifting of Concrete for Planter 3rd Floor and Above | Cum. | 230.5 | 171 | Approved
The Soul, Rajarhat | BASEMENT WITH PODIUM | Civil | Basement with Podium | WO/HR01/BP01/18 | NEW L. N. CONSTRUCTION | Lead and Lifting of Reinforcement for Planter 3rd Floor and Above | Lead and Lifting of Reinforcement for Planter 3rd Floor and Above | MT | 1.25 | 200 | Approved
The Soul, Rajarhat | COMMON INFRASTRUCTURE | Landscaping | Softscape | WO/HR01/CIH01/73 | Mondal Nurseries & Exterior | Laying of 30 mm thick Drain Cell Floor | Laying of 30 mm thick Drain Cell Floor | Sq.Mtr. | 30.3 | 26.9 | Approved
The Soul, Rajarhat | COMMON INFRASTRUCTURE | Landscaping | Softscape | WO/HR01/CIH01/73 | Mondal Nurseries & Exterior | Laying of 20 mm thick Drain Cell Vertical | Laying of 20 mm thick Drain Cell Vertical | Sq.Mtr. | 61.8 | 37.7 | Approved
The Soul, Rajarhat | CLUB | Interior Work |  | WO/HR01/CL07/15 | TARAMA ASSOCIATES | Wall Paneling and Dry Wall Work | Labour Charges for Wall Paneling and Dry Wall Work with Acoustic Board Fixing including supply of all sundry material, Scaffolding making (Scaffolding Material will be supplied by client) all complete at all level as per drawing and direction of EIC |  | 0 | 0 | Amended & Approved
The Soul, Rajarhat | CLUB | Interior Work |  | WO/HR01/CL07/15 | TARAMA ASSOCIATES | Wall | Wall: 80mm thick Gypserra™ C-stud wall panelling which includes one layer of tapered edge 12.5mm thick Gyproc® Glasroc-H (Conforms to EN 15283-1 and Types GM - H1) is screw fixed to C-stud. 48x0.5mm Gypserra™ C-stud {Material-IS 513,Y/S-300Mpa, Finish - AZ150 (IS 15961)} placed at 600mm c/c in 50x0.5mm Gypserra™ {Material-IS 513,Y/S-300Mpa, Finish - AZ150 (IS 15961} floor and ceiling channel. Floor & Ceiling channel is anchored to the floor & True ceiling using Gyproc® Rawl plug Ø8x45mm {Material-IS 513 CR1 grade, Zinc coating, Pull Out Load-6.8kN for M30 concrete grade} /Hilti X-GN20MX anchor fasteners at 600mm c/c in zigzag manner. 50x32x32x0.5mm Gypserra™ floor channel to be cut & bend & bracing at every 1200mm c/c vertically. Floor channel is fixed to brick wall with Hilti HPS-1 (Ø6x40mm) Impact anchor. Floor channel to be wrapped with 70μ Self Adhesive LDPE moisture barrier film to further improve corrosion resistance performance. A Gypserra™ noggin channel {Material-IS 513,Y/S-300Mpa, Finish - AZ150 (IS 15961)} of 48x0.5mm width has to be provided at the horizontal joints of the two boards. Gyproc® boards to be screw fixed with Gyproc® Drywall screws of 25mm at minimum spacing of 600mm at centre and 300mm at periphery. Finally square and tapered edges of the boards are to be jointed and finished so as to have a flush look which includes filling and finishing with Gyproc® Pro-Fill Jointing compound Air Dry (Conforms to ASTM C475), Gyproc® Joint Paper tape tape Completed with Proper All typr of Cutout . As per direction of the Engineer Incharge / Arhitect. Other Consubable Item in Contractor Scope including Adhisive & Rockwooll. | Sq.Mtr. | 483 | 1025 | Approved
The Soul, Rajarhat | CLUB | Interior Work |  | WO/HR01/CL07/15 | TARAMA ASSOCIATES | Wall Partition | Wall Partition with provision of Doors: 98mm thick Gypserra™ stud partition which includes single layer of tapered edge 13mm thick Gyproc® Duraline (conforming to EN 520:2004, Type D,F,I & R) of size 1219x2438mm is screw fixed to C-stud. 70x0.5mm Gypserra™ C-stud {Material-IS 513, Y/S-300Mpa, Finish - AZ150 (IS 15961)} placed at 610mm c/c in 72x0.5mm Gypserra™ {Material-IS 513,Y/S-300Mpa, Finish - AZ150 (IS 15961)} floor and ceiling channel. Floor & Ceiling channel is anchored to the floor & True ceiling using Gyproc® Rawl plug Ø8x45mm {Material-IS 513 CR1 grade, Zinc coating, Pull Out Load-6.8kN for M30 concrete grade} /Hilti X-GN20MX anchor fasteners at 600mm c/c in zig-zag manner. Floor channel to be wrapped with 70μ Self Adhesive LDPE moisture barrier film to further improve corrosion resistance performance. 13mm thick Gypboard® Duraline board strip of 72 mm width is placed between ceiling channel and RCC slab. A Gypserra™ noggin channel {Material-IS 513,Y/S-300 Mpa, Finish - AZ150 (IS 15961)} of 70x0.5mm width has to be provided at the horizontal joints of the two boards. Gyproc® boards to be screw fixed with Gyproc® drywall screws of 25mm at minimum spacing of 300mm at centre and 150mm at periphery. 50mm Glass wool slab of density 20kg/m³ shall be placed in metal framework. Glass wool holding clip should be used to hold Glass wool slab in its position. Finally square and tapered edges of the boards are to be jointed and finished so as to have a flush look which includes filling and finishing with Gyproc® Pro-Fill Jointing compound,(Conforms to ASTM C475), Gyproc® Joint Paper tape or fiber tape Completed with Other all type of Consubavle item in contractor scope including Adisive , Rockwool , & Wood Door Support | Sq.Mtr. | 47 | 1100 | Approved
The Soul, Rajarhat | CLUB | Interior Work |  | WO/HR01/CL07/15 | TARAMA ASSOCIATES | Wall Paneling | Wall Paneling 300+300+75 mm finch with Glasroc H board and Gypserra stud 75mm finch on the existing wall lining with Glasroc H board and Gypserra Perimeter channels | RMT | 703 | 350 | Approved
The Soul, Rajarhat | CLUB | Interior Work |  | WO/HR01/CL07/15 | TARAMA ASSOCIATES | Ceiling | M/F Suspended Hydro Ceiling includes Gypserra™ Perimeter Channel {Material-GI(IS513),YS-260Mpa,Finish-Galvanised 150GSM(IS277)} is fixed along the perimeter of existing wall/ partition with the help of HILTI HPS - 1 (6x40) impact anchor, at 600mm centres. Gypserra™ Ceiling Angle {Material-GI(IS513),YS-260Mpa,Finish-Galvanised 150GSM(IS277)} is suspended by fixing it to the Gyproc® soffit cleat {GI(IS513)YS-260Mpa,Finish-Galvanised 150GSM(IS277) }. Soffit Cleat and Gyproc® Rawl Plug- Ø8x45mm {Material-IS 513 CR2 grade, Zinc coating (7 to 8 microns) pull out load- 6.8kN for M30 concrete grade} creating 1220mm x 1220mm grid. Gypserra™ Intermediate channel {Material-GI(IS513),YS-260Mpa,Finish-Galvanised 150GSM(IS277) } is fixed to the Gypserra™ Ceiling Angle with M6 x 12mm Hex Bolt & Hex Nut arrangement {Material–As per EN 10083 Finish – Zinc Plating} or with 2 Nos of Ø4.2x13 Gyproc® metal to metal screw {Material-Carbon steel JIS G3507-1 Finish- Zinc Coating Thickness- 4.14micron.} The Gypserra™ Ceiling Section {Material-GI(IS513),YS-260Mpa,Finish-Galvanised 150GSM(IS277)} is then fixed to the Gypserra™ Intermediate Channel {Material-GI(IS513),YS-260Mpa,Finish-Galvanised 150GSM(IS277)} with the help of Gyproc® Connecting Clip {Material-High carbon spring steel wire(BS970Gr.En42)-46-48HRC,Finish- Zinc plating 4-6 micron} and in direction perpendicular to the Intermediate channel at 457mm c/c. Single layer of 12.5mm Gyproc® Glasroc-H (Conforms to EN 15283-1 and Types GM - H1) is then screw fixed to ceiling section with 25mm drywall screws at 230mm centres on ceiling section & 150mm at periphery of ceiling. Finally square and tapered edges of the boards are to be jointed and finished so as to have a flush look which includes filling and finishing with Gyproc® Pro-Fill Jointing compound (Conforms to ASTM C475), Gyproc® Joint Paper tape Completed with Proper All typr of Cutout . As per direction of the Engineer Incharge / Arhitect. Other Consubable Item in Contractor Scope including Adhisive & Rockwooll" | Sq.Mtr. | 446 | 1075 | Approved
SOUTHWINDS PROJECT LLP (PHASE - III & IV) | PRE-CONSTRUCTION PHASE - III & IV | Mechanical Equipment |  | WO/SP34/PC34/20 | Jaypee India Limited | Passenger Hoist | Dismantling of 01 Nos Passenger Hoist at Block-10 & Re installation at Block-11 |  | 0 | 0 | Approved
SOUTHWINDS PROJECT LLP (PHASE - III & IV) | PRE-CONSTRUCTION PHASE - III & IV | Mechanical Equipment |  |  |  | Dismantling 01 Nos. Passenger Hoist | Charges for Dismantling 01 Nos. Passenger Hoist at Bl-10 (PMH-100 machine for the Height of 49 Mtr.) with necessary tools & tackles and as per direction of Engineer-in-Charge. Hydra machine, required manpower will be provided by client | Mtrs. |  |  | Approved
SOUTHWINDS PROJECT LLP (PHASE - III & IV) | PRE-CONSTRUCTION PHASE - III & IV | Mechanical Equipment |  | WO/SP34/PC34/20 | Jaypee India Limited | Re installation 01 Nos. Passenger Hoist | Charges for Re installation 01 Nos. Passenger Hoist at Bl-11 (PMH-100 machine for the Height of 45 Mtr.) with necessary tools & tackles and as per direction of Engineer-in-Charge. Hydra machine, required manpower will be provided by client | Mtrs. | 45 | 1000 | Approved
SOUTHWINDS PROJECT LLP (PHASE - III & IV) | PRE-CONSTRUCTION PHASE - III & IV | Mechanical Equipment |  | WO/SP34/PC34/20 | Jaypee India Limited | Cage setup charge | Cage setup charge | Lump Sum | 1 | 10000 | Approved
The Soul, Rajarhat | CLUB | Water Proofing |  | WO/HR01/CL07/16 | AKJ Engineers Pvt. Ltd. | Waterproofing inside of Club with Sika 109hi | Waterproofing inside of Club with Sika 109hi: 1. Surface Preparation: Charges towards cleaning the existing masonry/ Concrete Surface to remove all loose dirt, dust loose material etc., necessary groove cutting along the floor wall joints, sealing the same with polymer mortar (1:4) enriched with Sika Latex Power & finally patching the surface with cement : Sand mortar (1:4) enriched with Sika Latex Power complete as per manufacturer specification & direction of EIC. 2. Coating Work: Charges towards Providing and application of 2 coats of 2 component Acrylic polymer modified waterproofing slurry coating Sikatop Seal - 109 hi (after application of 1st coat Sikatop Seal 109hi laying of fiber glass cloth while the coating is green stage then application of 2nd coat shall be applied) as per manufacturer specification and direction of EIC After 24 hrs. of coating, the same shall be cured for 3-4 days by sprinkling water on it 3. Protective Plaster Work: Charges towards providing 10-12 avg. thick cement plaster (1:4) admixed with integral waterproofing compound Sika Plastocrete Plus @ 0.2% by wt. of cement as per manufacturer specification and direction of EIC 4. Pipe peripheral treatment: Charges towards filling the annular gap between pipe periphery and concrete / masonry with non shrink ready to use grouting compound Sika Grout 214, including cleaning the same properly to remove loose foreign materials/ adhering particles dirt etc. and sealing the inside joint mouth with sikagard 694F(I), a moisture insensitive epoxy putty in a continuous, 10 mm thick gasket around the pipes to a width of approximately 10 mm Work to be done as per drawing and direction of EIC Cement and Sand supplied by client but subjected to reconciliation. | Sq.Mtr. | 452 | 585 | Approved
The Soul, Rajarhat | BLOCK | Water Proofing |  | WO/HR01/BOK01/121 | AKJ Engineers Pvt. Ltd. | Waterproofing at Toilet/ Kitchen/ Balcony/ Utility | Waterproofing inside of Club with Sika 109hi: 1. Surface Preparation: Charges towards cleaning the existing masonry/ Concrete Surface to remove all loose dirt, dust loose material etc., necessary groove cutting along the floor wall joints, sealing the same with polymer mortar (1:4) enriched with Sika Latex Power & finally patching the surface with cement : Sand mortar (1:4) enriched with Sika Latex Power complete as per manufacturer specification & direction of EIC. 2. Coating Work: Charges towards Providing and application of 2 coats of 2 component Acrylic polymer modified waterproofing slurry coating Sikatop Seal - 109 hi (after application of 1st coat Sikatop Seal 109hi laying of fiber glass cloth while the coating is green stage then application of 2nd coat shall be applied) as per manufacturer specification and direction of EIC After 24 hrs. of coating, the same shall be cured for 3-4 days by sprinkling water on it 3. Protective Plaster Work: Charges towards providing 10-12 avg. thick cement plaster (1:4) admixed with integral waterproofing compound Sika Plastocrete Plus @ 0.2% by wt. of cement as per manufacturer specification and direction of EIC 4. Pipe peripheral treatment: Charges towards filling the annular gap between pipe periphery and concrete / masonry with non shrink ready to use grouting compound Sika Grout 214, including cleaning the same properly to remove loose foreign materials/ adhering particles dirt etc. and sealing the inside joint mouth with sikagard 694F(I), a moisture insensitive epoxy putty in a continuous, 10 mm thick gasket around the pipes to a width of approximately 10 mm Work to be done as per drawing and direction of EIC Cement and Sand supplied by client but subjected to reconciliation. Location: 1. All toilets 1 st Floor; 9th to 16th Floor and Unit-04 Toilets at 2nd and 6th Floor Area of Treatment: Floor and Perimeter upto height 300 mm 2. Utility/ Balcony/ Kitchen: All Floor Area of treatment: Floor outlet Zone (300X300) | Sq.Mtr. | 538 | 585 | Approved
The Soul, Rajarhat | BASEMENT WITH PODIUM | Water Proofing |  | WO/HR01/BP01/45 | AKJ Engineers Pvt. Ltd. | Waterproofing (From Inside) at STP & Sump Pit | Waterproofing (From Inside) at STP & Sump Pit Cement, Sand & Stone chip supplied by client but subjected to reconciliation |  | 0 | 0 | Approved
The Soul, Rajarhat | BASEMENT WITH PODIUM | Water Proofing |  | WO/HR01/BP01/45 | AKJ Engineers Pvt. Ltd. | Waterproofing | "Surface preparation : Charges towards cleaning the surface with wire brush, water etc. to remove all dirt,dust, loose particles etc., sealing the cracks (if any), making necessary groove along the existing construction joints, removal of loose mortar/concrete , providing a bond coat of Sika Latex admixed cement slurry & finally patching the same with Sika Latex Power enriched cement-sand mortar etc. incl. sealing of Tie rods with Sika Latex Power enriched cement-sand mortar, all complete as per manufacturers specification and direction of EIC. (Cutting of Rod is Client's Scope). Water Proofing Coating : Charges towards Providing two coats of 2 Comp.Acrylic polymer modified waterproofing slurry coating Sikatop Seal-109 hi, (after application of 1st coat of Sikatop Seal 109 hi laying of Fibre glass cloth while the coating is in green stage then application of 2nd coat shall be applied ) as per manufacturer specification and direction of EIC. After 24 hrs of coating , the same shall be cured for 3-4 days by sprinkling water on it. Protective Plaster : Providing 10-12 mm thick cement protective plaster (1:4) admixed with Sika Plastocrete Plus @ 100gms/ bag of cement over coated surface, as per direction of EIC. Neat Cement Finish Inside STP : Charges towards provide neat cement Punning (Cement consumption not more than 2.75kg/sqm) over Plastered surface using approved brand cement, all complete as per the specification and direction of EIC." | Sq.Mtr. | 787 | 600 | Approved
The Soul, Rajarhat | BASEMENT WITH PODIUM | Water Proofing |  | WO/HR01/BP01/45 | AKJ Engineers Pvt. Ltd. | Grouting Work | Grouting Work from inside : Charges towards pressure grouting work with neat cement slurry admixture with expanding grout admixture Sika Intraplast-EP @500gms/bag of cement using 12 mm dia, 75 mm long MS nozzles including drilling holes, fixing nozzles with extra quick setting liquid Sika-2. Sealing the holes after grouting, finally sealing the same with Sika Latex Power enriched cement sand mortar etc. complete as per manufacturers specification & direction of EIC. (Cutting of Rod is client,s scope ). | Nos | 765 | 250 | Approved
The Soul, Rajarhat | BASEMENT WITH PODIUM | Water Proofing |  | WO/HR01/BP01/45 | AKJ Engineers Pvt. Ltd. | Screed | Screed Concrete (STP Pump Room Floor) : Charges towards laying of avg.50- 75 mm screed concrete in prop. of 1:1.5:3 (1 part cement :1.5 part sand: 3 part aggregate) admixed with integral waterproofing compound Sika Plastocrete Plus @ 0.2% by wt. of cement over the floor area, complete as per specification & direction of EIC. | Sq.Mtr. | 0 | 210 | Approved
The Soul, Rajarhat | BASEMENT WITH PODIUM | Water Proofing |  | WO/HR01/BP01/45 | AKJ Engineers Pvt. Ltd. | Lift Pit Waterproofing at Basement | Surface preparation : Charges towards cleaning the existing masonry / concrete surface to remove all loose dirt, dust, loose materials etc., necessary groove cutting along the Floor-Wall joints, sealing the same with polymer mortar enriched with Sika Latex Power, finally patching the same with cement:sand mortar (1:4) enriched with Sika Latex Power complete as per manufacturer specification & direction of EIC. Grouting Work : Charges towards pressure grouting work with neat cement slurry admix. with expanding grout admixture Sika Intraplast-EP @500gms/bag of cement incl. drilling holes, fixing nozzles with extra quick setting liquid Sika-2, sealing the holes after grouting with Sika Latex Power enriched cement sand mortar etc.complete as per manufacturers specification & direction of EIC. Chemical Coating : Charges towards providing & application of of two coats of Sika Latex Power modified cement slurry water proofing system ( SLP:Water:Cement ie 1:4:6 by weight), sprinkle dry cement, sand mixed in ration of 1:4 immediately after applying second coat, sprinkle dry sand to make surface rough, curing the water for two days, complete as per manufacturers specification & direction of EIC. Protective Plaster : Providing 10-12 mm thick cement protective plaster (1:4) admixed with Sika Plastocrete Plus @ 100gms/ bag of cement over coated surface, as per direction of EIC. Only Cement is supplied by Client but subject to reconciliation | Nos | 1 | 15000 | Approved
Primarc Chambers | COMMON INFRASTRUCTURE | Consultancy Charges | OTHER CONSLUTANTS |  |  | CALIFORNIA BEARING RATIO TEST | Consultancy charges for CBR Test: 1.Mobilization of plant &equipment to the project site and demobilization after completion of field work. 2.Carrying out filed CBR test as per IS:2720 (5 Nos.) 3. Carrying out Routine laboratory like, Atterberg’s Limit, Grain size analysis test from collected sample (5 Nos) 4.Compilation of test data and submission of report along with graph, Chart etc.. in triplicate | Lump Sum |  |  | Submitted
The Soul, Rajarhat | BASEMENT WITH PODIUM | Grill / Steel Work |  | WO/HR01/BP01/46 | Balajee Fire | MS Pergola (27000 X 5200) | Supply and Erection of Pergola (27000 X 5200) made with 1. Vertical 150X150X6 mm SHS 2. Base Plate 300X300x16 3. Stiffener 10 mm thick (150X65) 4. Top Plate 350X350X16 5. ISA 75X75X8 6. Top RHS 200X100X6 7. Top SHS 80X80X4 8. Anchor Fastener (As per approved design) etc complete at all level including one coat of red-lead prime, transportation, lead and lifting as per drawing and direction of EIC | Kg | 7467 | 115 | Approved
SOUTHWINDS PROJECT LLP (PHASE - III & IV) | PRE-CONSTRUCTION PHASE - III & IV | Mechanical Equipment |  | WO/SP34/PC34/21 | Spartan Engineering Industries Pvt. Ltd. | Passenger Hoist | Dismantling of 01 Nos Passenger Hoist at Block-10 & Re installation at Block-12 |  | 0 | 0 | Approved
SOUTHWINDS PROJECT LLP (PHASE - III & IV) | PRE-CONSTRUCTION PHASE - III & IV | Mechanical Equipment |  |  |  | Dismantling 01 Nos. Passenger Hoist | Service charges for Dismantling of Spartan Rack & Pinion Multifunctional Material Hoist HSN/SAC: 995468 | RMT |  |  | Approved
SOUTHWINDS PROJECT LLP (PHASE - III & IV) | PRE-CONSTRUCTION PHASE - III & IV | Mechanical Equipment |  | WO/SP34/PC34/21 | Spartan Engineering Industries Pvt. Ltd. | Re installation 01 Nos. Passenger Hoist | Service Charges for Erection & Commissioning of Rack & Pinion Multifunctional Material Hoist HSN/SAC: 995468 | RMT | 36 | 850 | Approved
SOUTHWINDS PROJECT LLP (PHASE - III & IV) | BLOCK PHASE - IV | Water Proofing |  | WO/SP34/BP4/8 | AKJ Engineers Pvt. Ltd. | UGR & Lift pit Water proofing at Bl-14 | UGR & Lift pit Water proofing at Bl-14 as per B.O.Q & direction of EIC. |  | 0 | 0 | Approved
SOUTHWINDS PROJECT LLP (PHASE - III & IV) | BLOCK PHASE - IV | Water Proofing |  | WO/SP34/BP4/8 | AKJ Engineers Pvt. Ltd. | Inside | "Water proofing work at UGR (From OutSide) : Surface preparation : Charges towards cleaning the surface with wire brush, water etc. to remove all dirt,dust, loose particles etc., sealing the cracks (if any), making necessary groove along the existing construction joints, removal of loose mortar/concrete , providing a bond coat of Sika Latex admixed cement slurry & finally patching the same with Sika Latex enriched cement-sand mortar etc. incl. sealing of Tie rods with Sika Latex enriched cement-sand mortar, all complete as per manufacturers specification and direction of EIC. (Cutting of Rod is Client's Scope) . Water Proofing Coating : Charges towards Providing two coats of 2 Comp.Acrylic polymer modified waterproofing slurry coating Sikatop Seal-109 hi, (after application of 1st coat of Sikatop Seal 109 hi laying of Fibre glass cloth while the coating is in green stage then application of 2nd coat shall be applied ) as per manufacturer specification and direction of EIC. After 24 hrs of coating , the same shall be cured for 3-4 days by sprinkling water on it. Protective Plaster : Providing 10-12 mm thick cement protective plaster (1:4) admixed with Sika Plastocrete Super @ 100gms/ bag of cement over coated surface, as per direction of EIC. Only Cement , Sand & Stonechips will be supplied by Client, but subjected to reconciliation. (Location - Outside Wall & Floor etc.) | Sq.Mtr. | 368.717 | 600 | Approved
SOUTHWINDS PROJECT LLP (PHASE - III & IV) | BLOCK PHASE - IV | Water Proofing |  | WO/SP34/BP4/8 | AKJ Engineers Pvt. Ltd. | outside | "Water proofing work at UGR (From Inside) : Surface preparation : Charges towards cleaning the surface with wire brush, water etc. to remove all dirt,dust, loose particles etc., sealing the cracks (if any), making necessary groove along the existing construction joints, removal of loose mortar/concrete , providing a bond coat of Sika Latex admixed cement slurry & finally patching the same with Sika Latex enriched cement-sand mortar etc. incl. sealing of Tie rods with Sika Latex enriched cement-sand mortar, all complete as per manufacturers specification and direction of EIC. (Cutting of Rod is Client's Scope) . Water Proofing Coating : Charges towards Providing two coats of 2 Comp.Acrylic polymer modified waterproofing slurry coating Sikatop Seal-109 hi, (after application of 1st coat of Sikatop Seal 109 hi laying of Fibre glass cloth while the coating is in green stage then application of 2nd coat shall be applied ) as per manufacturer specification and direction of EIC. After 24 hrs of coating , the same shall be cured for 3-4 days by sprinkling water on it. Protective Plaster : Providing 10-12 mm thick cement protective plaster (1:4) admixed with Sika Plastocrete Super @ 100gms/ bag of cement over coated surface, as per direction of EIC. Neat Cement Finish Inside UGR: Charges towards provide 4mm neat cement Punning (Cement consumption not more than 2.75kg/sqm) over Plastered surface using approved brand cement, all complete as per the specification and direction of Engineer-in-Charge. Cement will be supplied by client but subjected to reconciliation. Only Cement , Sand & Stonechips will be supplied by Client, but subjected to reconciliation." (Location - Fire Tank 1 & 2 , Raw water tank, Domestic Tank, Sump, Lift Well Wall & Floor etc.) | Sq.Mtr. | 687.147 | 600 | Approved
SOUTHWINDS PROJECT LLP (PHASE - III & IV) | BLOCK PHASE - IV | Water Proofing |  | WO/SP34/BP4/8 | AKJ Engineers Pvt. Ltd. | Grouting Work | "Grouting Work from inside (If required) : Charges towards pressure grouting work with neat cement slurry admixture with expanding grout admixture Sika Intraplast-EP @500gms/bag of cement using 12 mm dia, 75 mm long PVC nozzles including drilling holes, fixing nozzles with extra quick setting liquid Sika-2. Sealing the holes after grouting, finally sealing the same with Sika Latex enriched cement sand mortar etc. complete as per manufacturers specification & direction of EIC (Cutting of Rod is client,s scope )." | Nos | 556 | 225 | Approved
SOUTHWINDS PROJECT LLP (PHASE - III & IV) | BLOCK PHASE - IV | Water Proofing |  | WO/SP34/BP4/8 | AKJ Engineers Pvt. Ltd. | Screed Concrete | Charges towards laying of avg. 75 mm screed concrete in prop. of 1:1.5:3 (1 part cement :1.5 part sand: 3 part aggregate) admixed with integral waterproofing compound Sika Plastocrete Plus @ 0.2% by wt. of cement over the floor area, complete as per specification & direction of EIC. (Only Cement will be supplied by client) (Location - Fire Tank 1 & 2 , Raw water tank, Domestic Tank, Sump, Lift Well, Pump room Floor(if required) | Sq.Mtr. | 201.967 | 210 | Approved
The Ramdulari | BLOCK | Civil | Sub & Super Structure Work | WO/RP/RP02/13 | NAVKAAR ALUFORM SERVICES PRIVATE LIMITED | Redesign and optimization of aluminium shuttering | Redesign and optimization of aluminium shuttering work system & preparation of Shell & Shop/ Modulation drawing as per architecture drawing | Sq.Mtr. | 2670 | 170 | Approved
The Ramdulari | BLOCK | Civil | Sub & Super Structure Work | WO/RP/RP02/13 | NAVKAAR ALUFORM SERVICES PRIVATE LIMITED | Aluminium panel modification/ Re fabrication | Aluminium panel modification/ Re fabrication ( at your work shop/factory) and repairs which includes mig welding, wall tie notching, heavy & light weight cutting, hole filling, hole punching, Groove cutting & making of all types Special section (EB/MB/ECA/IC/LS/ANGULAR CUTTING/CC/STAIR CASE COVER etc including all man, machinery, consumables, with all tools and tackles etc as per approved drawing including supervision and BOM already provided by client.( Quantity consider 22.48 kg per sqm) with supervision at our RDP site as per aluform modulation drawing & BOM. | Kg | 29689 | 75 | Amended & Approved
The Soul, Rajarhat | BLOCK | Plumbing/Sanitory | Internal Plumbing |  |  | Internal Plumbing Work | Internal Plumbing Work |  |  |  | Approved
The Soul, Rajarhat | BLOCK | Plumbing/Sanitory | Internal Plumbing |  |  | Internal Sanitary Plumbing Works Toilets | Internal Sanitary Plumbing Works in Toilets (Except Ground Floor) which includes works of Washing Machine point and its drainage outlet, AC Drainage and also Balcony drainage. The scope includes the following works for the above, Groove Cutting, mending good the damages, CPVC Pipe concealed inside of the Toilet with Hot & Cold Line including their necessary fittings as Elbows, Tees, Sockets, Valves etc. plus Rising water line to Overhead reservoir from Ground level of Block plus Ring line in roof plus Soil and Waste and Rain Water Line up to Gully Pit / Inspection Chamber, Brick Hole Cutting, RCC Hole Cutting & Repairing by Cement, Sand, Stone Chips and Pipe laying and Jointing, Clamping with their necessary fittings as Tees, Elbows, Bend, P/S Trap, Socket etc. with Solvent Cement etc. & Basin Waste Line UPVC Pipe Laying and fixing & Testing with fully complete plus Bath Room Sanitary CP Fittings as Wall Hanging Commode with concealed cistern / flush valve, Basin, Angular Stop Cock, Bib Cock, Bottle Trap, single lever diverter, Wall Flange, Health Faucet, Shower Rose with Arm, drainage line of A.C and all UPVC pipe line for flushing purpose etc. full complete in all respect including hydraulic / smoke test for the above as per drawing, direction of Consultant & Engineer-in-charge. [Necessary Dia. of Pipes, Pipe fittings, Cement, CP Fitting Materials will be supplied by PS Primarc Projects LLP and Other Loose Materials as Screws, Nail, Fastener with bolt, MS Hooks, Solvent Cement, Jute, White Zinc, Teflon Tape, White Cement, MS Angle / Bracket, MS Saddle Clamp, Sand, Stone Chips will be supplied by Contractor] Testing kit, Tools & tackles will be in contractors scope. | Nos |  |  | Approved
The Soul, Rajarhat | BLOCK | Plumbing/Sanitory | Internal Plumbing |  |  | Plumbing work at Kitchen | Labour Charges for Kitchen - CPVC Pipe with their Necessary fittings as tees, Elbows, Socket etc. and UPVC pipe Laying and Jointing for Kitchen Waste Line and UPVC pipe laying for Sink Waste line along with their necessary fittings as Tees, Bend, Trap etc. plus Rising water line to Overhead reservoir from Ground level of Block with Waste and Rain Water Line up to Gully Pit / Inspection Chamber, Brick Hole Cutting, RCC Hole Cutting & Repairing by Cement, Sand, Stone Chips and CP Fittings as Sink, Sink Cock, Angular Stop Cock, Bottle Trap etc. with full complete in all respect along with hydraulic / smoke test for above as per drawing, direction of Consultant & Engineer-in-charge. [Necessary Dia. of Pipes, Pipe fittings, Cement, CP Fitting Materials will be supplied by PS Primarc Projects LLP and Other Loose Materials as Screws, Nail, Fastener with bolt, MS Hooks, Solvent Cement, Jute, White Zinc, Teflon Tape, White Cement, MS Angle / Bracket, MS Saddle Clamp, Sand, Stone Chips will be supplied by Contractor] Testing kit, Tools & tackles will be in contractors scope. | Nos |  |  | Approved
The Ramdulari | BLOCK | Civil | Sub & Super Structure Work | WO/RP/RP02/14 | KRS GROUP | Tower crane installation | Charges for Erection & Commissioning of Tower crane by deploying required manpower all complete as per direction of EIC. | Lump Sum | 1 | 50000 | Approved
The Ramdulari | BLOCK | Civil | Sub & Super Structure Work | WO/RP/RP02/22 | KLAUS WORLD EQUIPMENT | Height increses | Charges for Height increases of Self Climbing Tower Crane. Height increase will be depending on project progress as per site condition( also subject to Force Majure or lock down (if any) as per direction of EIC.(Note :1st Erection is included in rate ) | Nos | 5 | 35000 | Amended & Approved
The Soul, Rajarhat | BASEMENT WITH PODIUM | Landscaping |  | WO/HR01/BP01/47 | A.M. Enterprise | Podium Landscape Granite Work | Podium Landscape Granite Work |  | 0 | 0 | Approved
The Soul, Rajarhat | BASEMENT WITH PODIUM | Landscaping |  | WO/HR01/BP01/47 | A.M. Enterprise | Granite Work | Fixing charges of Granite patty (shade as approved) in any level over 20-30mm thick cement mortar (1:4) with necessary chipping (as per direction of EIC) of surface, laid to proper line, level & slope with proper curing as per direction, joint filled with cement mixed pigment matched with shade, all finishing & cleaning all complete as per drawing, direction of Engineer-in-charge / Architect. (Only cement, Granite, will be supplied by the Client but subject to reconciliation. Material requisition to be submitted by the contractor. Shifting & lifting of all materials & machineries and scaffolding (if required) are in contractor's scope). Location: Planter top | Rft | 6243.5 | 60 | Approved
The Soul, Rajarhat | BASEMENT WITH PODIUM | Landscaping |  | WO/HR01/BP01/47 | A.M. Enterprise | Molding & Polishing | Molding & Polishing: Charges for Molding/ Chamfering with Polishing all complete as per direction of EIC | Rft | 7494.5 | 33 | Approved
The Soul, Rajarhat | BASEMENT WITH PODIUM | Landscaping |  | WO/HR01/BP01/47 | A.M. Enterprise | Granite Work | Fixing charges of Granite stone (shade as approved) at Tread and Landing portion of Amphitheater and Seating Area by cutting the edge nosing in uniform thickness in any level over a bed of 30-40mm thick cement mortar (1:4) with necessary chipping of surface (as per direction of EIC), laid to proper line, level & slope with proper curing as per direction, joint filled with cement mixed pigment matched with shade including all finishing & cleaning all complete as per drawing, direction of Engineer-in-charge / Architect.. (Only cement, Granite, will be supplied by the Client but subject to reconciliation. Material requisition to be submitted by the contractor. Shifting & lifting of all materials & machineries and scaffolding (if required) are in contractor's scope). | Sq.Ft. | 10304.5 | 55 | Approved
The Soul, Rajarhat | BASEMENT WITH PODIUM | Landscaping |  | WO/HR01/BP01/47 | A.M. Enterprise | Swimming Pool Tiles Fixing | Swimming Pool Tiles Fixing: Providing and Labour charges for fixing of Picalo Tiles (50X50X6) at Swimming pool inside on a bed of adhesive (LATICRETE® 335 -- Coverage - 55 - 60 Sft per 20 Kg bag) mixed with Water proofing chemical and Jointing the tiles with epoxy grouting material (Latapoxy SP 100 - Coverage - 64 - 72 Sft per 5 Kg for 2 mm joint width and 6 mm joint depth) including 20-25 mm thk. plastering work(1:4) at surface area all complete at all level as per drawing & direction of Engineer in charge. Tiles, Cement, Water proofing chemical and LATICRETE® 335 will be supplied by Client, but subjected to reconciliation. Location - Swimming pool | Sq.Ft. | 8311 | 100 | Approved
SOUTHWINDS PROJECT LLP (PHASE - III & IV) | PRE-CONSTRUCTION PHASE - III & IV | Infrastructure for Electrical & Construction Power |  | WO/SP34/PC34/22 | RTS power Corporation Limited | Service charges 315 KVA transformer | Service charges 315 KVA transformer ( Construction Power ) as per following B.O.Q |  | 0 |  | Approved
SOUTHWINDS PROJECT LLP (PHASE - III & IV) | PRE-CONSTRUCTION PHASE - III & IV | Infrastructure for Electrical & Construction Power |  | WO/SP34/PC34/22 | RTS power Corporation Limited | Transformer Oil | Charges of Supply of Transformer Oil as per direction of EIC. | Ltrs. | 0 |  | Approved
SOUTHWINDS PROJECT LLP (PHASE - III & IV) | PRE-CONSTRUCTION PHASE - III & IV | Infrastructure for Electrical & Construction Power |  | WO/SP34/PC34/22 | RTS power Corporation Limited | Transformer Breather | Charges of Supply of Transformer Breather as per direction of EIC. | Nos | 0 |  | Approved
SOUTHWINDS PROJECT LLP (PHASE - III & IV) | PRE-CONSTRUCTION PHASE - III & IV | Infrastructure for Electrical & Construction Power |  | WO/SP34/PC34/22 | RTS power Corporation Limited | Gas Kit Charges | Charges of Supply of Gas Kit Charges as per direction of EIC. | Lump Sum | 0 |  | Approved
SOUTHWINDS PROJECT LLP (PHASE - III & IV) | PRE-CONSTRUCTION PHASE - III & IV | Infrastructure for Electrical & Construction Power |  | WO/SP34/PC34/22 | RTS power Corporation Limited | Manpower Charges | Service / Manpower Charges | Nos | 0 |  | Approved
Primarc Chambers | COMMON INFRASTRUCTURE | Consultancy Charges | OTHER CONSLUTANTS | WO/PCH/PC04/13 | GLOBAL LAB | Testing Charges for reinforcement Steel bar: | Testing Charges for reinforcement Steel bar: A. Chemical Test (Carbon, Sulphur & Phosphorus) [01] Test Method: ASTM E 415;2021, Reference Standard IS 1786:2008 RA 2018 amendement-04 Minimum sample Qty- 3 Specimen of about 100mm B. Physical Test- (Unit Mass, Yield Stress, Tensile Strength, % Elongation at fracture, Bend & Rebend Test) [01] Test Method: IS 1608 Part-01:2018, IS 1786:2008 RA 2018 amendement-04, IS 1599:2019 Minimum sample Qty- 3 Specimen of about 1.5m | Set | 12 | 1950 | Approved
Primarc Chambers | COMMON INFRASTRUCTURE | Consultancy Charges | OTHER CONSLUTANTS |  |  | Chemical Test | A. Chemical Test (Carbon, Sulphur & Phosphorus) [01] Test Method: ASTM E 415;2021, Reference Standard IS 1786:2008 RA 2018 amendement-04 Minimum sample Qty- 3 Specimen of about 100mm | Set |  |  | Approved
SOUTHWINDS PROJECT LLP (PHASE - III & IV) | OVERHEAD PHASE - III & IV | Pest Control |  | WO/SP34/OP34/4 | Secura Infra Services Pvt. Ltd. | Mosquito control | Larvae Control Treatment Spraying Chemical (Sumilarv/Bilarv) 3 times in Month. Adult Mosquito Control Treatment i. Spraying Chemical (Malathion/Lamda Cyhalothrin)09 times in Month. ii. Smoke Fogging (Cyphenothrin 5% EC/Deltamethrin 1.25% ULV) 09 times in Month. At Project Premises: 1. Southwinds Site office 2. MA construction site office 3. Labour Hutment & Bath area at Danta city area 4. Security Hutment at 70 Katha area. 5. Security posts at 04 locations 6. Bathing plant area & QC lab Date – 01/05/22 to 31/10/22 | Months | 6 | 10000 | Approved
SOUTHWINDS PROJECT LLP (PHASE - III & IV) | PRE-CONSTRUCTION PHASE - III & IV | Plumbing/Sanitory |  | WO/SP34/PC34/6 | GOBINDA CHANDRA SAHOO | Plumbing Work | Supply of Labour for Water connection & Miscellaneous plumbing work as per B.O.Q & direction of EIC. |  | 0 | 0 | Approved
SOUTHWINDS PROJECT LLP (PHASE - III & IV) | PRE-CONSTRUCTION PHASE - III & IV | Plumbing/Sanitory |  | WO/SP34/PC34/6 | GOBINDA CHANDRA SAHOO | Plumber | Labour Charges For Plumber For Misc. Work Including All Sundry Materials(Solvent Cement ,Jute,Clamps Etc.)As per direction Eic. | Nos | 143.5 | 670 | Approved
SOUTHWINDS PROJECT LLP (PHASE - III & IV) | PRE-CONSTRUCTION PHASE - III & IV | Plumbing/Sanitory |  | WO/SP34/PC34/6 | GOBINDA CHANDRA SAHOO | Helper(Plumber) | Labour Charges For Helper(Plumber) For Misc. Work Including All Sundry Materials(Solvent Cement ,Jute,Clamps Etc.)As per direction Eic. | Nos | 115.5 | 470 | Approved
The Soul, Rajarhat | PRE-CONSTRUCTION PHASE | Temp fencing wall & Gate |  | WO/HR01/PCE01/43 | PROTECH ENGINEERS | Temporary Fencing | Supply and Erection of Temporary Fencing in Between Phase 01 & 02 with two nos. Gate (marked in Attached Drawing) made with MS SHS 49.5X49.5X4.5 (Post), MS SHS 32X32X3.2 (Runner/Ties), MS 100X50 C Channel (Gate), Blue Scope Sheet (8'X3.5') including one coat of red-oxide primer on MS Surface as per direction of EIC The scope of work include transportation, loading Unloading cost, Work Specification: 1. Height of the Barricade and clearance at the bottom: 2.4 m and 0.15 mm 2. Embedment in Earth: .45 m 3. Center to Center Distance of Post: 3 m 4. Nos. of interconnection with lateral 3 Nos ties 5. Sheet Fixed Vertically Client Supply: Blue Scope Sheet, Sand, Stone, Cement at free of cost but subjected to reconciliation. |  | 0 | 0 | Approved
The Soul, Rajarhat | PRE-CONSTRUCTION PHASE | Temp fencing wall & Gate |  | WO/HR01/PCE01/43 | PROTECH ENGINEERS | MS Work | Supply and Erection of Temporary Fencing MS Work | Kg | 1886 | 105 | Approved
The Soul, Rajarhat | PRE-CONSTRUCTION PHASE | Temp fencing wall & Gate |  | WO/HR01/PCE01/43 | PROTECH ENGINEERS | Sheet Fixing | Labour Charges of sheet Fixing including the supply of self driven Screw Mode of Measurement: SQFT (Height of Fencing X Length of Fencing) | Sq.Ft. | 3333 | 15 | Approved
Primarc Chambers | MARKETING | Marketing Office |  | WO/PCH/PC03/40 | K3 Hygienic Service | Internal paint repair work | Internal paint repair work |  | 0 | 0 | Approved
Primarc Chambers | MARKETING | Marketing Office |  | WO/PCH/PC03/40 | K3 Hygienic Service | Crack repair | Internal Crack repairing with labour and material including cutting, cleaning, filling with crack seal and putty and sand papering etc. | Lump Sum | 1 | 750 | Approved
Primarc Chambers | MARKETING | Marketing Office |  | WO/PCH/PC03/40 | K3 Hygienic Service | Paint | Providing and Applying of One coat Water Base primer with two coats of Plastic Paint including scaping, sand papering with all finishing work Lobby wall & ceiling as per direction of EIC. Note: Material shall be applied after approval of EIC. Brand : (Asian Paints/ICI/Berger) | Sq.Ft. | 700 | 8 | Approved
SOUTHWINDS PROJECT LLP (PHASE - III & IV) | BLOCK PHASE - IV | Water Proofing |  | WO/SP34/BP4/9 | AKJ Engineers Pvt. Ltd. | STP Water proofing at Bl-13 | STP Water proofing at Bl-13 as per B.O.Q & direction of EIC. |  | 0 | 0 | Approved
SOUTHWINDS PROJECT LLP (PHASE - III & IV) | BLOCK PHASE - IV | Water Proofing |  | WO/SP34/BP4/9 | AKJ Engineers Pvt. Ltd. | outside | Water proofing work at STP (From OutSide) : Surface preparation : Charges towards cleaning the surface with wire brush, water etc. to remove all dirt,dust, loose particles etc., sealing the cracks (if any), making necessary groove along the existing construction joints, removal of loose mortar/concrete , providing a bond coat of Sika Latex admixed cement slurry & finally patching the same with Sika Latex enriched cement-sand mortar etc. incl. sealing of Tie rods with Sika Latex enriched cement-sand mortar, all complete as per manufacturers specification and direction of EIC. (Cutting of Rod is Client's Scope) . Water Proofing Coating : Charges towards Providing two coats of 2 Comp.Acrylic polymer modified waterproofing slurry coating Sikatop Seal-109 hi, (after application of 1st coat of Sikatop Seal 109 hi laying of Fibre glass cloth while the coating is in green stage then application of 2nd coat shall be applied ) as per manufacturer specification and direction of EIC. After 24 hrs of coating , the same shall be cured for 3-4 days by sprinkling water on it. Protective Plaster : Providing 10-12 mm thick cement protective plaster (1:4) admixed with Sika Plastocrete Super @ 100gms/ bag of cement over coated surface, as per direction of EIC. Only Cement , Sand & Stonechips will be supplied by Client, but subjected to reconciliation. (Location - Outside Wall & Floor etc.) | Sq.Mtr. | 406.076 | 600 | Approved
SOUTHWINDS PROJECT LLP (PHASE - III & IV) | BLOCK PHASE - IV | Water Proofing |  | WO/SP34/BP4/9 | AKJ Engineers Pvt. Ltd. | Inside | Water proofing work at STP (From Inside) : Surface preparation : Charges towards cleaning the surface with wire brush, water etc. to remove all dirt,dust, loose particles etc., sealing the cracks (if any), making necessary groove along the existing construction joints, removal of loose mortar/concrete , providing a bond coat of Sika Latex admixed cement slurry & finally patching the same with Sika Latex enriched cement-sand mortar etc. incl. sealing of Tie rods with Sika Latex enriched cement-sand mortar, all complete as per manufacturers specification and direction of EIC. (Cutting of Rod is Client's Scope) . Water Proofing Coating : Charges towards Providing two coats of 2 Comp.Acrylic polymer modified waterproofing slurry coating Sikatop Seal-109 hi, (after application of 1st coat of Sikatop Seal 109 hi laying of Fibre glass cloth while the coating is in green stage then application of 2nd coat shall be applied ) as per manufacturer specification and direction of EIC. After 24 hrs of coating , the same shall be cured for 3-4 days by sprinkling water on it. Protective Plaster : Providing 10-12 mm thick cement protective plaster (1:4) admixed with Sika Plastocrete Super @ 100gms/ bag of cement over coated surface, as per direction of EIC. Neat Cement Finish Inside UGR: Charges towards provide 4mm neat cement Punning (Cement consumption not more than 2.75kg/sqm) over Plastered surface using approved brand cement, all complete as per the specification and direction of Engineer-in-Charge. Cement will be supplied by client but subjected to reconciliation. Only Cement , Sand & Stonechips will be supplied by Client, but subjected to reconciliation. (Location - Pump room , Sump Wall & Floor ) | Sq.Mtr. | 738.003 | 600 | Approved
SOUTHWINDS PROJECT LLP (PHASE - III & IV) | BLOCK PHASE - IV | Water Proofing |  | WO/SP34/BP4/9 | AKJ Engineers Pvt. Ltd. | Grouting Work | Grouting Work from inside (If required) : Charges towards pressure grouting work with neat cement slurry admixture with expanding grout admixture Sika Intraplast-EP @500gms/bag of cement using 12 mm dia, 75 mm long PVC nozzles including drilling holes, fixing nozzles with extra quick setting liquid Sika-2. Sealing the holes after grouting, finally sealing the same with Sika Latex enriched cement sand mortar etc. complete as per manufacturers specification & direction of EIC (Cutting of Rod is client,s scope ) | Nos | 524 | 225 | Approved
SOUTHWINDS PROJECT LLP (PHASE - III & IV) | BLOCK PHASE - IV | Water Proofing |  | WO/SP34/BP4/9 | AKJ Engineers Pvt. Ltd. | Screed Concrete | Charges towards laying of avg. 75 mm screed concrete in prop. of 1:1.5:3 (1 part cement :1.5 part sand: 3 part aggregate) admixed with integral waterproofing compound Sika Plastocrete Plus @ 0.2% by wt. of cement over the floor area, complete as per specification & direction of EIC. (Only Cement will be supplied by client) (Location - STP Pump room Floor ) | Sq.Mtr. | 103.878 | 210 | Approved
SOUTHWINDS PROJECT LLP (PHASE - III & IV) | COMMON INFRASTRUCTURE - PHASE III & IV | Consultancy Charges | OTHER CONSLUTANTS | WO/SP34/CI34/43 | Pacific Scientific Consultancy Pvt. Ltd. | compliance report | Consultancy Charges for 18 months compliance report in 3 sets (6 months + 6 months + 6 months ) including monitoring, details attached in Annexure ; Time Period: Set-I: April 21 to September 21 Set-II: October 21 to March 22 . Set-III: April 22 to September 22. | Set | 3 | 90000 | Approved
The Soul, Rajarhat | BASEMENT WITH PODIUM | Civil | Basement with Podium | WO/HR01/BP01/15 | ASRAFUL MONDAL | Concrete of M20 Screed (Pipe Line) | Charges for Supply of Concrete of M20 Screed (Pipe Line) Rate include cleaning of spill of concrete after casting as per direction of EIC | Cum. | 258 | 230 | Approved
Primarc Chambers | MARKETING | Marketing Office |  | WO/PCH/PC03/41 | MMK INTERIOR | False ceiling repair | All charges for Providing and fixing gypsum board false ceiling work comprising of necessary framework, main channel with GI connecting clips. Gypsum board 12mm thick is screwed & fixed to ceiling section, finished with jointing compound, paper tape including necessary scaffolding & tool tackles all complete as per direction of drawing and direction of Engineer-In- Charge. {note: any repairing in false ceilng is included in rate) | Lump Sum | 1 | 13500 | Approved
SOUTHWINDS PROJECT LLP (PHASE - III & IV) | COMMON INFRASTRUCTURE - PHASE III & IV | Boundary Wall | Painting | WO/SP34/CI34/39 | Madhuban International | One coats cement base paint | Providing and applying of one coats cement base paint (boundary wall ) at all level including Rub down, clean and filled with approved filler material with tool tackles & scaffolding as per direction of Engineer in Charge. Brand: Snowcem | Sq.Ft. | 1135.117 | 2.25 | Approved
The Soul, Rajarhat | BLOCK | Signages and Art Work | Art Work | WO/HR01/BOK01/139 | PRABIR SAHA | Wall Painting & Quote Writing Work | Wall Painting & Quote Writing Work Colour Code: Approved By Site Brand: ICI/ Asian/ Berger |  | 0 | 0 | Approved
The Soul, Rajarhat | BLOCK | Signages and Art Work | Art Work | WO/HR01/BOK01/139 | PRABIR SAHA | Line painting with Multicolor | Line painting with Multicolor: Charges for Line painting with multi colour including all material as per approved drawing and colour code. Location: T5 & T4 Lobby Opposite to Elevator | Nos | 31 | 1750 | Approved
The Soul, Rajarhat | BLOCK | Signages and Art Work | Art Work | WO/HR01/BOK01/139 | PRABIR SAHA | Quote Writing | Quote Writing: Charges for Quote writing including all material as per approved drawing and colour code. Location: T5 & T4 Lobby Opposite to Elevator | Nos | 31 | 600 | Approved
The Soul, Rajarhat | BLOCK | Signages and Art Work | Art Work | WO/HR01/BOK01/139 | PRABIR SAHA | Line Painting with white Colour | Line Painting with white Colour: Charges for Line Painting with white Colour including all material as per approved drawing and colour code. Location: T5,6, 7, 8, 1, 2, 3 & T4 Lobby beside Fire Stair | Nos | 127 | 450 | Approved
The Soul, Rajarhat | BLOCK | Signages and Art Work | Art Work | WO/HR01/BOK01/139 | PRABIR SAHA | Quote Writing | Quote Writing: Charges for Quote writing including all material as per approved drawing and colour code. Location: T5,6, 7, 8, 1, 2, 3 & T4 Lobby beside Fire Stair | Nos | 96 | 200 | Approved
The Ramdulari | PRE-CONSTRUCTION PHASE | Mechanical Equipment |  | WO/RP/RP01/31 | M. S. ENTERPRISE. | Hydra Crane hiring on daily rental basis | Hire charges for 14 Ton Hydra Crane including diesel and operator for Sorting of materials at site as per direction of EIC. | Days | 5 | 4400 | Amended & Approved
SOUTHWINDS PROJECT LLP (PHASE - III & IV) | COMMON INFRASTRUCTURE - PHASE III & IV | Land Development |  | WO/SP34/CI34/44 | R.M.CO.& PLAMBER | Dismantling of old House | Labour charges for dismantling of existing old house (approx. 10.00 m X 6.0 m X 2.8 m (Ht.) above EGL with earthen tile + GI sheet roof , door , window & having foundation approx. 1.0 m Below EGL ) at Ground Floor of Block-12, including tools & tackles etc. for all lead & lift, for all level and maintaining dump yard for all dismantled material within the specified lines and levels to the entire satisfaction of Engineer-in-Charge disposing full of the dismantled material & its debris at designated dump yard outside of the site premises as specified by statutory authorities under contractor’s own arrangement including all statutory sanction and royalties if any shall be paid by the contractor. ( All material will be received by the contractor except G.I sheet ) | Lump Sum | 1 | 23000 | Approved
The Soul, Rajarhat | CLUB | Window and Glazing |  | WO/HR01/CL07/10 | GLASTAL ENGINEERS PRIVATE LIMITED | External Glazing | External Glazing: High Performance ALUTECH Series, with Italian series extrusion, microwave cured EPDM gaskets imported hardware, super durable powder coating from Akzonobel. The system is designed to meet wind pressure providing high quality insulation against air infiltration, water ingress, sound and air pollution Series: Alutech Glass: ST 150 of Approved thickness Toughened Glass Hardware Material: Imported (As per Block) |  | 0 | 0 | Amended & Approved
The Soul, Rajarhat | CLUB | Window and Glazing |  | WO/HR01/CL07/10 | GLASTAL ENGINEERS PRIVATE LIMITED | GL- 3630 | GL- 3630: GL-3630 (3630X3300) Glass: 6 mm ST 150 (Toughened) Area: 128.94 SQFT Location: 2nd Floor; Lift Lobby Area | Nos | 1 | 62710 | Approved
The Soul, Rajarhat | CLUB | Window and Glazing |  | WO/HR01/CL07/10 | GLASTAL ENGINEERS PRIVATE LIMITED | GL - 5980 | GL - 5980 GL - 5980 (5980X3300 with Door 1800X2450) Glass: 6 mm ST 150 (Toughened) Area: 212.42 SQFT Location: 2nd Floor; Lift Lobby Area | Nos | 1 | 103464 | Approved
The Soul, Rajarhat | CLUB | Window and Glazing |  | WO/HR01/CL07/10 | GLASTAL ENGINEERS PRIVATE LIMITED | GL-3600 | GL-3600 GL-3600 (3600X3650) Glass: 6 mm ST 150 (Toughened) Area: 141.44 SQFT Location: 2nd Floor; Health Lougnge Area | Nos | 1 | 68280 | Approved
The Soul, Rajarhat | CLUB | Window and Glazing |  | WO/HR01/CL07/10 | GLASTAL ENGINEERS PRIVATE LIMITED | GL-4850 | GL-4850 GL-4850 (4850x3650),4 nos. top hung window Glass: 6mm ST 150 (Toughened) Area: 190.55 SQFT Location: 2nd Floor; Health Lougnge Area | Nos | 2 | 91205 | Approved
The Soul, Rajarhat | CLUB | Window and Glazing |  | WO/HR01/CL07/10 | GLASTAL ENGINEERS PRIVATE LIMITED | GL-2450 | GL-2450 GL-2450 (2450x3650),2 nos top hung window Glass: 6mm ST 150 (Toughened) Area: 96.26 SQFT Location: 2nd Floor; Health Lougnge Area | Nos | 1 | 46683 | Approved
The Soul, Rajarhat | CLUB | Window and Glazing |  | WO/HR01/CL07/10 | GLASTAL ENGINEERS PRIVATE LIMITED | GL-2155 | GL-2155 GL-2155 (2155x3650) Glass: 6mm ST 150 (Toughened) Area: 84.67 SQFT Location: Theatre Area | Nos | 1 | 42149 | Approved
The Soul, Rajarhat | CLUB | Window and Glazing |  | WO/HR01/CL07/10 | GLASTAL ENGINEERS PRIVATE LIMITED | GL-2400 | GL-2400 GL-2400 (2400x3650), 2 nos top hung window Glass: 6mm ST 150 (Toughened) Area: 94.29 SQFT Location: Indoor Games Area | Nos | 3 | 45911 | Approved
The Soul, Rajarhat | CLUB | Window and Glazing |  | WO/HR01/CL07/10 | GLASTAL ENGINEERS PRIVATE LIMITED | GL-3650 | GL-3650 GL-3650 (3670x3300) Glass: 6mm ST 150 (Toughened) Area: 130.36 Location: Lobby | Nos | 1 | 63426 | Approved
The Soul, Rajarhat | CLUB | Window and Glazing |  | WO/HR01/CL07/10 | GLASTAL ENGINEERS PRIVATE LIMITED | GL-2140 | GL-2140 GL-2140 (2140x3300) Glass: 6mm ST 150 (Toughened) Area: 76.02 SQFT Location: Banquet Lobby | Nos | 1 | 38327 | Approved
The Soul, Rajarhat | CLUB | Window and Glazing |  | WO/HR01/CL07/10 | GLASTAL ENGINEERS PRIVATE LIMITED | GL-3600 | GL-3600 GL-3600 (3600x3300) Glass: 6mm ST 150 (Toughened) Area: 127.88 SQFT Location: 2nd Floor, Lobby & Banquet Lobby | Nos | 1 | 62441 | Approved
The Soul, Rajarhat | CLUB | Window and Glazing |  | WO/HR01/CL07/10 | GLASTAL ENGINEERS PRIVATE LIMITED | GL-3925 | GL-3925: GL-3925 + 1No GD-5(3925x3300) & 1No (1200x2450) Glass: 6mm ST 150 (Toughened) Area: 139.42 SQFT Location: 2nd Floor, Lobby & Banquet Lobby | Nos | 1 | 67023 | Approved
The Soul, Rajarhat | CLUB | Window and Glazing |  | WO/HR01/CL07/10 | GLASTAL ENGINEERS PRIVATE LIMITED | GL-7200 | GL-7200: GL-7200 (7200x3300)+3nos double shutter door (2400x2450) Glass: 6mm ST 150 (Toughened) Area: 255.75 SQFT Location: 2nd Floor, Pre Function Area | Nos | 1 | 123213 | Approved
The Soul, Rajarhat | CLUB | Window and Glazing |  | WO/HR01/CL07/10 | GLASTAL ENGINEERS PRIVATE LIMITED | GL-4800 | GL-4800 GL-4800 (4300x3300), +2nos double shutter door (2150x2450) Glass: 6mm ST 150 (Toughened) Area: 152.74 SQFT Location: 2nd Floor, Pre Function Area | Nos | 2 | 74083 | Approved
The Soul, Rajarhat | CLUB | Window and Glazing |  | WO/HR01/CL07/10 | GLASTAL ENGINEERS PRIVATE LIMITED | GL-6300 | GL-6300: GL-6300 (6800x3300), +3nos double shutter door (2267x2450) Glass: 6mm ST 150 (Toughened) Area: 241.54 SQFT Location: 2nd Floor, Pre Function Area | Nos | 1 | 119290 | Approved
The Soul, Rajarhat | CLUB | Window and Glazing |  | WO/HR01/CL07/10 | GLASTAL ENGINEERS PRIVATE LIMITED | GL-3600 | GL-3600: GL-3600 + 1No GD-3(3150x3300) & 1No double shutter door (1800x2450) Glass: 6mm ST 150 (Toughened) Area: 111.89 SQFT Location: 2nd Floor, Pre Function Area | Nos | 1 | 54633 | Approved
The Soul, Rajarhat | CLUB | Window and Glazing |  | WO/HR01/CL07/10 | GLASTAL ENGINEERS PRIVATE LIMITED | GL-3030 | GL-3030 GL-3030 (3030x3300) Glass: 6mm ST 150 (Toughened) Area: 107.63 SQFT Location: 2nd Floor, Pre Function Area | Nos | 1 | 54420 | Approved
The Soul, Rajarhat | CLUB | Window and Glazing |  | WO/HR01/CL07/10 | GLASTAL ENGINEERS PRIVATE LIMITED | GL-3600 | GL-3600 GL-3600 + 1No GD-4(3600x3650) & 1No (1800x2950) Glass: 6mm ST 150 (Toughened) Area: 141.44 SQFT Location: 2nd Floor, Banquet 3 Area | Nos | 2 | 67733 | Approved
The Soul, Rajarhat | CLUB | Window and Glazing |  | WO/HR01/CL07/10 | GLASTAL ENGINEERS PRIVATE LIMITED | GL-1200 | GL-1200 GL-1200 (1250x3650), Door 1250x2950 Glass: 8 mm ST 150 (Toughened) Area: 49.11 SQFT Location: 2 nd Floor, Health Lounge | Nos | 1 | 56476 | Approved
The Soul, Rajarhat | CLUB | Window and Glazing |  | WO/HR01/CL07/10 | GLASTAL ENGINEERS PRIVATE LIMITED | GL-2000 | GL-2000 GL-2000 (2000x2450)+ 1 nos. Double Shutter Door (2000x2450) Glass: 8 mm ST 150 (Toughened) Area: 52.74 SQFT Location: Banquet 03 | Nos | 1 | 60651 | Approved
The Soul, Rajarhat | CLUB | Window and Glazing |  | WO/HR01/CL07/10 | GLASTAL ENGINEERS PRIVATE LIMITED | Internal Glazing: | Internal Glazing: High Performance ALUTECH Series with MS Curtainwall (MS Rectangular Section 122X61X4.8 mm) , with Italian series extrusion, microwave cured EPDM gaskets imported hardware, super durable powder coating from Akzonobel. The system is designed to meet wind pressure providing high quality insulation against air infiltration, water ingress, sound and air pollution Series: Alutech/ MS Curtainwall Glass: ST 150 of Approved thickness Toughened Glass Hardware Material: Imported (As per Block) |  | 0 | 0 | Amended & Approved
The Soul, Rajarhat | CLUB | Window and Glazing |  | WO/HR01/CL07/10 | GLASTAL ENGINEERS PRIVATE LIMITED | GL-10610 | GL-10610: GL-10610 + 1No GD-3(10610x3700) & 1No (2000x2750) Glass: 8 mm ST 150 (Toughened) Location: Health Lougnge Area | Sq.Ft. | 422.56 | 700 | Approved
The Soul, Rajarhat | CLUB | Window and Glazing |  | WO/HR01/CL07/10 | GLASTAL ENGINEERS PRIVATE LIMITED | GL-5100 | GL-5100 GL-5100 + 1NO GD-6(5100x3700) + 1No (1050x2750) Glass: 8 mm ST 150 (Toughened) Location: Reading Lougnge Area | Sq.Ft. | 203.12 | 700 | Approved
The Soul, Rajarhat | CLUB | Window and Glazing |  | WO/HR01/CL07/10 | GLASTAL ENGINEERS PRIVATE LIMITED | GL-3975 | GL-3975 GL-3975 (3975x3000) Glass: 8 mm ST 150 (Toughened) Location: Reading Lougnge Area | Sq.Ft. | 128.36 | 700 | Approved
The Soul, Rajarhat | CLUB | Window and Glazing |  | WO/HR01/CL07/10 | GLASTAL ENGINEERS PRIVATE LIMITED | GL-12490 | GL-12490 + 1No GD-3(12450x3700) & 1No (1800x2750) Glass: 8 mm ST 150 (Toughened) Location: Kids Indoor Lougnge Area | Sq.Ft. | 495.84 | 700 | Approved
The Soul, Rajarhat | CLUB | Window and Glazing |  | WO/HR01/CL07/10 | GLASTAL ENGINEERS PRIVATE LIMITED | GL-17000 | GL-17000 GL-17000 + 1No GD-3(17060x3700) & 1No (1800x2750) Glass: 8 mm ST 150 (Toughened) Location: Indoor Games Area | Sq.Ft. | 679.45 | 700 | Approved
The Soul, Rajarhat | CLUB | Window and Glazing |  | WO/HR01/CL07/10 | GLASTAL ENGINEERS PRIVATE LIMITED | Cafe | Café Glazing: High Performance ALUTECH Series with MS Curtainwall (MS Rectangular Section 122X61X4.8 mm) and Aluminium Curtainwall , with Italian series extrusion, microwave cured EPDM gaskets imported hardware, super durable powder coating from Akzonobel. The system is designed to meet wind pressure providing high quality insulation against air infiltration, water ingress, sound and air pollution Series: Alutech/ MS Curtainwall/ Aluminium Curtain Wall Glass: ST 150 of Approved thickness Toughened Glass Hardware Material: Imported (As per Block) |  | 0 | 0 | Approved
The Soul, Rajarhat | CLUB | Window and Glazing |  | WO/HR01/CL07/10 | GLASTAL ENGINEERS PRIVATE LIMITED | GL-6950 | GL-6950: GL-6950 + 1No GD-3(6950x3700) & 1No (1800x2750) Glass: 8 mm ST 150 (Toughened) | Sq.Ft. | 276.8 | 700 | Approved
The Soul, Rajarhat | CLUB | Window and Glazing |  | WO/HR01/CL07/10 | GLASTAL ENGINEERS PRIVATE LIMITED | ACS | Aluminium Curtainwall Structure (1200x3000) Glass: 12 mm ST 150 (Toughened) Qty: 9 Nos | Sq.Ft. | 348.76 | 625 | Approved
The Soul, Rajarhat | CLUB | Window and Glazing |  | WO/HR01/CL07/10 | GLASTAL ENGINEERS PRIVATE LIMITED | ACS | Aluminium Curtainwall Structure (1160x3000) Glass: 12 mm ST 150 (Toughened) Qty: 2 Nos | Sq.Ft. | 74.92 | 625 | Approved
The Soul, Rajarhat | CLUB | Window and Glazing |  | WO/HR01/CL07/10 | GLASTAL ENGINEERS PRIVATE LIMITED | ACS | Aluminium Curtainwall Structure (1650x3000) Glass: 12 mm ST 150 (Toughened) Qty: 1 Nos | Sq.Ft. | 53.29 | 625 | Approved
The Soul, Rajarhat | CLUB | Window and Glazing |  | WO/HR01/CL07/10 | GLASTAL ENGINEERS PRIVATE LIMITED | ACS | Aluminium Curtainwall Structure (1850x3000) Glass: 12 mm ST 150 (Toughened) Qty: 1 Nos | Sq.Ft. | 59.74 | 625 | Approved
The Soul, Rajarhat | CLUB | Window and Glazing |  | WO/HR01/CL07/10 | GLASTAL ENGINEERS PRIVATE LIMITED | Extra for Curved Glass | Extra for Curved Glass | Nos | 2 | 45000 | Approved
The Soul, Rajarhat | CLUB | Window and Glazing |  | WO/HR01/CL07/10 | GLASTAL ENGINEERS PRIVATE LIMITED | Extra for Top Hung | Extra Charges for top Hung (1200/1225X1800) | Nos | 16 | 11000 | Approved
The Soul, Rajarhat | CLUB | Window and Glazing |  | WO/HR01/CL07/10 | GLASTAL ENGINEERS PRIVATE LIMITED | GL-2500 | GL-2500 GL-2500 + 1No GD3(2600x2050) & 1No (1800x2450) Glass: 8 mm ST 150 (Toughened) Area: 55.17 SQFT Location: 3rd Floor Lobby | Nos | 1 | 40300 | Approved
The Soul, Rajarhat | CLUB | Window and Glazing |  | WO/HR01/CL07/10 | GLASTAL ENGINEERS PRIVATE LIMITED | GL-5450 | GL-5450 GL-5450 + 1No GD3(5450x2050) & 1No (1800x2450) Glass: 8 mm ST 150 (Toughened) Area: 120.26 SQFT Location: 3rd Floor Lobby | Nos | 1 | 75093 | Approved
The Soul, Rajarhat | CLUB | Window and Glazing |  | WO/HR01/CL07/10 | GLASTAL ENGINEERS PRIVATE LIMITED | Internal Louvers | Internal Louvers (1100x600) Location: 2nd & 3rd Floor | Nos | 4 | 4366 | Approved
The Soul, Rajarhat | CLUB | Window and Glazing |  | WO/HR01/CL07/10 | GLASTAL ENGINEERS PRIVATE LIMITED | Additional Charges | Additional Charges for Door Leaf (All size)and Branded Door Closer (As per Approval) |  | 0 | 0 | Approved
The Soul, Rajarhat | CLUB | Window and Glazing |  | WO/HR01/CL07/10 | GLASTAL ENGINEERS PRIVATE LIMITED | Door Leaf | Door Leaf (all Sizes) | Nos | 42 | 21000 | Approved
The Soul, Rajarhat | CLUB | Window and Glazing |  | WO/HR01/CL07/10 | GLASTAL ENGINEERS PRIVATE LIMITED | Door Closer GEZE Make | Door Closer GEZE Make | Nos | 44 | 10000 | Approved
The Soul, Rajarhat | CLUB | Window and Glazing |  | WO/HR01/CL07/10 | GLASTAL ENGINEERS PRIVATE LIMITED | Door Closer DORMA Make | Door Closer DORMA Make | Nos | 0 | 4800 | Approved
The Ramdulari | COMMON INFRASTRUCTURE | Landscaping |  |  |  | Supply of outside planter | Supply of outside planter |  |  |  | Amended & Draft
The Ramdulari | COMMON INFRASTRUCTURE | Landscaping |  |  |  | FERN | BOTANICAL NAME: FERN (HORSETAIL FERN), DEVELOP SPECIFICATION (OVERALL HEIGHT- 8" TO 10" ) | Nos |  |  | Approved
The Ramdulari | COMMON INFRASTRUCTURE | Landscaping |  |  |  | FICUS | BOTANICAL NAME: FICUS TRIANGULARIS (DEVELOP SPECIFICATION (OVERALL HEIGHT- 2.5 FEET ) | Nos |  |  | Approved
The Ramdulari | COMMON INFRASTRUCTURE | Landscaping |  |  |  | Carriage | Misc. charges for transportation cost of plant at site | Lump Sum |  |  | Approved
The Soul, Rajarhat | BLOCK | Painting | Internal Painting | WO/HR01/BOK01/140 | B R C D ASSOCIATES | Internal Paint | Internal Paint |  | 0 | 0 | Approved
The Soul, Rajarhat | BLOCK | Painting | Internal Painting | WO/HR01/BOK01/141 | K3 Hygienic Service | Internal Paint | Internal Paint |  | 0 |  | Approved
The Soul, Rajarhat | BLOCK | Painting | Internal Painting | WO/HR01/BOK01/140 | B R C D ASSOCIATES | Lobby Wall & Ceiling Painting (Acrylic Emulsion Paint) | Lobby Wall & Ceiling Painting (Acrylic Emulsion Paint) Providing and applying of one coat of approved Primer followed by two coats of Acrylic emulsion Paint with complete finish as per approved shade, up to the required height including all surfaces properly cleaned by water jetting and scrapping with hard coir brush prior to application of paint, rub down, clean, fill cracks and holes with approved filler with tool tackles & necessary scaffolding if required as per direction of Engineer in charge. Location: Lobby wall & Ceiling. Colour Code: As per Drawing Brand: ICI (Primer A500 Paint A700) | Sq.Ft. | 94197 | 7.75 | Approved
The Soul, Rajarhat | BLOCK | Painting | Internal Painting | WO/HR01/BOK01/141 | K3 Hygienic Service | Lobby Wall & Ceiling Painting (Acrylic Emulsion Paint) | Lobby Wall & Ceiling Painting (Acrylic Emulsion Paint) Providing and applying of one coat of approved Primer followed by two coats of Acrylic emulsion Paint with complete finish as per approved shade, up to the required height including all surfaces properly cleaned by water jetting and scrapping with hard coir brush prior to application of paint, rub down, clean, fill cracks and holes with approved filler with tool tackles & necessary scaffolding if required as per direction of Engineer in charge. Location: Lobby wall & Ceiling. Colour Code: As per Drawing Brand: ICI (Primer A500 Paint A700) | Sq.Ft. | 0 |  | Approved
The Soul, Rajarhat | BLOCK | Painting | Internal Painting | WO/HR01/BOK01/140 | B R C D ASSOCIATES | Satin Enamel Paint (MAT Finish): | Satin Enamel Paint (MAT Finish): Providing and applying of one coat red oxide primer with two coats of Satin enamel paint (MAT Finish) including scraping, sand papering with all finishing work (MAT finish) as per drawing & direction of Engineer-in-Charge. Note: Material shall be applied after approval of Engineer-in-Charge Location: Stair / Balcony/ Utility/ ODU Railing | Sq.Ft. | 55124 | 10 | Approved
The Soul, Rajarhat | BLOCK | Painting | Internal Painting | WO/HR01/BOK01/141 | K3 Hygienic Service | Satin Enamel Paint (MAT Finish): | Satin Enamel Paint (MAT Finish): Providing and applying of one coat red oxide primer with two coats of Satin enamel paint (MAT Finish) including scraping, sand papering with all finishing work (MAT finish) as per drawing & direction of Engineer-in-Charge. Note: Material shall be applied after approval of Engineer-in-Charge Location: Stair / Balcony/ Utility/ ODU Railing | Sq.Ft. | 0 |  | Approved
The Soul, Rajarhat | BLOCK | Painting | Internal Painting | WO/HR01/BOK01/140 | B R C D ASSOCIATES | Satin Enamel Paint (MAT Finish): | Satin Enamel Paint (MAT Finish): Providing and applying of one coat red oxide primer with two coats of Satin enamel paint (MAT Finish) including scraping, sand papering with all finishing work (MAT finish) as per drawing & direction of Engineer-in-Charge. Note: Material shall be applied after approval of Engineer-in-Charge Location: Louver | Sq.Ft. | 1779 | 11 | Approved
The Soul, Rajarhat | BLOCK | Painting | Internal Painting | WO/HR01/BOK01/141 | K3 Hygienic Service | Satin Enamel Paint (MAT Finish): | Satin Enamel Paint (MAT Finish): Providing and applying of one coat red oxide primer with two coats of Satin enamel paint (MAT Finish) including scraping, sand papering with all finishing work (MAT finish) as per drawing & direction of Engineer-in-Charge. Note: Material shall be applied after approval of Engineer-in-Charge Location: Louver | Sq.Ft. | 0 |  | Approved
The Soul, Rajarhat | BLOCK | Painting | Internal Painting | WO/HR01/BOK01/140 | B R C D ASSOCIATES | Internal door (Wood Primer) | Internal door (Wood Primer) Providing and applying two coats of Wood primer of approved manufacture at both side of Internal Bed Room & Toilet door area including frames, Rabbet Door Architrave(Out Side) and Door Bidding (inside) at any floor levels including scraping, finish work with wood putty all finish etc. as per drawing and direction of EIC Colour Code: As per Drawing Brand: ICI | Sq.Ft. | 67301 | 5.5 | Approved
The Soul, Rajarhat | BLOCK | Painting | Internal Painting | WO/HR01/BOK01/141 | K3 Hygienic Service | Internal door (Wood Primer) | Internal door (Wood Primer) Providing and applying two coats of Wood primer of approved manufacture at both side of Internal Bed Room & Toilet door area including frames, Rabbet Door Architrave(Out Side) and Door Bidding (inside) at any floor levels including scraping, finish work with wood putty all finish etc. as per drawing and direction of EIC Colour Code: As per Drawing Brand: ICI | Sq.Ft. | 0 |  | Approved
The Soul, Rajarhat | BLOCK | Painting | Internal Painting | WO/HR01/BOK01/140 | B R C D ASSOCIATES | False ceiling (water base primer) | False ceiling (water base primer) Providing and applying of two coats of approved water base primer up to the required height including Rub down, clean, fill cracks and holes with approved filler with tools tackles & necessary scaffolding if required as per direction of EIC. Location: False Ceiling Brand: ICI/ Asian | Sq.Ft. | 87904 | 4.5 | Approved
The Soul, Rajarhat | BLOCK | Painting | Internal Painting | WO/HR01/BOK01/141 | K3 Hygienic Service | False ceiling (water base primer) | False ceiling (water base primer) Providing and applying of two coats of approved water base primer up to the required height including Rub down, clean, fill cracks and holes with approved filler with tools tackles & necessary scaffolding if required as per direction of EIC. Location: False Ceiling Brand: ICI/ Asian | Sq.Ft. | 0 |  | Approved
The Soul, Rajarhat | BLOCK | Painting | Internal Painting | WO/HR01/BOK01/140 | B R C D ASSOCIATES | Utility door (Water Repellent Paint) | Utility door (Water Repellent Paint) Providing and applying of 1 Coat of Wood Primer followed by 2 Coats of Premium Satin Enamel (Rich Matt Finish Enamel) of approved manufacture at both side of Utility Door including frames and Rabbet at any floor levels including scraping, finish work with wood putty all finish etc. as per drawing and direction of EIC Colour Code: As per Drawing Brand: ICI/ Asian | Sq.Ft. | 14842 | 10 | Approved
The Soul, Rajarhat | BLOCK | Painting | Internal Painting | WO/HR01/BOK01/141 | K3 Hygienic Service | Utility door (Water Repellent Paint) | Utility door (Water Repellent Paint) Providing and applying of 1 Coat of Wood Primer followed by 2 Coats of Premium Satin Enamel (Rich Matt Finish Enamel) of approved manufacture at both side of Utility Door including frames and Rabbet at any floor levels including scraping, finish work with wood putty all finish etc. as per drawing and direction of EIC Colour Code: As per Drawing Brand: ICI/ Asian | Sq.Ft. | 0 |  | Approved
The Soul, Rajarhat | BLOCK | Painting | Internal Painting | WO/HR01/BOK01/140 | B R C D ASSOCIATES | Cement base paint | Providing and applying of two coats cement base paint (Lift Shaft) at all level including Rub down, clean and filled with approved filler material with tool tackles & scaffolding as per direction of Engineer in Charge. Brand: Snowcem | Sq.Ft. | 38755 | 4 | Approved
The Soul, Rajarhat | COMMON INFRASTRUCTURE | Landscaping | Softscape | WO/HR01/CIH01/72 | Mondal Nurseries & Exterior | Supply of Plants at Courtyard | Supply of Plants with manure at Courtyard as per approved drawing and direction of EIC Location: Block-A/ T05/06/07/08 |  | 0 | 0 | Approved
The Soul, Rajarhat | COMMON INFRASTRUCTURE | Landscaping | Softscape | WO/HR01/CIH01/72 | Mondal Nurseries & Exterior | Dieffenbachia tropic snow | Dieffenbachia tropic snow Height: 450mm/ As Approved by site | Nos | 170 | 111 | Approved
The Soul, Rajarhat | COMMON INFRASTRUCTURE | Landscaping | Softscape | WO/HR01/CIH01/72 | Mondal Nurseries & Exterior | Aglonima White Queen | Aglonima White Queen Height: 600mm/ As Approved by site | Nos | 1657 | 93 | Approved
The Soul, Rajarhat | COMMON INFRASTRUCTURE | Landscaping | Softscape | WO/HR01/CIH01/72 | Mondal Nurseries & Exterior | Ficus Benjamina | Ficus Benjamina Height: 1200mm/ As Approved by site | Nos | 18 | 278 | Approved
The Soul, Rajarhat | COMMON INFRASTRUCTURE | Landscaping | Softscape | WO/HR01/CIH01/72 | Mondal Nurseries & Exterior | Murraya Exotica | Murraya Exotica Height: 600mm/ As Approved by site | Nos | 100 | 37 | Approved
The Soul, Rajarhat | COMMON INFRASTRUCTURE | Landscaping | Softscape | WO/HR01/CIH01/72 | Mondal Nurseries & Exterior | Kentia palm | Kentia palm Height: 1200 mm with 3-4 stems/ As Approved by site | Nos | 24 | 325 | Approved
The Soul, Rajarhat | COMMON INFRASTRUCTURE | Landscaping | Softscape | WO/HR01/CIH01/72 | Mondal Nurseries & Exterior | Acalypha wilkesiana rosea | Acalypha wilkesiana rosea Height: 450mm/ As Approved by site | Nos | 308 | 46 | Approved
The Soul, Rajarhat | COMMON INFRASTRUCTURE | Construction Planning & Monitoring Services |  | WO/HR01/CIH01/81 | PS GROUP REALTY PVT LTD | Project Advisory Services | 1. You will regularly coordinate with the Architect of the project. 2. You will coordinate with the following consultants and give necessary advice to the Site Project Team. You will also take up with them issues faced at the site. You will organize meetings of project site team with them as and when required. a. BIM Consultant b. Geo Technical Consultant c. PHE Consultant d. Environmental Clearance Consultant e. HVAC Consultant 3. You will vet BOQ and analyze the budget 4. You will monitor budget vs actual and perform variance analysis 5. You will organize fortnightly discussions with the Project site Team. | Nos. | 12 | 2250000 | Approved
The Soul, Rajarhat | BLOCK | False Celling |  | WO/HR01/BOK01/90 | MMK INTERIOR | Flat Wise False Ceiling Work | Flat Wise False Ceiling Work with al material (Except Ply) as per approved Drawing and direction of EIC (Complete Work) Scope: 1. Fire False Ceiling 2. HVAC False Ceiling 3. Passage False Ceiling 4. Trap Door Toilet 5. Kitchen Boxing 6. Pelmet 7. Toilet False Ceiling 8. AC indoor Unit 9. AC Plug 10. Trap Door (100X200) |  | 0 | 0 | Approved
The Soul, Rajarhat | BLOCK | False Celling |  | WO/HR01/BOK01/90 | MMK INTERIOR | Unit 01 | Unit 01 1st Floor | Nos | 1 | 24723 | Approved
The Soul, Rajarhat | BLOCK | False Celling |  | WO/HR01/BOK01/90 | MMK INTERIOR | Unit 02 | Unit 02 1st Floor | Nos | 1 | 23237 | Approved
The Soul, Rajarhat | BLOCK | False Celling |  | WO/HR01/BOK01/90 | MMK INTERIOR | Unit 02 | Unit 02 2nd Floor | Nos | 1 | 22377 | Approved
The Soul, Rajarhat | BLOCK | False Celling |  | WO/HR01/BOK01/90 | MMK INTERIOR | Unit 04 | Unit 04 1st Floor | Nos | 1 | 22033 | Approved
The Soul, Rajarhat | BLOCK | False Celling |  | WO/HR01/BOK01/90 | MMK INTERIOR | Unit 05 | Unit 05 1st Floor | Nos | 1 | 22327 | Approved
The Soul, Rajarhat | BLOCK | False Celling |  | WO/HR01/BOK01/90 | MMK INTERIOR | Unit 06 | Unit 06 3rd Floor | Nos | 1 | 28032 | Approved
The Soul, Rajarhat | BLOCK | False Celling |  | WO/HR01/BOK01/90 | MMK INTERIOR | Flat Wise False Ceiling Work | Flat Wise False Ceiling Work with al material (Except Ply) as per approved Drawing and direction of EIC (Part Work & Rectification Work) Scope: 1. Fire False Ceiling 2. HVAC False Ceiling 3. Passage False Ceiling 4. Trap Door Toilet 5. Kitchen Boxing 6. Pelmet 7. Toilet False Ceiling 8. AC indoor Unit 9. AC Plug 10. Trap Door (100X200) | Nos | 22 | 17750 | Approved
SOUTHWINDS PROJECT LLP (PHASE - III & IV) | BLOCK PHASE - III | Civil | Sub & Super Structure Work | WO/SP34/BP34/19 | SHARIQUE ENTERPRISE | Supply of Material for SINGLE LAYER BRICK FLAT SOLING | Supply of Material ( Like brick etc. as per T & C ) for SINGLE LAYER BRICK FLAT SOLING as per specification, drawing & direction of EIC. |  | 0 | 0 | Approved
SOUTHWINDS PROJECT LLP (PHASE - III & IV) | BLOCK PHASE - III | Civil | Sub & Super Structure Work | WO/SP34/BP34/19 | SHARIQUE ENTERPRISE | Supply of Material for 200/250TH BRICK WORK WITH FLYASH BRICKS up to plinth & Above plinth | Supply of Material ( Like Fly ash bricks etc. as per T & C ) for 200/250TH BRICK WORK WITH FLYASH BRICKS as per specification, drawing & direction of EIC. up to plinth & Above plinth |  | 0 | 0 | Amended & Approved
SOUTHWINDS PROJECT LLP (PHASE - III & IV) | BLOCK PHASE - III | Civil | Sub & Super Structure Work | WO/SP34/BP34/19 | SHARIQUE ENTERPRISE | BLOCK-11 up to plinth | BLOCK-11 up to plinth | Cum. | 70.923 | 4000 | Approved
SOUTHWINDS PROJECT LLP (PHASE - III & IV) | BLOCK PHASE - III | Civil | Sub & Super Structure Work | WO/SP34/BP34/19 | SHARIQUE ENTERPRISE | BLOCK-11 Above plinth | BLOCK-11 Above plinth | Cum. | 145.691 | 4000 | Approved
SOUTHWINDS PROJECT LLP (PHASE - III & IV) | BLOCK PHASE - III | Civil | Sub & Super Structure Work | WO/SP34/BP34/19 | SHARIQUE ENTERPRISE | BLOCK-12 up to plinth | BLOCK-12 up to plinth | Cum. | 49.83 | 4000 | Approved
SOUTHWINDS PROJECT LLP (PHASE - III & IV) | BLOCK PHASE - III | Civil | Sub & Super Structure Work | WO/SP34/BP34/19 | SHARIQUE ENTERPRISE | BLOCK-12 Above plinth | BLOCK-12 Above plinth | Cum. | 81.042 | 4000 | Approved
SOUTHWINDS PROJECT LLP (PHASE - III & IV) | BLOCK PHASE - III | Civil | Sub & Super Structure Work | WO/SP34/BP34/19 | SHARIQUE ENTERPRISE | Supply of Material for 90/100/125TH BRICK WORK WITH FLYASH BRICKS Above plinth | Supply of Material ( Like Fly ash bricks etc. as per T & C ) for 90/100/125TH BRICK WORK WITH FLYASH BRICKS as per specification, drawing & direction of EIC. Above plinth |  | 0 | 0 | Amended & Approved
SOUTHWINDS PROJECT LLP (PHASE - III & IV) | BLOCK PHASE - III | Civil | Sub & Super Structure Work | WO/SP34/BP34/19 | SHARIQUE ENTERPRISE | BLOCK-11 Above plinth | BLOCK-11 Above plinth | Sq.Mtr. | 756.035 | 450 | Approved
SOUTHWINDS PROJECT LLP (PHASE - III & IV) | BLOCK PHASE - III | Civil | Sub & Super Structure Work | WO/SP34/BP34/19 | SHARIQUE ENTERPRISE | BLOCK-12 Above plinth | BLOCK-12 Above plinth | Sq.Mtr. | 548.952 | 450 | Approved
SOUTHWINDS PROJECT LLP (PHASE - III & IV) | BLOCK PHASE - III | Civil | Sub & Super Structure Work | WO/SP34/BP34/19 | SHARIQUE ENTERPRISE | Supply of Material for 200/250TH AAC BLOCK WORK Above plinth | Supply of Material ( Like AAC BLOCK WORK etc. as per T & C ) for 200/250TH AAC BLOCK WORK as per specification, drawing & direction of EIC. Above plinth |  | 0 | 0 | Amended & Approved
SOUTHWINDS PROJECT LLP (PHASE - III & IV) | BLOCK PHASE - III | Civil | Sub & Super Structure Work | WO/SP34/BP34/19 | SHARIQUE ENTERPRISE | BLOCK-11 Above plinth | BLOCK-11 Above plinth | Cum. | 317.863 | 4200 | Approved
SOUTHWINDS PROJECT LLP (PHASE - III & IV) | BLOCK PHASE - III | Civil | Sub & Super Structure Work | WO/SP34/BP34/19 | SHARIQUE ENTERPRISE | BLOCK-12 Above plinth | BLOCK-12 Above plinth | Cum. | 269.748 | 4200 | Approved
SOUTHWINDS PROJECT LLP (PHASE - III & IV) | BLOCK PHASE - III | Civil | Sub & Super Structure Work | WO/SP34/BP34/19 | SHARIQUE ENTERPRISE | Supply of Material for 100 / 125TH AAC BLOCK WORK Above plinth | Supply of Material ( Like AAC BLOCK WORK etc. as per T & C ) for 100 / 125TH AAC BLOCK WORK as per specification, drawing & direction of EIC. Above plinth |  | 0 | 0 | Amended & Approved
SOUTHWINDS PROJECT LLP (PHASE - III & IV) | BLOCK PHASE - III | Civil | Sub & Super Structure Work | WO/SP34/BP34/19 | SHARIQUE ENTERPRISE | BLOCK-11 Above plinth | BLOCK-11 Above plinth | Sq.Mtr. | 2702.539 | 563 | Approved
SOUTHWINDS PROJECT LLP (PHASE - III & IV) | BLOCK PHASE - III | Civil | Sub & Super Structure Work | WO/SP34/BP34/19 | SHARIQUE ENTERPRISE | BLOCK-12 Above plinth | BLOCK-12 Above plinth | Sq.Mtr. | 1251.06 | 563 | Approved
SOUTHWINDS PROJECT LLP (PHASE - III & IV) | BLOCK PHASE - IV | Civil |  | WO/SP34/BP4/10 | SHARIQUE ENTERPRISE | Supply of Material for SINGLE LAYER BRICK FLAT SOLING | Supply of Material ( Like brick etc. as per T & C ) for SINGLE LAYER BRICK FLAT SOLING as per specification, drawing & direction of EIC. |  | 0 | 0 | Approved
SOUTHWINDS PROJECT LLP (PHASE - III & IV) | BLOCK PHASE - IV | Civil |  | WO/SP34/BP4/10 | SHARIQUE ENTERPRISE | BLOCK-15 | BLOCK-15 | Sq.Mtr. | 465.497 | 348 | Approved
SOUTHWINDS PROJECT LLP (PHASE - III & IV) | BLOCK PHASE - IV | Civil |  | WO/SP34/BP4/10 | SHARIQUE ENTERPRISE | BLOCK-16 | BLOCK-16 | Sq.Mtr. | 450.4 | 348 | Approved
SOUTHWINDS PROJECT LLP (PHASE - III & IV) | BLOCK PHASE - IV | Civil |  | WO/SP34/BP4/10 | SHARIQUE ENTERPRISE | MLCP | MLCP | Sq.Mtr. | 298.992 | 348 | Approved
SOUTHWINDS PROJECT LLP (PHASE - III & IV) | BLOCK PHASE - IV | Civil |  | WO/SP34/BP4/10 | SHARIQUE ENTERPRISE | Supply of Material for 200/250TH BRICK WORK WITH FLYASH BRICKS up to plinth & Above plinth | Supply of Material ( Like Fly ash brick etc. as per T & C ) for 200/250TH BRICK WORK WITH FLYASH BRICKS as per specification, drawing & direction of EIC. up to plinth & Above plinth |  | 0 | 0 | Amended & Approved
SOUTHWINDS PROJECT LLP (PHASE - III & IV) | BLOCK PHASE - IV | Civil |  | WO/SP34/BP4/10 | SHARIQUE ENTERPRISE | BLOCK-13 up to plinth | BLOCK-13 up to plinth | Cum. | 92.452 | 4000 | Approved
SOUTHWINDS PROJECT LLP (PHASE - III & IV) | BLOCK PHASE - IV | Civil |  | WO/SP34/BP4/10 | SHARIQUE ENTERPRISE | BLOCK-13 Above plinth | BLOCK-13 Above plinth | Cum. | 0 | 4000 | Approved
SOUTHWINDS PROJECT LLP (PHASE - III & IV) | BLOCK PHASE - IV | Civil |  | WO/SP34/BP4/10 | SHARIQUE ENTERPRISE | BLOCK-14 up to plinth | BLOCK-14 up to plinth | Cum. | 178.735 | 4000 | Approved
SOUTHWINDS PROJECT LLP (PHASE - III & IV) | BLOCK PHASE - IV | Civil |  | WO/SP34/BP4/10 | SHARIQUE ENTERPRISE | BLOCK-14 Above plinth | BLOCK-14 Above plinth | Cum. | 0 | 4000 | Approved
SOUTHWINDS PROJECT LLP (PHASE - III & IV) | BLOCK PHASE - IV | Civil |  | WO/SP34/BP4/10 | SHARIQUE ENTERPRISE | BLOCK-15 up to plinth | BLOCK-15 up to plinth | Cum. | 0 | 4000 | Approved
SOUTHWINDS PROJECT LLP (PHASE - III & IV) | BLOCK PHASE - IV | Civil |  | WO/SP34/BP4/10 | SHARIQUE ENTERPRISE | BLOCK-15 Above plinth | BLOCK-15 Above plinth | Cum. | 0 | 4000 | Approved
SOUTHWINDS PROJECT LLP (PHASE - III & IV) | BLOCK PHASE - IV | Civil |  | WO/SP34/BP4/10 | SHARIQUE ENTERPRISE | BLOCK-16 up to plinth | BLOCK-16 up to plinth | Cum. | 40.577 | 4000 | Approved
SOUTHWINDS PROJECT LLP (PHASE - III & IV) | BLOCK PHASE - IV | Civil |  | WO/SP34/BP4/10 | SHARIQUE ENTERPRISE | BLOCK-16 Above plinth | BLOCK-16 Above plinth | Cum. | 0 | 4000 | Approved
SOUTHWINDS PROJECT LLP (PHASE - III & IV) | BLOCK PHASE - IV | Civil |  | WO/SP34/BP4/10 | SHARIQUE ENTERPRISE | MLCP up to plinth | MLCP up to plinth | Cum. | 30.227 | 4000 | Approved
SOUTHWINDS PROJECT LLP (PHASE - III & IV) | BLOCK PHASE - IV | Civil |  | WO/SP34/BP4/10 | SHARIQUE ENTERPRISE | MLCP Above plinth | MLCP Above plinth | Cum. | 9.267 | 4000 | Approved
SOUTHWINDS PROJECT LLP (PHASE - III & IV) | BLOCK PHASE - IV | Civil |  | WO/SP34/BP4/10 | SHARIQUE ENTERPRISE | Supply of Material for 90/100/125TH BRICK WORK WITH FLYASH BRICKS Above plinth | Supply of Material ( Like Fly ash brick etc. as per T & C ) for 90/100/125TH BRICK WORK WITH FLYASH BRICKS as per specification, drawing & direction of EIC. Above plinth |  | 0 | 0 | Amended & Approved
SOUTHWINDS PROJECT LLP (PHASE - III & IV) | BLOCK PHASE - IV | Civil |  | WO/SP34/BP4/10 | SHARIQUE ENTERPRISE | BLOCK-13 Above plinth | BLOCK-13 Above plinth | Sq.Mtr. | 0 | 450 | Approved
SOUTHWINDS PROJECT LLP (PHASE - III & IV) | BLOCK PHASE - IV | Civil |  | WO/SP34/BP4/10 | SHARIQUE ENTERPRISE | BLOCK-14 Above plinth | BLOCK-14 Above plinth | Sq.Mtr. | 0 | 450 | Approved
SOUTHWINDS PROJECT LLP (PHASE - III & IV) | BLOCK PHASE - IV | Civil |  | WO/SP34/BP4/10 | SHARIQUE ENTERPRISE | BLOCK-15 Above plinth | BLOCK-15 Above plinth | Sq.Mtr. | 0 | 450 | Approved
SOUTHWINDS PROJECT LLP (PHASE - III & IV) | BLOCK PHASE - IV | Civil |  | WO/SP34/BP4/10 | SHARIQUE ENTERPRISE | BLOCK-16 Above plinth | BLOCK-16 Above plinth | Sq.Mtr. | 0 | 450 | Approved
SOUTHWINDS PROJECT LLP (PHASE - III & IV) | BLOCK PHASE - IV | Civil |  | WO/SP34/BP4/10 | SHARIQUE ENTERPRISE | MLCP Above plinth | MLCP Above plinth | Sq.Mtr. | 72.422 | 450 | Approved
SOUTHWINDS PROJECT LLP (PHASE - III & IV) | BLOCK PHASE - IV | Civil |  | WO/SP34/BP4/10 | SHARIQUE ENTERPRISE | Supply of Material for 200/250TH AAC BLOCK WORK Above plinth | Supply of Material ( Like AAC BLOCK WORK etc. as per T & C ) for 200/250TH AAC BLOCK WORK as per specification, drawing & direction of EIC. Above plinth |  | 0 | 0 | Approved
SOUTHWINDS PROJECT LLP (PHASE - III & IV) | BLOCK PHASE - IV | Civil |  | WO/SP34/BP4/10 | SHARIQUE ENTERPRISE | BLOCK-13 Above plinth | BLOCK-13 Above plinth | Cum. | 1189.684 | 4960 | Approved
SOUTHWINDS PROJECT LLP (PHASE - III & IV) | BLOCK PHASE - IV | Civil |  | WO/SP34/BP4/10 | SHARIQUE ENTERPRISE | BLOCK-14 Above plinth | BLOCK-14 Above plinth | Cum. | 1441.328 | 4960 | Approved
SOUTHWINDS PROJECT LLP (PHASE - III & IV) | BLOCK PHASE - IV | Civil |  | WO/SP34/BP4/10 | SHARIQUE ENTERPRISE | BLOCK-15 Above plinth | BLOCK-15 Above plinth | Cum. | 658.123 | 4960 | Approved
SOUTHWINDS PROJECT LLP (PHASE - III & IV) | BLOCK PHASE - IV | Civil |  | WO/SP34/BP4/10 | SHARIQUE ENTERPRISE | BLOCK-16 Above plinth | BLOCK-16 Above plinth | Cum. | 488.38 | 4960 | Approved
SOUTHWINDS PROJECT LLP (PHASE - III & IV) | BLOCK PHASE - IV | Civil |  | WO/SP34/BP4/10 | SHARIQUE ENTERPRISE | MLCP Above plinth | MLCP Above plinth | Cum. | 269.508 | 4960 | Approved
SOUTHWINDS PROJECT LLP (PHASE - III & IV) | BLOCK PHASE - IV | Civil |  | WO/SP34/BP4/10 | SHARIQUE ENTERPRISE | Supply of Material for 100 / 125TH AAC BLOCK WORK Above plinth | Supply of Material ( Like AAC BLOCK WORK etc. as per T & C ) for 100 / 125TH AAC BLOCK WORK as per specification, drawing & direction of EIC. Above plinth |  | 0 | 0 | Approved
SOUTHWINDS PROJECT LLP (PHASE - III & IV) | BLOCK PHASE - IV | Civil |  | WO/SP34/BP4/10 | SHARIQUE ENTERPRISE | BLOCK-13 Above plinth | BLOCK-13 Above plinth | Sq.Mtr. | 7289.13 | 658 | Approved
SOUTHWINDS PROJECT LLP (PHASE - III & IV) | BLOCK PHASE - IV | Civil |  | WO/SP34/BP4/10 | SHARIQUE ENTERPRISE | BLOCK-14 Above plinth | BLOCK-14 Above plinth | Sq.Mtr. | 13775.416 | 658 | Approved
SOUTHWINDS PROJECT LLP (PHASE - III & IV) | BLOCK PHASE - IV | Civil |  | WO/SP34/BP4/10 | SHARIQUE ENTERPRISE | BLOCK-15 Above plinth | BLOCK-15 Above plinth | Sq.Mtr. | 5431.714 | 658 | Approved
SOUTHWINDS PROJECT LLP (PHASE - III & IV) | BLOCK PHASE - IV | Civil |  | WO/SP34/BP4/10 | SHARIQUE ENTERPRISE | BLOCK-16 Above plinth | BLOCK-16 Above plinth | Sq.Mtr. | 4978.873 | 658 | Approved
SOUTHWINDS PROJECT LLP (PHASE - III & IV) | BLOCK PHASE - IV | Civil |  | WO/SP34/BP4/10 | SHARIQUE ENTERPRISE | MLCP Above plinth | MLCP Above plinth | Sq.Mtr. | 0 | 658 | Approved
The Ramdulari | COMMON INFRASTRUCTURE | Landscaping |  | WO/RP/RP03/21 | Mondal Nurseries & Exterior | Charges for supply of proposed General Trees | Charges for supply of proposed General Trees at required location as per approved drawing, specification and direction of EIC. Location: Bamangachi Site |  | 0 | 0 | Amended & Approved
The Ramdulari | COMMON INFRASTRUCTURE | Landscaping |  | WO/RP/RP03/21 | Mondal Nurseries & Exterior | BAUHINIA BLACKENEA | BOTANICAL NAME: BAUHINIA BLACKENEA COMMON NAME: HONKONG ORCHID TREE HEIGHT (MM)=2000 MIN. | Nos | 8 | 750 | Approved
The Ramdulari | COMMON INFRASTRUCTURE | Landscaping |  | WO/RP/RP03/21 | Mondal Nurseries & Exterior | CONOCARPUS | BOTANICAL NAME: CONOCARPUS COMMON NAME: CONOCARPUS LANCIFOLIUS HEIGHT (MM)= 1200 MIN. | Nos | 25 | 700 | Approved
The Ramdulari | COMMON INFRASTRUCTURE | Landscaping |  | WO/RP/RP03/21 | Mondal Nurseries & Exterior | SPATHODEA CAMPA | BOTANICAL NAME: SPATHODEA CAMPA COMMON NAME: AFRICAN TULIP TREE HEIGHT (MM)= 1500 MIN. | Nos | 25 | 550 | Approved
The Ramdulari | COMMON INFRASTRUCTURE | Landscaping |  | WO/RP/RP03/21 | Mondal Nurseries & Exterior | LARGERSTROMIA SPECIOSA | BOTANICAL NAME: LARGERSTROMIA SPECIOSA COMMON NAME: GIANT CREPE MYRTLE HEIGHT (MM)= 1500 MIN. | Nos | 4 | 600 | Approved
The Ramdulari | COMMON INFRASTRUCTURE | Landscaping |  | WO/RP/RP03/21 | Mondal Nurseries & Exterior | PLUMERIA ALBA | COMMON NAME: PLUMERIA ALBA HEIGHT (MM)= 900 MIN. | Nos | 3 | 950 | Approved
The Soul, Rajarhat | BLOCK | Civil | Sub & Super Structure Work | WO/HR01/BOK01/58 | NEW L. N. CONSTRUCTION | RCC Utility Duct Covering | RCC Utility Duct Covering(400X200/ 900X250) (Block-B) Providing and laying charges for RCC utility duct covering with rebar grouting, Shuttering and centering, concreting and finishing the surface with proper slope including lifting and leads for all items at all level as per drawing and direction of EIC. Cement will be supplied by client but subjected to reconciliation. | Nos | 224 | 390 | Approved
The Soul, Rajarhat | CLUB | Landscaping |  |  |  | Shrubs | Charges for supply of Plants (Shrubs) at required location as per approved drawing, specification and direction of EIC |  |  |  | Approved
The Soul, Rajarhat | BASEMENT WITH PODIUM | Landscaping |  | WO/HR01/BP01/48 | Mondal Nurseries & Exterior | Shrubs | Charges for supply of Plants (Shrubs) at required location as per approved drawing, specification and direction of EIC |  | 0 | 0 | Approved
The Soul, Rajarhat | BASEMENT WITH PODIUM | Landscaping |  | WO/HR01/BP01/48 | Mondal Nurseries & Exterior | Acalypha wilkesiana ceylon | Acalypha wilkesiana ceylon Spacing (mm): 300 Height (mm): 450 | Nos | 273 | 49 | Approved
The Soul, Rajarhat | CLUB | Landscaping |  |  |  | Acalypha wilkesiana ceylon | Acalypha wilkesiana ceylon Spacing (mm): 300 Height (mm): 450 | Nos |  |  | Approved
The Soul, Rajarhat | CLUB | Landscaping |  |  |  | Acalypha wikesiana green | Acalypha wikesiana green Spacing (mm): 300 Height (mm): 450 | Nos |  |  | Approved
The Soul, Rajarhat | BASEMENT WITH PODIUM | Landscaping |  | WO/HR01/BP01/48 | Mondal Nurseries & Exterior | Acalypha wikesiana green | Acalypha wikesiana green Spacing (mm): 300 Height (mm): 450 | Nos | 227 | 49 | Approved
The Soul, Rajarhat | BASEMENT WITH PODIUM | Landscaping |  | WO/HR01/BP01/48 | Mondal Nurseries & Exterior | Acalypha wilkesiana rosea | Acalypha wilkesiana rosea Spacing (mm): 250 Height (mm): 300 | Nos | 232 | 49 | Approved
The Soul, Rajarhat | CLUB | Landscaping |  |  |  | Acalypha wilkesiana rosea | Acalypha wilkesiana rosea Spacing (mm): 250 Height (mm): 300 | Nos |  |  | Approved
The Soul, Rajarhat | CLUB | Landscaping |  |  |  | Acalypha wilkesiana moonea | Acalypha wilkesiana moonea Spacing (mm): 300 Height (mm): 450 | Nos |  |  | Approved
The Soul, Rajarhat | BASEMENT WITH PODIUM | Landscaping |  | WO/HR01/BP01/48 | Mondal Nurseries & Exterior | Acalypha wilkesiana moonea | Acalypha wilkesiana moonea Spacing (mm): 300 Height (mm): 450 | Nos | 243 | 49 | Approved
The Soul, Rajarhat | BASEMENT WITH PODIUM | Landscaping |  | WO/HR01/BP01/48 | Mondal Nurseries & Exterior | Aglonema malay beauty | Aglonema malay beauty Spacing (mm): 250 Height (mm): 300-450 | Nos | 0 | 146 | Approved
The Soul, Rajarhat | CLUB | Landscaping |  |  |  | Aglonema malay beauty | Aglonema malay beauty Spacing (mm): 250 Height (mm): 300-450 | Nos |  |  | Approved
The Soul, Rajarhat | CLUB | Landscaping |  |  |  | Alamanda schotti compatu | Alamanda schotti compatu Spacing (mm): 300 Height (mm): 450 | Nos |  |  | Approved
The Soul, Rajarhat | BASEMENT WITH PODIUM | Landscaping |  | WO/HR01/BP01/48 | Mondal Nurseries & Exterior | Alamanda schotti compatu | Alamanda schotti compatu Spacing (mm): 300 Height (mm): 450 | Nos | 99 | 146 | Approved
The Soul, Rajarhat | BASEMENT WITH PODIUM | Landscaping |  | WO/HR01/BP01/48 | Mondal Nurseries & Exterior | Areca palm | Areca palm Spacing (mm): 450 Height (mm): 750 | Nos | 13 | 437 | Approved
The Soul, Rajarhat | CLUB | Landscaping |  |  |  | Areca palm | Areca palm Spacing (mm): 450 Height (mm): 750 | Nos |  |  | Approved
The Soul, Rajarhat | CLUB | Landscaping |  |  |  | Bambusa species | Bambusa species Spacing (mm): 300 Height (mm): 300 | Nos |  |  | Approved
The Soul, Rajarhat | BASEMENT WITH PODIUM | Landscaping |  | WO/HR01/BP01/48 | Mondal Nurseries & Exterior | Bambusa species | Bambusa species Spacing (mm): 300 Height (mm): 300 | Nos | 59 | 145 | Approved
The Soul, Rajarhat | BASEMENT WITH PODIUM | Landscaping |  | WO/HR01/BP01/48 | Mondal Nurseries & Exterior | Bambusa ventricosa | Bambusa ventricosa Spacing (mm): 450 Height (mm): 1000 | Nos | 53 | 437 | Approved
The Soul, Rajarhat | CLUB | Landscaping |  |  |  | Bambusa ventricosa | Bambusa ventricosa Spacing (mm): 450 Height (mm): 1000 | Nos |  |  | Approved
The Soul, Rajarhat | CLUB | Landscaping |  |  |  | Bouganvillea glabra | Bouganvillea glabra Spacing (mm): 300 Height (mm): 300 | Nos |  |  | Approved
The Soul, Rajarhat | BASEMENT WITH PODIUM | Landscaping |  | WO/HR01/BP01/48 | Mondal Nurseries & Exterior | Bouganvillea glabra | Bouganvillea glabra Spacing (mm): 300 Height (mm): 300 | Nos | 31 | 97 | Approved
The Soul, Rajarhat | BASEMENT WITH PODIUM | Landscaping |  | WO/HR01/BP01/48 | Mondal Nurseries & Exterior | Bouganvillea mary palmer(cluster) | Bouganvillea mary palmer(cluster) Spacing (mm): 300 Height (mm): 600 | Nos | 0 | 243 | Approved
The Soul, Rajarhat | CLUB | Landscaping |  |  |  | Bouganvillea mary palmer(cluster) | Bouganvillea mary palmer(cluster) Spacing (mm): 300 Height (mm): 600 | Nos |  |  | Approved
The Soul, Rajarhat | CLUB | Landscaping |  |  |  | Bouganvillea mary palmer | Bouganvillea mary palmer Spacing (mm): 300 Height (mm): 300-450 | Nos |  |  | Approved
The Soul, Rajarhat | BASEMENT WITH PODIUM | Landscaping |  | WO/HR01/BP01/48 | Mondal Nurseries & Exterior | Bouganvillea mary palmer | Bouganvillea mary palmer Spacing (mm): 300 Height (mm): 300-450 | Nos | 29 | 146 | Approved
The Soul, Rajarhat | BASEMENT WITH PODIUM | Landscaping |  | WO/HR01/BP01/48 | Mondal Nurseries & Exterior | Bouganvillea mahatma (cluster) | Bouganvillea mahatma (cluster) Spacing (mm): 300 Height (mm): 600 | Nos | 26 | 243 | Approved
The Soul, Rajarhat | CLUB | Landscaping |  |  |  | Bouganvillea mahatma (cluster) | Bouganvillea mahatma (cluster) Spacing (mm): 300 Height (mm): 600 | Nos |  |  | Approved
The Soul, Rajarhat | CLUB | Landscaping |  |  |  | Bouganvillea torchglow | Bouganvillea torchglow Spacing (mm): 300 Height (mm): 450 | Nos |  |  | Approved
The Soul, Rajarhat | BASEMENT WITH PODIUM | Landscaping |  | WO/HR01/BP01/48 | Mondal Nurseries & Exterior | Bouganvillea torchglow | Bouganvillea torchglow Spacing (mm): 300 Height (mm): 450 | Nos | 75 | 194 | Approved
The Soul, Rajarhat | BASEMENT WITH PODIUM | Landscaping |  | WO/HR01/BP01/48 | Mondal Nurseries & Exterior | Bouganvillea tomatoe | Bouganvillea tomatoe Spacing (mm): 600 Height (mm): 600 | Nos | 0 | 243 | Approved
The Soul, Rajarhat | CLUB | Landscaping |  |  |  | Bouganvillea tomatoe | Bouganvillea tomatoe Spacing (mm): 600 Height (mm): 600 | Nos |  |  | Approved
The Soul, Rajarhat | CLUB | POP/PUTTY Work |  | WO/HR01/CL07/7 | GAZI PAINTS PRIVATE LIMITED | Putty 3 mm | Charges for providing and applying of minimum 3mm thick putty ( 1.5 mm thick coarse putty in single coat as a base coarse and 1.5mm thick fine putty in double coats over the base coarse) including necessary surface preparation of the internal wall and ceiling as per direction of EIC. The rate inclusive of cost of all materials, storage of materials, tools & tackles, inside scaffolding, labour, transportation all lead and lift, overhead and profit etc. all complete. Location: Club Store ,Service, Kitchen & Stair area Brand of Putty: JK/equiv. | Sq.Ft. | 29732 | 6.2 | Amended & Approved
The Soul, Rajarhat | CLUB | Landscaping |  |  |  | Canna generalis orange | Canna generalis orange Spacing (mm): 250 Height (mm): 450 | Nos |  |  | Approved
The Soul, Rajarhat | BASEMENT WITH PODIUM | Landscaping |  | WO/HR01/BP01/48 | Mondal Nurseries & Exterior | Canna generalis orange | Canna generalis orange Spacing (mm): 250 Height (mm): 450 | Nos | 95 | 68 | Approved
The Soul, Rajarhat | BASEMENT WITH PODIUM | Landscaping |  | WO/HR01/BP01/48 | Mondal Nurseries & Exterior | Calathea lutea (cluster) | Calathea lutea (cluster) Spacing (mm): 300 Height (mm): 750 | Nos | 6 | 1747 | Approved
The Soul, Rajarhat | CLUB | Landscaping |  |  |  | Calathea lutea (cluster) | Calathea lutea (cluster) Spacing (mm): 300 Height (mm): 750 | Nos |  |  | Approved
The Soul, Rajarhat | CLUB | Landscaping |  |  |  | Carmona speciosa | Carmona speciosa Spacing (mm): 250 Height (mm): 300 | Nos |  |  | Approved
The Soul, Rajarhat | BASEMENT WITH PODIUM | Landscaping |  | WO/HR01/BP01/48 | Mondal Nurseries & Exterior | Carmona speciosa | Carmona speciosa Spacing (mm): 250 Height (mm): 300 | Nos | 142 | 97 | Approved
The Soul, Rajarhat | BASEMENT WITH PODIUM | Landscaping |  | WO/HR01/BP01/48 | Mondal Nurseries & Exterior | Cormona macrophylla | Cormona macrophylla Spacing (mm): 250 Height (mm): 300 | Nos | 140 | 97 | Approved
The Soul, Rajarhat | CLUB | Landscaping |  |  |  | Cormona macrophylla | Cormona macrophylla Spacing (mm): 250 Height (mm): 300 | Nos |  |  | Approved
The Soul, Rajarhat | CLUB | Landscaping |  |  |  | Crinum asiaticum | Crinum asiaticum Spacing (mm): 750 Height (mm): 600 | Nos |  |  | Approved
The Soul, Rajarhat | BASEMENT WITH PODIUM | Landscaping |  | WO/HR01/BP01/48 | Mondal Nurseries & Exterior | Crinum asiaticum | Crinum asiaticum Spacing (mm): 750 Height (mm): 600 | Nos | 0 | 485 | Approved
The Soul, Rajarhat | BASEMENT WITH PODIUM | Landscaping |  | WO/HR01/BP01/48 | Mondal Nurseries & Exterior | Crinum asiaticum | Crinum asiaticum Spacing (mm): As per Drawing Height (mm): 300 | Nos | 54 | 146 | Approved
The Soul, Rajarhat | CLUB | Landscaping |  |  |  | Crinum asiaticum | Crinum asiaticum Spacing (mm): As per Drawing Height (mm): 300 | Nos |  |  | Approved
The Soul, Rajarhat | CLUB | Landscaping |  |  |  | Dieffenbechia | Dieffenbechia Spacing (mm): 250 Height (mm): 300 | Nos |  |  | Approved
The Soul, Rajarhat | BASEMENT WITH PODIUM | Landscaping |  | WO/HR01/BP01/48 | Mondal Nurseries & Exterior | Dieffenbechia | Dieffenbechia Spacing (mm): 250 Height (mm): 300 | Nos | 211 | 78 | Approved
The Soul, Rajarhat | BASEMENT WITH PODIUM | Landscaping |  | WO/HR01/BP01/48 | Mondal Nurseries & Exterior | Dracena mahatma (cluster) | Dracena mahatma (cluster) Spacing (mm): As per Drawing Height (mm): 450-600 | Nos | 35 | 146 | Approved
The Soul, Rajarhat | CLUB | Landscaping |  |  |  | Dracena mahatma (cluster) | Dracena mahatma (cluster) Spacing (mm): As per Drawing Height (mm): 450-600 | Nos |  |  | Approved
The Soul, Rajarhat | CLUB | Landscaping |  |  |  | Gardenia Jasminoides | Gardenia Jasminoides Spacing (mm): 600 Height (mm): 300 | Nos |  |  | Approved
The Soul, Rajarhat | BASEMENT WITH PODIUM | Landscaping |  | WO/HR01/BP01/48 | Mondal Nurseries & Exterior | Gardenia Jasminoides | Gardenia Jasminoides Spacing (mm): 600 Height (mm): 300 | Nos | 271 | 58 | Approved
The Soul, Rajarhat | BASEMENT WITH PODIUM | Landscaping |  | WO/HR01/BP01/48 | Mondal Nurseries & Exterior | Heliconia psittacorum | Heliconia psittacorum Spacing (mm): 400 Height (mm): 600 | Nos | 2268 | 78 | Approved
The Soul, Rajarhat | CLUB | Landscaping |  |  |  | Heliconia psittacorum | Heliconia psittacorum Spacing (mm): 400 Height (mm): 600 | Nos |  |  | Approved
The Soul, Rajarhat | CLUB | Landscaping |  |  |  | Heliconia rostrata | Heliconia rostrata Spacing (mm): 200 Height (mm): 300-450 | Nos |  |  | Approved
The Soul, Rajarhat | BASEMENT WITH PODIUM | Landscaping |  | WO/HR01/BP01/48 | Mondal Nurseries & Exterior | Heliconia rostrata | Heliconia rostrata Spacing (mm): 200 Height (mm): 300-450 | Nos | 0 | 146 | Approved
The Soul, Rajarhat | BASEMENT WITH PODIUM | Landscaping |  | WO/HR01/BP01/48 | Mondal Nurseries & Exterior | Ixora chinensis red | Ixora chinensis red Spacing (mm): 250 Height (mm): 300 | Nos | 167 | 116 | Approved
The Soul, Rajarhat | CLUB | Landscaping |  |  |  | Ixora chinensis red | Ixora chinensis red Spacing (mm): 250 Height (mm): 300 | Nos |  |  | Approved
The Soul, Rajarhat | CLUB | Landscaping |  |  |  | Kentia palm | Kentia palm Spacing (mm): Height (mm): 1200-1500 | Nos |  |  | Approved
The Soul, Rajarhat | BASEMENT WITH PODIUM | Landscaping |  | WO/HR01/BP01/48 | Mondal Nurseries & Exterior | Kentia palm | Kentia palm Spacing (mm): Height (mm): 1200-1500 | Nos | 36 | 340 | Approved
The Soul, Rajarhat | BASEMENT WITH PODIUM | Landscaping |  | WO/HR01/BP01/48 | Mondal Nurseries & Exterior | Lantana camara red | Lantana camara red Spacing (mm): 300 Height (mm): 300 | Nos | 167 | 116 | Approved
The Soul, Rajarhat | CLUB | Landscaping |  |  |  | Lantana camara red | Lantana camara red Spacing (mm): 300 Height (mm): 300 | Nos |  |  | Approved
The Soul, Rajarhat | CLUB | Landscaping |  |  |  | Lantana camara yellow | Lantana camara yellow Spacing (mm): 300 Height (mm): 300 | Nos |  |  | Approved
The Soul, Rajarhat | BASEMENT WITH PODIUM | Landscaping |  | WO/HR01/BP01/48 | Mondal Nurseries & Exterior | Lantana camara yellow | Lantana camara yellow Spacing (mm): 300 Height (mm): 300 | Nos | 512 | 116 | Approved
The Soul, Rajarhat | BASEMENT WITH PODIUM | Landscaping |  | WO/HR01/BP01/48 | Mondal Nurseries & Exterior | Lemonia spectabilis | Lemonia spectabilis Spacing (mm): 300 Height (mm): 600 | Nos | 346 | 97 | Approved
The Soul, Rajarhat | CLUB | Landscaping |  |  |  | Lemonia spectabilis | Lemonia spectabilis Spacing (mm): 300 Height (mm): 600 | Nos |  |  | Approved
The Soul, Rajarhat | CLUB | Landscaping |  |  |  | Malpighia coccinea | Malpighia coccinea Spacing (mm): 250 Height (mm): 600 | Nos |  |  | Approved
The Soul, Rajarhat | BASEMENT WITH PODIUM | Landscaping |  | WO/HR01/BP01/48 | Mondal Nurseries & Exterior | Malpighia coccinea | Malpighia coccinea Spacing (mm): 250 Height (mm): 600 | Nos | 132 | 43 | Approved
The Soul, Rajarhat | BASEMENT WITH PODIUM | Landscaping |  | WO/HR01/BP01/48 | Mondal Nurseries & Exterior | Murraya exotica | Murraya exotica Spacing (mm): 450 Height (mm): 450 | Nos | 109 | 44 | Approved
The Soul, Rajarhat | CLUB | Landscaping |  |  |  | Murraya exotica | Murraya exotica Spacing (mm): 450 Height (mm): 450 | Nos |  |  | Approved
The Soul, Rajarhat | CLUB | Landscaping |  |  |  | Nerium oleander red | Nerium oleander red Spacing (mm): 450 Height (mm): 600 | Nos |  |  | Approved
The Soul, Rajarhat | BASEMENT WITH PODIUM | Landscaping |  | WO/HR01/BP01/48 | Mondal Nurseries & Exterior | Nerium oleander red | Nerium oleander red Spacing (mm): 450 Height (mm): 600 | Nos | 203 | 97 | Approved
The Soul, Rajarhat | BASEMENT WITH PODIUM | Landscaping |  | WO/HR01/BP01/48 | Mondal Nurseries & Exterior | Nerium oleander white | Nerium oleander white Spacing (mm): 450 Height (mm): 750 | Nos | 85 | 116 | Approved
The Soul, Rajarhat | CLUB | Landscaping |  |  |  | Nerium oleander white | Nerium oleander white Spacing (mm): 450 Height (mm): 750 | Nos |  |  | Approved
The Soul, Rajarhat | CLUB | Landscaping |  |  |  | Pennisetum species(green) | Pennisetum species(green) Spacing (mm): 300 Height (mm): 600 | Nos |  |  | Approved
The Soul, Rajarhat | BASEMENT WITH PODIUM | Landscaping |  | WO/HR01/BP01/48 | Mondal Nurseries & Exterior | Pennisetum species(green) | Pennisetum species(green) Spacing (mm): 300 Height (mm): 600 | Nos | 97 | 78 | Approved
The Soul, Rajarhat | BASEMENT WITH PODIUM | Landscaping |  | WO/HR01/BP01/48 | Mondal Nurseries & Exterior | Pedilanthus tithymaloides | Pedilanthus tithymaloides Spacing (mm): 200 Height (mm): 450 | Nos | 130 | 97 | Approved
The Soul, Rajarhat | CLUB | Landscaping |  |  |  | Pedilanthus tithymaloides | Pedilanthus tithymaloides Spacing (mm): 200 Height (mm): 450 | Nos |  |  | Approved
The Soul, Rajarhat | CLUB | Landscaping |  |  |  | Phylanthus myrtifolius | Phylanthus myrtifolius Spacing (mm): 300 Height (mm): 300 | Nos |  |  | Approved
The Soul, Rajarhat | BASEMENT WITH PODIUM | Landscaping |  | WO/HR01/BP01/48 | Mondal Nurseries & Exterior | Phylanthus myrtifolius | Phylanthus myrtifolius Spacing (mm): 300 Height (mm): 300 | Nos | 60 | 97 | Approved
The Soul, Rajarhat | BASEMENT WITH PODIUM | Landscaping |  | WO/HR01/BP01/48 | Mondal Nurseries & Exterior | Raphis excelsa | Raphis excelsa Spacing (mm): 1000 Height (mm): 1000 | Nos | 88 | 437 | Approved
The Soul, Rajarhat | CLUB | Landscaping |  |  |  | Raphis excelsa | Raphis excelsa Spacing (mm): 1000 Height (mm): 1000 | Nos |  |  | Approved
The Soul, Rajarhat | CLUB | Landscaping |  |  |  | Schefflera green | Schefflera green Spacing (mm): 600 Height (mm): 300 | Nos |  |  | Approved
The Soul, Rajarhat | BASEMENT WITH PODIUM | Landscaping |  | WO/HR01/BP01/48 | Mondal Nurseries & Exterior | Schefflera green | Schefflera green Spacing (mm): 600 Height (mm): 300 | Nos | 2168 | 49 | Approved
The Soul, Rajarhat | BASEMENT WITH PODIUM | Landscaping |  | WO/HR01/BP01/48 | Mondal Nurseries & Exterior | Spider lily | Spider lily Spacing (mm): 400 Height (mm): 300 | Nos | 3852 | 24 | Approved
The Soul, Rajarhat | CLUB | Landscaping |  |  |  | Spider lily | Spider lily Spacing (mm): 400 Height (mm): 300 | Nos |  |  | Approved
The Soul, Rajarhat | CLUB | Landscaping |  |  |  | Syzigium Companulatum | Syzigium Companulatum Spacing (mm): 600 Height (mm): 600 | Nos |  |  | Approved
The Soul, Rajarhat | BASEMENT WITH PODIUM | Landscaping |  | WO/HR01/BP01/48 | Mondal Nurseries & Exterior | Syzigium Companulatum | Syzigium Companulatum Spacing (mm): 600 Height (mm): 600 | Nos | 1041 | 200 | Approved
The Soul, Rajarhat | BASEMENT WITH PODIUM | Landscaping |  | WO/HR01/BP01/48 | Mondal Nurseries & Exterior | Tabernaemontana coronaria variegated | Tabernaemontana coronaria variegated Spacing (mm): 900 Height (mm): 450 | Nos | 526 | 87 | Approved
The Soul, Rajarhat | CLUB | Landscaping |  |  |  | Tabernaemontana coronaria variegated | Tabernaemontana coronaria variegated Spacing (mm): 900 Height (mm): 450 | Nos |  |  | Approved
The Soul, Rajarhat | CLUB | Landscaping |  |  |  | Tulsi bed | Tulsi bed Spacing (mm): 250 Height (mm): 300 | Nos |  |  | Approved
The Soul, Rajarhat | BASEMENT WITH PODIUM | Landscaping |  | WO/HR01/BP01/48 | Mondal Nurseries & Exterior | Tulsi bed | Tulsi bed Spacing (mm): 250 Height (mm): 300 | Nos | 84 | 146 | Approved
The Soul, Rajarhat | BASEMENT WITH PODIUM | Landscaping |  | WO/HR01/BP01/48 | Mondal Nurseries & Exterior | Vernonia creeper | Vernonia creeper Spacing (mm): 200 Height (mm): 600 | Nos | 18487 | 19 | Approved
The Soul, Rajarhat | CLUB | Landscaping |  |  |  | Vernonia creeper | Vernonia creeper Spacing (mm): 200 Height (mm): 600 | Nos |  |  | Approved
The Soul, Rajarhat | CLUB | Landscaping |  |  |  | Zamia species | Zamia species Spacing (mm): 600 Height (mm): 900 | Nos |  |  | Approved
The Soul, Rajarhat | BASEMENT WITH PODIUM | Landscaping |  | WO/HR01/BP01/48 | Mondal Nurseries & Exterior | Zamia species | Zamia species Spacing (mm): 600 Height (mm): 900 | Nos | 13 | 2426 | Approved
The Soul, Rajarhat | BASEMENT WITH PODIUM | Landscaping |  | WO/HR01/BP01/48 | Mondal Nurseries & Exterior | Tree & Palm | Charges for supply of Plants (Shrubs) at required location as per approved drawing, specification and direction of EIC |  | 0 | 0 | Amended & Approved
The Soul, Rajarhat | BASEMENT WITH PODIUM | Landscaping |  | WO/HR01/BP01/48 | Mondal Nurseries & Exterior | Bahunia Blakeana | Bahunia Blakeana Spacing: As Per Drawing Height: 3M | Nos | 9 | 2426 | Approved
The Soul, Rajarhat | BASEMENT WITH PODIUM | Landscaping |  | WO/HR01/BP01/48 | Mondal Nurseries & Exterior | Betel palm | Betel palm Spacing: As Per Drawing Height: 3M trunk ht of 75-100 dia | Nos | 18 | 3397 | Approved
The Soul, Rajarhat | BASEMENT WITH PODIUM | Landscaping |  | WO/HR01/BP01/48 | Mondal Nurseries & Exterior | Bismarkia nobilis | Bismarkia nobilis Spacing: As Per Drawing Height: 3.5 M | Nos | 2 | 6308 | Approved
The Soul, Rajarhat | BASEMENT WITH PODIUM | Landscaping |  | WO/HR01/BP01/48 | Mondal Nurseries & Exterior | Bignonia metapotamica | Bignonia metapotamica Spacing: As Per Drawing Height: 3-3.5 M | Nos | 19 | 3882 | Approved
The Soul, Rajarhat | BASEMENT WITH PODIUM | Landscaping |  | WO/HR01/BP01/48 | Mondal Nurseries & Exterior | Caeselpinia pulcherima | Caeselpinia pulcherima Spacing: 450 MM Height: 0.6-7.5 M | Nos | 8 | 243 | Approved
Primarc Chambers | IT Expenses | AMC and Services |  | WO/PCH/ITEX02/4 | Trisita Engineering LLP | AutoCAD LT 2022 | AutoCAD LT 2022 license subscription | Nos. | 2 | 21000 | Approved
The Ramdulari | IT Expenses | AMC and Services |  | WO/RP/ITEX01/3 | Trisita Engineering LLP | AutoCAD LT 2022 | AutoCAD LT 2022 | Nos. | 2 | 21000 | Approved
The Soul, Rajarhat | BASEMENT WITH PODIUM | Landscaping |  | WO/HR01/BP01/48 | Mondal Nurseries & Exterior | Calliandra haematocephala | Calliandra haematocephala Spacing: 1500 MM Height: 0.6 M | Nos | 9 | 145 | Approved
The Soul, Rajarhat | BASEMENT WITH PODIUM | Landscaping |  | WO/HR01/BP01/48 | Mondal Nurseries & Exterior | Clusea rosea | Clusea rosea Spacing: As Per Drawing Height: 3 M | Nos | 5 | 3397 | Approved
The Soul, Rajarhat | BASEMENT WITH PODIUM | Landscaping |  | WO/HR01/BP01/48 | Mondal Nurseries & Exterior | Cassia fistula | Cassia fistula Spacing: As Per Drawing Height: 3 M | Nos | 22 | 5823 | Approved
The Soul, Rajarhat | BASEMENT WITH PODIUM | Landscaping |  | WO/HR01/BP01/48 | Mondal Nurseries & Exterior | Erythrina indica green | Erythrina indica green Spacing: As Per Drawing Height: 3 M | Nos | 11 | 3397 | Approved
The Soul, Rajarhat | BASEMENT WITH PODIUM | Landscaping |  | WO/HR01/BP01/48 | Mondal Nurseries & Exterior | Foxtail palm | Foxtail palm Spacing: As Per Drawing Height: 3M trunk ht of 75-100 dia | Nos | 52 | 4367 | Approved
The Soul, Rajarhat | BASEMENT WITH PODIUM | Landscaping |  | WO/HR01/BP01/48 | Mondal Nurseries & Exterior | Guava tree | Guava tree Spacing: 2 M Height: 2.5-3 M | Nos | 6 | 631 | Approved
The Soul, Rajarhat | BASEMENT WITH PODIUM | Landscaping |  | WO/HR01/BP01/48 | Mondal Nurseries & Exterior | Hibiscus mutabilis | Hibiscus mutabilis Spacing: 1 M Height: 0.6 M | Nos | 10 | 145 | Approved
The Soul, Rajarhat | BASEMENT WITH PODIUM | Landscaping |  | WO/HR01/BP01/48 | Mondal Nurseries & Exterior | Magnolia champaca | Magnolia champaca Spacing: 2.5-3 M Height: 3.5-4 M | Nos | 26 | 4367 | Approved
The Soul, Rajarhat | BASEMENT WITH PODIUM | Landscaping |  | WO/HR01/BP01/48 | Mondal Nurseries & Exterior | Nyctanthes arbor tristris | Nyctanthes arbor tristris Spacing: As per Drawing Height: 2.5-3 M | Nos | 7 | 1941 | Approved
The Soul, Rajarhat | BASEMENT WITH PODIUM | Landscaping |  | WO/HR01/BP01/48 | Mondal Nurseries & Exterior | Plumeria alba | Plumeria alba Spacing: 2-2.5 M Height: 2-2.5 M | Nos | 49 | 3397 | Approved
The Soul, Rajarhat | BASEMENT WITH PODIUM | Landscaping |  | WO/HR01/BP01/48 | Mondal Nurseries & Exterior | Plumeria rubra | Plumeria rubra Spacing: As per Drawing Height: 2-2.5 M | Nos | 47 | 4367 | Approved
The Soul, Rajarhat | BASEMENT WITH PODIUM | Landscaping |  | WO/HR01/BP01/48 | Mondal Nurseries & Exterior | Pongamia glabra | Pongamia glabra Spacing: As per Drawing Height: 2.5-3 M | Nos | 1 | 2426 | Approved
The Soul, Rajarhat | BASEMENT WITH PODIUM | Landscaping |  | WO/HR01/BP01/48 | Mondal Nurseries & Exterior | Quisqualis indica | Quisqualis indica Spacing: 1-1.5 M Height: 0.3 M | Nos | 5 | 97 | Approved
The Soul, Rajarhat | BASEMENT WITH PODIUM | Landscaping |  | WO/HR01/BP01/48 | Mondal Nurseries & Exterior | Saraca filipino | Saraca filipino Spacing: As per Drawing Height: 3-3.5 M | Nos | 7 | 5338 | Approved
The Soul, Rajarhat | BASEMENT WITH PODIUM | Landscaping |  | WO/HR01/BP01/48 | Mondal Nurseries & Exterior | Tabebuea rosea | Tabebuea rosea Spacing: As per Drawing Height: 3-3.5 M | Nos | 9 | 2426 | Approved
The Soul, Rajarhat | BASEMENT WITH PODIUM | Landscaping |  | WO/HR01/BP01/48 | Mondal Nurseries & Exterior | Tecoma stans | Tecoma stans Spacing: 0.9 M Height:0.6-0.75 M | Nos | 5 | 243 | Approved
The Soul, Rajarhat | BASEMENT WITH PODIUM | Landscaping |  | WO/HR01/BP01/48 | Mondal Nurseries & Exterior | Terminalia Mantaly | Terminalia Mantaly Spacing: As per Drawing Height: 3-3.5 M | Nos | 45 | 3397 | Approved
The Soul, Rajarhat | BASEMENT WITH PODIUM | Landscaping |  | WO/HR01/BP01/49 | Mondal Nurseries & Exterior | Plantation | Charges for Lifting and Plantation/ Soil Preparation with supply of Manure Cocopeat & Vermicomposting/ Fertilizer |  | 0 | 0 | Amended & Approved
The Soul, Rajarhat | BASEMENT WITH PODIUM | Landscaping |  | WO/HR01/BP01/49 | Mondal Nurseries & Exterior | Plantation | Labour for Lifting and Plantation | Lump Sum | 0.965 | 250000 | Approved
The Soul, Rajarhat | BASEMENT WITH PODIUM | Landscaping |  | WO/HR01/BP01/49 | Mondal Nurseries & Exterior | Soil Preparation | Soil Preparation: Manure | Lump Sum | 0.965 | 40000 | Approved
The Soul, Rajarhat | BASEMENT WITH PODIUM | Landscaping |  | WO/HR01/BP01/49 | Mondal Nurseries & Exterior | Soil Preparation | Cocopeat & Vermicomposting | Lump Sum | 0.965 | 70000 | Approved
The Soul, Rajarhat | BASEMENT WITH PODIUM | Landscaping |  |  |  | Maintenance | Charges for Maintenance which includes supervision, watering, supply and application of manure, fertilizer & pesticides as per requirement and direction of EIC | Months |  |  | Approved
SOUTHWINDS PROJECT LLP (PHASE - III & IV) | MEP PHASE - IV | Internal Electrical |  | WO/SP34/MW4/4 | Ali Electrical Works | Internal Electrical Work Block -14 | Internal Electrical Work Block -14 |  | 0 | 0 | Approved
SOUTHWINDS PROJECT LLP (PHASE - III & IV) | MEP PHASE - IV | Internal Electrical |  | WO/SP34/MW4/4 | Ali Electrical Works | Block-14, 1st to 18th Floor | Supply & Labour charges/sq.ft. on plate area of total internal electrical work including supply of PVC MMS rigid conduit pipe, CI/18 SWG MS fan box, MS circular box for slab casting and wall conduiting including supply of Sand, MS JB of approved make, MMS PVC rigid conduit of approved make for electrical riser , ELV Shaft, Lift Shaft & meter room work, Supply & Installation of lift shaft electrical work, meter room & individual flat earthing, receiving and fixing of modular box, wire pulling, fixing of switch & socket, distribution boxes & MCB, main line wiring from individual DB to meter room, change over fixing and wiring from changeover to DG panel including dressing as required, TV & Telephone conduit & cable laying upto Ground Floor, Lift & Meter room earthing including supply of materials like GI Pipe electrode & GI strip of standard size & approved make, common area lift-lobby, staircase, carparking area conduiting ,supply and laying of PVC conduit with accessories for FDA system at Common area& wiring including fixing of fixture as per drawing complete in all respect & as per annexure attach with the WO. (Area : 1st to 18th floor 13628 Sq. ft./Floor including Lift well & Electrical/ELV Shaft but excluding Ventilation Shaft & Cut out. | Sq.Ft. | 245304 | 27.5 | Approved
SOUTHWINDS PROJECT LLP (PHASE - III & IV) | MEP PHASE - IV | Internal Electrical |  | WO/SP34/MW4/4 | Ali Electrical Works | Block-14, Ground Floor | Supply & Labour charges/sq.ft. on plate area of total internal electrical work including supply of PVC MMS rigid conduit pipe , CI/18 SWG MS fan box, MS circular box for slab casting and wall conduiting including supply of Sand, MS JB of approved make, MMS PVC rigid conduit of approved make for electrical riser, ELV Shaft,Lift shaft & meter room work, Supply & Installation of lift shaft electrical work, meter room & individual flat earthing, receiving and fixing of modular box, wire pulling, fixing of switch & socket, distribution boxes & MCB, main line wiring from individual DB to meter room, change over fixing and wiring from changeover to DG panel including dressing as required, TV & Telephone conduit & cable laying upto Ground Floor, Lift & Meter room earthing including supply of materials like GI Pipe electrode & GI strip of standard size & approved make, common area lift-lobby, staircase, carparking area conduiting ,supply and laying of PVC conduit with accessories for FDA system at Common area& wiring including fixing of fixture as per drawing complete in all respect & as per annexure attach with the WO. (Area : Ground Floor only), Plate area details - 13962 Sq-Ft , including Lift well & Electrical/ELV Shaft but excluding Ventilation Shaft & Cut out. | Sq.Ft. | 13962 | 24 | Approved
SOUTHWINDS PROJECT LLP (PHASE - III & IV) | MEP PHASE - IV | Internal Electrical |  | WO/SP34/MW4/4 | Ali Electrical Works | Internal Electrical Work Block -15 | Internal Electrical Work Block -15 |  | 0 | 0 | Approved
SOUTHWINDS PROJECT LLP (PHASE - III & IV) | MEP PHASE - IV | Internal Electrical |  | WO/SP34/MW4/4 | Ali Electrical Works | Block-15, 1st to 18th Floor | Supply & Labour charges/sq.ft. on plate area of total internal electrical work including supply of PVC MMS rigid conduit pipe, CI/18 SWG MS fan box, MS circular box for slab casting and wall conduiting including supply of Sand, MS JB of approved make, MMS PVC rigid conduit of approved make for electrical riser,ELV Shaft, Lift Shaft & meter room work, Supply & Installation of lift shaft electrical work, meter room & individual flat earthing, receiving and fixing of modular box, wire pulling, fixing of switch & socket, distribution boxes & MCB, main line wiring from individual DB to meter room, change over fixing and wiring from changeover to DG panel including dressing as required, TV & Telephone conduit & cable laying upto Ground Floor, Lift & Meter room earthing including supply of materials like GI Pipe electrode & GI strip of standard size & approved make, common area lift-lobby, staircase, carparking area conduiting, supply and laying of PVC conduit with accessories for FDA system at Common area& wiring including fixing of fixture as per drawing complete in all respect & as per annexure attach with the WO. (Area : 1st to 18th floor Area - 5502 sq-ft/ Per Floor including Lift well & Electrical/ELV Shaft but excluding Ventilation Shaft & Cut out. | Sq.Ft. | 99036 | 27.5 | Approved
SOUTHWINDS PROJECT LLP (PHASE - III & IV) | MEP PHASE - IV | Internal Electrical |  | WO/SP34/MW4/4 | Ali Electrical Works | Block-15, Ground Floor | Supply & Labour charges/sq.ft. on plate area of total internal electrical work including supply of PVC MMS rigid conduit pipe , CI/18 SWG MS fan box, MS circular box for slab casting and wall conduiting including supply of Sand, MS JB of approved make, MMS PVC rigid conduit of approved make for electrical riser, ELV Shaft,Lift shaft & meter room work, Supply & Installation of lift shaft electrical work, meter room & individual flat earthing, receiving and fixing of modular box, wire pulling, fixing of switch & socket, distribution boxes & MCB, main line wiring from individual DB to meter room, change over fixing and wiring from changeover to DG panel including dressing as required, TV & Telephone conduit & cable laying upto Ground Floor, Lift & Meter room earthing including supply of materials like GI Pipe electrode & GI strip of standard size & approved make, common area lift-lobby, staircase, carparking area conduiting, supply and laying of PVC conduit with accessories for FDA system at Common area& wiring including fixing of fixture as per drawing complete in all respect & as per annexure attach with the WO. (Area : Ground Floor only), Plate area details - 5628 Sq. ft. including Lift well & Electrical/ELV Shaft but excluding Ventilation Shaft & Cut out. | Sq.Ft. | 5628 | 24 | Approved
SOUTHWINDS PROJECT LLP (PHASE - III & IV) | MEP PHASE - IV | Internal Electrical |  | WO/SP34/MW4/5 | Accumax Enterprises Pvt. Ltd. | Internal Electrical Work Block -13 | Internal Electrical Work Block -13 |  | 0 | 0 | Approved
SOUTHWINDS PROJECT LLP (PHASE - III & IV) | MEP PHASE - IV | Internal Electrical |  | WO/SP34/MW4/5 | Accumax Enterprises Pvt. Ltd. | Block-13, 1st to 18th Floor | Supply & Labour charges/sq.ft. on plate area of total internal electrical work including supply of PVC MMS rigid conduit pipe, CI/18 SWG MS fan box, MS circular box for slab casting and wall conduiting including supply of Sand & cement, MS JB of approved make, MMS PVC rigid conduit of approved make for electrical riser , ELV Shaft, Lift Shaft & meter room work, Supply & Installation of lift shaft electrical work, meter room & individual flat earthing, receiving and fixing of modular box, wire pulling, fixing of switch & socket, distribution boxes & MCB, main line wiring from individual DB to meter room, change over fixing and wiring from changeover to DG panel including dressing as required, TV & Telephone conduit & cable laying upto Ground Floor, Lift & Meter room earthing including supply of materials like GI Pipe electrode & GI strip of standard size & approved make, common area lift-lobby, staircase, carparking area conduiting, supply and laying of PVC conduit with accessories for FDA system at Common area& wiring including fixing of fixture as per drawing complete in all respect & as per annexure attach with the WO. (Area : 1st - 8542 Sqft ,3rd,5th,7th,9th,11th,13th, 15th, Floor Plate area details - 8497 Sq. ft./Floor and 2nd,4th,6th,8th,10th,12th,14th,16th, floor Plate area details - 8474 Sq. ft./Floor- 17 th Floor- 8529 Sqft and 18th Floor Area - 6904 Sqft including Lift well & Electrical/ELV Shaft but excluding Ventilation Shaft & Cut out. | Sq.Ft. | 151246 | 27.5 | Approved
SOUTHWINDS PROJECT LLP (PHASE - III & IV) | MEP PHASE - IV | Internal Electrical |  | WO/SP34/MW4/5 | Accumax Enterprises Pvt. Ltd. | Block-13, Ground Floor | Supply & Labour charges/sq.ft. on plate area of total internal electrical work including supply of PVC MMS rigid conduit pipe , CI/18 SWG MS fan box, MS circular box for slab casting and wall conduiting including supply of Sand, MS JB of approved make, MMS PVC rigid conduit of approved make for electrical riser, ELV Shaft,Lift shaft & meter room work, Supply & Installation of lift shaft electrical work, meter room & individual flat earthing, receiving and fixing of modular box, wire pulling, fixing of switch & socket, distribution boxes & MCB, main line wiring from individual DB to meter room, change over fixing and wiring from changeover to DG panel including dressing as required, TV & Telephone conduit & cable laying upto Ground Floor, Lift & Meter room earthing including supply of materials like GI Pipe electrode & GI strip of standard size & approved make, common area lift-lobby, staircase, carparking area conduiting, supply and laying of PVC conduit with accessories for FDA system at Common area & wiring including fixing of fixture as per drawing complete in all respect & as per annexure attach with the WO. (Area : Ground Floor only), Plate area details - 9039 Sq. ft. including Lift well & Electrical/ELV Shaft but excluding Ventilation Shaft & Cut out. | Sq.Ft. | 9039 | 24 | Approved
SOUTHWINDS PROJECT LLP (PHASE - III & IV) | MEP PHASE - IV | Internal Electrical |  | WO/SP34/MW4/5 | Accumax Enterprises Pvt. Ltd. | Internal Electrical Work Block -16 | Internal Electrical Work Block -16 |  | 0 | 0 | Approved
SOUTHWINDS PROJECT LLP (PHASE - III & IV) | MEP PHASE - IV | Internal Electrical |  | WO/SP34/MW4/5 | Accumax Enterprises Pvt. Ltd. | Block-16, 1st to 18th Floor | Supply & Labour charges/sq.ft. on plate area of total internal electrical work including supply of PVC Medium pipe, CI/18 SWG MS fan box, MS circular box for slab casting and wall conduiting including supply of Sand, MS JB of approved make, MMS PVC rigid conduit of approved make for electrical riser , ELV Shaft, Lift Shaft & meter room work, Supply & Installation of lift shaft electrical work, meter room & individual flat earthing, receiving and fixing of modular box, wire pulling, fixing of switch & socket, distribution boxes & MCB, main line wiring from individual DB to meter room, change over fixing and wiring from changeover to DG panel including dressing as required, TV & Telephone conduit & cable laying upto Ground Floor, Lift & Meter room earthing including supply of materials like GI Pipe electrode & GI strip of standard size & approved make, common area lift-lobby, staircase, carparking area conduiting, supply and laying of PVC conduit with accessories for FDA system at Common area& wiring including fixing of fixture as per drawing complete in all respect & as per annexure attach with the WO. (Area : 1st, to 18th Floor Plate area details - 5279 Sq. ft./Floor including Lift well & Electrical/ELV Shaft but excluding Ventilation Shaft & Cut out. | Sq.Ft. | 95022 | 27.5 | Approved
SOUTHWINDS PROJECT LLP (PHASE - III & IV) | MEP PHASE - IV | Internal Electrical |  | WO/SP34/MW4/5 | Accumax Enterprises Pvt. Ltd. | Block-16, Ground Floor | Supply & Labour charges/sq.ft. on plate area of total internal electrical work including supply of PVC Medium guage pipe, CI/18 SWG MS fan box, MS circular box for slab casting and wall conduiting including supply of Sand, MS JB of approved make, MMS PVC rigid conduit of approved make for electrical riser, ELV Shaft,Lift shaft & meter room work, Supply & Installation of lift shaft electrical work, meter room & individual flat earthing, receiving and fixing of modular box, wire pulling, fixing of switch & socket, distribution boxes & MCB, main line wiring from individual DB to meter room, change over fixing and wiring from changeover to DG panel including dressing as required, TV & Telephone conduit & cable laying upto Ground Floor, Lift & Meter room earthing including supply of materials like GI Pipe electrode & GI strip of standard size & approved make, common area lift-lobby, staircase, carparking area conduiting, supply and laying of PVC conduit with accessories for FDA system at Common area & wiring including fixing of fixture as per drawing complete in all respect & as per annexure attach with the WO. (Area : Ground Floor only), Plate area details - 5615 Sq. ft. including Lift well & Electrical/ELV Shaft but excluding Ventilation Shaft & Cut out. | Sq.Ft. | 5615 | 24 | Approved
Primarc Chambers | OVERHEAD | Pest Control |  | WO/PCH/PC05/9 | Secura Infra Services Pvt. Ltd. | Mosquito Control treatment | Mosquito Control treatment (Work period - June , 2022 to Jan, 2023 ) |  | 0 | 0 | Approved
Primarc Chambers | OVERHEAD | Pest Control |  | WO/PCH/PC05/9 | Secura Infra Services Pvt. Ltd. | Mosquito Control treatment | Mosquito Control treatment at Site Premises: I. Larvae Control Treatment Spraying Chemical (Temiphos/Sumilarv) 3 times in Month. II. Adult Mosquito Control Treatment a. Spraying Chemical (CyphenothrinMalathion) 15 times in Month. b. Smoke Fogging (Cyphenothrin 5% EC/Deltamethrin 1.25% ULV) 15 times in Month at Project premises (Security Post, Marketing office, Site office, Store, Contractor office, Labour Hutment area & other necessary area at site where may be applicable) as per direction of Engineer in Charge | Months | 8 | 10500 | Approved
Primarc Chambers | OVERHEAD | Pest Control |  | WO/PCH/PC05/9 | Secura Infra Services Pvt. Ltd. | Labour Hutment | Mosquito Control treatment at Labour Hutment: I. Adult Mosquito Control Treatment a. Spraying Chemical (Landa-Cyhalothrin) 2 times in Month. at Labour Hutment as per direction of Engineer in Charge. | Months | 8 | 1800 | Approved
The Soul, Rajarhat | BLOCK | Plumbing/Sanitory | External Plumbing | WO/HR01/BOK01/117 | R.M.CO.& PLAMBER | Recharge Pit Civil Work | Charges for Construction of Recharge Pit (1.5M X 1.5M ) as per drawing of following sizes using Red brickwork 230/250 mm in cement sand mortar (1:4), over a bed of Single layer BFS and 100 mm thk. RCC (1:1.5:3), 12 mm thick inside plastering work with cement plaster (1:4) finished with a floating coat of neat cement, Outside making jointing & pointing and making channel and benching in cement concrete (1:2:4), RCC (1:1.5:3) 150 mm thick top slab with 8mm dia reinforcement at 150mm c/c to hold the FRP cover, fixing FRP rectangular type manhole cover, fixing of rung ladder, testing all complete as per specifications and approved drawings. Rates shall include the cost of excavation in all sorts of soil, compacting the base, disposing of surplus earth within the site premises (lead up to 0.5 km), backfilling work after completion of job, all complete. The rate is inclusive of bailing out of water during excavation and shoring work, if required to prevent collapsing of soil. (Only cement , PVC Gully trap, Cover, Rung Ladder, Reinforcement Steel (From Scrap) would be supplied by the Employer but subjected to reconciliation). Work to be done as per drawing and direction of EIC | Nos | 5 | 19500 | Approved
The Ramdulari | PRE-CONSTRUCTION PHASE | Mechanical Equipment |  | WO/RP/RP01/32 | A B S Enterprise | Supply & Labour charges of electrical work for Tower Crane | Supply & Labour charges of electrical work for Tower Crane , Fixing of Suitable Sizes of MCCB at Meter room , laying of 3.5 C X 95 Sq mm XLPE Al Cable for incoming power of tower Crane fro meter room, 4 C X35 Sqmm PVC insulated Copper Cable for Vertical run at Tower Crane, 1C X6.0 Sqmm pvc insulated copper wire with supply of PVC conduit pipe with accessories for LPS system fo tower Crane , Termination of XLPE armourd / Unarmoured Cable with supply of Double Compression Gland & Socket ,wiring with 4C X4.0 Sqmm PVC insulated copper cable for light fixture and fixing of 4 Nos light fixture at Boom , 2nos at Counter weight, and 4 nos at Shaft. 2 Nos Body earthing for tower Crane including supply of materials like GI Pipe electrode & Double run 25 X6 mm GI strip ,Nut & Bolt , Earth Bus Bar , Charcoal, Salt, CI Cover , Bricks , Sand etc as required ( CEMENT supply by Client) and also 1 no 600 mm X 600 Mm X 3 Mm Copper plate earthing including supply of above mentioned Copper plate , Water pipe ,Funnel, Nut & Bolt , Earth Bus Bar , Charcoal, Salt, CI Cover , Bricks , Sand etc as required to complete in all respect. | Lump Sum | 1 | 75000 | Approved
The Ramdulari | MARKETING | Site Branding |  | WO/RP/RP05/8 | Kolkata Signage | LED Signage work at Tower crane | LED Signage work at Tower crane |  | 0 | 0 | Amended & Approved
The Ramdulari | MARKETING | Site Branding |  | WO/RP/RP05/8 | Kolkata Signage | Signage work at Tower crane | All Charges for Supply & fixing of following items for tower crane Signage work: i) Channel letters back ACP and top Acrylic letters 2.5" Black Razing Samsung LED and SMPS IP 67 25X25" 14 GZ MS frame (Total size-180"X23.5", Single side and total weight approx 40 kg.) installtion done with clamp nut bolt system . The total work will be completed as per direction of EIC. | Lump Sum | 1 | 60000 | Approved
The Ramdulari | COMMON INFRASTRUCTURE | Consultancy Charges |  | WO/RP/RP03/22 | Aimil Ltd. | Consultancy charges for Digital 2000 KN compression testing machine | Consultancy charges for one time Calibration of 2000 KN Digital Compression Testing machine (AIM-317E-DG-1 S/N: 161009) |  | 0 | 0 | Approved
The Ramdulari | COMMON INFRASTRUCTURE | Consultancy Charges |  | WO/RP/RP03/22 | Aimil Ltd. | Calibration of 2000KN Digital CTM | Consultancy charges for one time Calibration of 2000 KN Digital Compression Testing machine (AIM-317E-DG-1 S/N: 161009) Note :-Calibration will be carried out with NCCBM Calibrated proving Ring | Nos | 1 | 15000 | Approved
SOUTHWINDS PROJECT LLP (PHASE - III & IV) | MEP PHASE - IV | External Plumbing |  | WO/SP34/MW4/6 | PRAHALLAD CONSTRUCTION PRIVATE LIMITED | (160mm O.D. Pipe)-SEWERAGE PIPE LINE | Charges for laying, jointing, testing and commissioning laying the following diameters underground double wall corrugated pipe of HDPE SN 8 pipes with smooth internal and profiled external surface for non-pressure underground Sewerage pipe line as per ISO 21138-3 with suitable Snapfit coupler and rubber 'O' Ring for jointing in trenches for all depths ( up to invert level from FGL )and lengths to correct grades levels and alignment & adequate width of trench (minimum pipe OD + 300 mm) including PCC concrete of 75 mm for bedding (1:3:6) pipe supports 150 mm Silver sand filling along with compaction with water and 75mm thick encasing of the pipes wherever required (in every socket joint, 2 mtr. interval considering socket joint encasing), compacting the base before pcc work, disposing of surplus earth within the site premises (lead up to 0.5 km), backfilling work after completion of job, The rate is inclusive of bailing out of water during excavation and shoring work, testing and making good the leakages if any etc. as per directions of the Engineer-in-charge. (only pipe, fittings and cement would be supplied by the Employer free of cost, but subjected to reconciliation) (160mm O.D. Pipe)-SEWERAGE PIPE LINE |  | 0 | 0 | Approved
SOUTHWINDS PROJECT LLP (PHASE - III & IV) | MEP PHASE - IV | External Plumbing |  | WO/SP34/MW4/6 | PRAHALLAD CONSTRUCTION PRIVATE LIMITED | Invert Lvl -Less than 700 mm | Invert Lvl -Less than 700 mm | RMT | 69.5 | 594 | Approved
SOUTHWINDS PROJECT LLP (PHASE - III & IV) | MEP PHASE - IV | External Plumbing |  | WO/SP34/MW4/6 | PRAHALLAD CONSTRUCTION PRIVATE LIMITED | Invert Lvl -Greater than 700 mm but less than 1000 mm | Invert Lvl -Greater than 700 mm but less than 1000 mm | RMT | 32 | 619 | Approved
SOUTHWINDS PROJECT LLP (PHASE - III & IV) | MEP PHASE - IV | External Plumbing |  | WO/SP34/MW4/6 | PRAHALLAD CONSTRUCTION PRIVATE LIMITED | Invert Lvl -Greater than 1500 mm but lass than 2000 mm | Invert Lvl -Greater than 1500 mm but lass than 2000 mm | RMT | 6.8 | 758 | Approved
SOUTHWINDS PROJECT LLP (PHASE - III & IV) | MEP PHASE - IV | External Plumbing |  | WO/SP34/MW4/6 | PRAHALLAD CONSTRUCTION PRIVATE LIMITED | (200mm O.D. Pipe)- SEWERAGE PIPE LINE | Charges for laying, jointing, testing and commissioning laying the following diameters underground double wall corrugated pipe of HDPE SN 8 pipes with smooth internal and profiled external surface for non-pressure underground Sewerage pipe line as per ISO 21138-3 with suitable Snapfit coupler and rubber 'O' Ring for jointing in trenches for all depths and lengths to correct grades levels and alignment including PCC concrete of 75 mm for bedding (1:3:6) pipe supports 150 mm Silver sand filling along with compaction with water and 75mm thick encasing of the pipes wherever required (in every socket joint, 2 mtr. interval considering socket joint encasing), compacting the base before pcc work, disposing of surplus earth within the site premises (lead up to 0.5 km), backfilling work after completion of job, The rate is inclusive of bailing out of water during excavation and shoring work, testing and making good the leakages if any etc. as per directions of the Engineer-in-charge. (only pipe, fittings and cement would be supplied by the Employer free of cost, but subjected to reconciliation) (200mm O.D. Pipe)- SEWERAGE PIPE LINE |  | 0 | 0 | Approved
SOUTHWINDS PROJECT LLP (PHASE - III & IV) | MEP PHASE - IV | External Plumbing |  | WO/SP34/MW4/6 | PRAHALLAD CONSTRUCTION PRIVATE LIMITED | Invert Lvl -Greater than 700 mm but less than 1000 mm | Invert Lvl -Greater than 700 mm but less than 1000 mm | RMT | 0 | 740 | Approved
SOUTHWINDS PROJECT LLP (PHASE - III & IV) | MEP PHASE - IV | External Plumbing |  | WO/SP34/MW4/6 | PRAHALLAD CONSTRUCTION PRIVATE LIMITED | Invert Lvl -Greater than 1500 mm but lass than 2000 mm | Invert Lvl -Greater than 1500 mm but lass than 2000 mm | RMT | 46.7 | 880 | Approved
SOUTHWINDS PROJECT LLP (PHASE - III & IV) | MEP PHASE - IV | External Plumbing |  | WO/SP34/MW4/6 | PRAHALLAD CONSTRUCTION PRIVATE LIMITED | (250mm O.D. Pipe)-SEWERAGE PIPE LINE | Charges for laying, jointing, testing and commissioning laying the following diameters underground double wall corrugated pipe of HDPE SN 8 pipes with smooth internal and profiled external surface for non-pressure underground Sewerage pipe line as per ISO 21138-3 with suitable Snapfit coupler and rubber 'O' Ring for jointing in trenches for all depths ( up to invert level from FGL )and lengths to correct grades levels and alignment & adequate width of trench (minimum pipe OD + 300 mm) including PCC concrete of 75 mm for bedding (1:3:6) pipe supports 150 mm Silver sand filling along with compaction with water and 75mm thick encasing of the pipes wherever required (in every socket joint, 2 mtr. interval considering socket joint encasing), compacting the base before pcc work, disposing of surplus earth within the site premises (lead up to 0.5 km), backfilling work after completion of job, The rate is inclusive of bailing out of water during excavation and shoring work, testing and making good the leakages if any etc. as per directions of the Engineer-in-charge. (only pipe, fittings and cement would be supplied by the Employer free of cost, but subjected to reconciliation) (250mm O.D. Pipe)-SEWERAGE PIPE LINE |  | 0 | 0 | Approved
SOUTHWINDS PROJECT LLP (PHASE - III & IV) | MEP PHASE - IV | External Plumbing |  | WO/SP34/MW4/6 | PRAHALLAD CONSTRUCTION PRIVATE LIMITED | Invert Lvl -Greater than 1500 mm but lass than 2000 mm | Invert Lvl -Greater than 1500 mm but lass than 2000 mm | RMT | 52.05 | 1005 | Approved
SOUTHWINDS PROJECT LLP (PHASE - III & IV) | MEP PHASE - IV | External Plumbing |  | WO/SP34/MW4/6 | PRAHALLAD CONSTRUCTION PRIVATE LIMITED | (160 mm O.D.Pipe) -RAIN WATER PIPE LINE | Charges for laying, jointing, testing and commissioning laying the following diameters underground double wall corrugated pipe of HDPE SN 8 pipes with smooth internal and profiled external surface for non-pressure underground Sewerage pipe line as per ISO 21138-3 with suitable Snapfit coupler and rubber 'O' Ring for jointing in trenches for all depths ( up to invert level from FGL )and lengths to correct grades levels and alignment & adequate width of trench (minimum pipe OD + 300 mm) including PCC concrete of 75 mm for bedding (1:3:6) pipe supports 150 mm Silver sand filling along with compaction with water and 75mm thick encasing of the pipes wherever required (in every socket joint, 2 mtr. interval considering socket joint encasing), compacting the base before pcc work, disposing of surplus earth within the site premises (lead up to 0.5 km), backfilling work after completion of job, The rate is inclusive of bailing out of water during excavation and shoring work, testing and making good the leakages if any etc. as per directions of the Engineer-in-charge. (only pipe, fittings and cement would be supplied by the Employer free of cost, but subjected to reconciliation) (160 mm O.D.Pipe) -RAIN WATER PIPE LINE |  | 0 | 0 | Approved
SOUTHWINDS PROJECT LLP (PHASE - III & IV) | MEP PHASE - IV | External Plumbing |  | WO/SP34/MW4/6 | PRAHALLAD CONSTRUCTION PRIVATE LIMITED | Invert Lvl -Less than 700 mm | Invert Lvl -Less than 700 mm | RMT | 38.15 | 594 | Approved
SOUTHWINDS PROJECT LLP (PHASE - III & IV) | MEP PHASE - IV | External Plumbing |  | WO/SP34/MW4/6 | PRAHALLAD CONSTRUCTION PRIVATE LIMITED | Invert Lvl -Greater than 700 mm but less than 1000 mm | Invert Lvl -Greater than 700 mm but less than 1000 mm | RMT | 64.35 | 619 | Approved
SOUTHWINDS PROJECT LLP (PHASE - III & IV) | MEP PHASE - IV | External Plumbing |  | WO/SP34/MW4/6 | PRAHALLAD CONSTRUCTION PRIVATE LIMITED | Invert Lvl -Greater than 1500 mm but lass than 2000 mm | Invert Lvl -Greater than 1500 mm but lass than 2000 mm | RMT | 0 | 758 | Approved
SOUTHWINDS PROJECT LLP (PHASE - III & IV) | MEP PHASE - IV | External Plumbing |  | WO/SP34/MW4/6 | PRAHALLAD CONSTRUCTION PRIVATE LIMITED | (250 mm O.D.Pipe) -RAIN WATER PIPE LINE | Charges for laying, jointing, testing and commissioning laying the following diameters underground double wall corrugated pipe of HDPE SN 8 pipes with smooth internal and profiled external surface for non-pressure underground Sewerage pipe line as per ISO 21138-3 with suitable Snapfit coupler and rubber 'O' Ring for jointing in trenches for all depths ( up to invert level from FGL )and lengths to correct grades levels and alignment & adequate width of trench (minimum pipe OD + 300 mm) including PCC concrete of 75 mm for bedding (1:3:6) pipe supports 150 mm Silver sand filling along with compaction with water and 75mm thick encasing of the pipes wherever required (in every socket joint, 2 mtr. interval considering socket joint encasing), compacting the base before pcc work, disposing of surplus earth within the site premises (lead up to 0.5 km), backfilling work after completion of job, The rate is inclusive of bailing out of water during excavation and shoring work, testing and making good the leakages if any etc. as per directions of the Engineer-in-charge. (only pipe, fittings and cement would be supplied by the Employer free of cost, but subjected to reconciliation) (250 mm O.D.Pipe) -RAIN WATER PIPE LINE |  | 0 | 0 | Approved
SOUTHWINDS PROJECT LLP (PHASE - III & IV) | MEP PHASE - IV | External Plumbing |  | WO/SP34/MW4/6 | PRAHALLAD CONSTRUCTION PRIVATE LIMITED | Invert Lvl -Greater than 1000 mm but lass than 1500 mm | Invert Lvl -Greater than 1000 mm but lass than 1500 mm | RMT | 60.25 | 940 | Approved
SOUTHWINDS PROJECT LLP (PHASE - III & IV) | MEP PHASE - IV | External Plumbing |  | WO/SP34/MW4/6 | PRAHALLAD CONSTRUCTION PRIVATE LIMITED | (160 mm O.D. Pipe)-STROME WATER PIPE | Charges for laying, jointing, testing and commissioning laying the following diameters underground double wall corrugated pipe of HDPE SN 8 pipes with smooth internal and profiled external surface for non-pressure underground Sewerage pipe line as per ISO 21138-3 with suitable Snapfit coupler and rubber 'O' Ring for jointing in trenches for all depths ( up to invert level from FGL )and lengths to correct grades levels and alignment & adequate width of trench (minimum pipe OD + 300 mm) including PCC concrete of 75 mm for bedding (1:3:6) pipe supports 150 mm Silver sand filling along with compaction with water and 75mm thick encasing of the pipes wherever required (in every socket joint, 2 mtr. interval considering socket joint encasing), compacting the base before pcc work, disposing of surplus earth within the site premises (lead up to 0.5 km), backfilling work after completion of job, The rate is inclusive of bailing out of water during excavation and shoring work, testing and making good the leakages if any etc. as per directions of the Engineer-in-charge. (only pipe, fittings and cement would be supplied by the Employer free of cost, but subjected to reconciliation) (160 mm O.D. Pipe)-STROME WATER PIPE |  | 0 | 0 | Approved
SOUTHWINDS PROJECT LLP (PHASE - III & IV) | MEP PHASE - IV | External Plumbing |  | WO/SP34/MW4/6 | PRAHALLAD CONSTRUCTION PRIVATE LIMITED | Invert Lvl -Less than 700 mm | Invert Lvl -Less than 700 mm | RMT | 78.35 | 594 | Approved
SOUTHWINDS PROJECT LLP (PHASE - III & IV) | MEP PHASE - IV | External Plumbing |  | WO/SP34/MW4/6 | PRAHALLAD CONSTRUCTION PRIVATE LIMITED | Invert Lvl -Greater than 700 mm but less than 1000 mm | Invert Lvl -Greater than 700 mm but less than 1000 mm | RMT | 17.95 | 619 | Approved
SOUTHWINDS PROJECT LLP (PHASE - III & IV) | MEP PHASE - IV | External Plumbing |  | WO/SP34/MW4/6 | PRAHALLAD CONSTRUCTION PRIVATE LIMITED | (200 mm O.D. Pipe)-STROME WATER PIPE | Charges for laying, jointing, testing and commissioning laying the following diameters underground double wall corrugated pipe of HDPE SN 8 pipes with smooth internal and profiled external surface for non-pressure underground Sewerage pipe line as per ISO 21138-3 with suitable Snapfit coupler and rubber 'O' Ring for jointing in trenches for all depths ( up to invert level from FGL )and lengths to correct grades levels and alignment & adequate width of trench (minimum pipe OD + 300 mm) including PCC concrete of 75 mm for bedding (1:3:6) pipe supports 150 mm Silver sand filling along with compaction with water and 75mm thick encasing of the pipes wherever required (in every socket joint, 2 mtr. interval considering socket joint encasing), compacting the base before pcc work, disposing of surplus earth within the site premises (lead up to 0.5 km), backfilling work after completion of job, The rate is inclusive of bailing out of water during excavation and shoring work, testing and making good the leakages if any etc. as per directions of the Engineer-in-charge. (only pipe, fittings and cement would be supplied by the Employer free of cost, but subjected to reconciliation) (200 mm O.D. Pipe)-STROME WATER PIPE |  | 0 | 0 | Approved
SOUTHWINDS PROJECT LLP (PHASE - III & IV) | MEP PHASE - IV | External Plumbing |  | WO/SP34/MW4/6 | PRAHALLAD CONSTRUCTION PRIVATE LIMITED | Invert Lvl -Greater than 700 mm but less than 1000 mm | Invert Lvl -Greater than 700 mm but less than 1000 mm | RMT | 41.5 | 740 | Approved
SOUTHWINDS PROJECT LLP (PHASE - III & IV) | MEP PHASE - IV | External Plumbing |  | WO/SP34/MW4/7 | PRAHALLAD CONSTRUCTION PRIVATE LIMITED | (160mm O.D. Pipe)-SEWERAGE PIPE LINE | Charges for laying, jointing, testing and commissioning laying the following diameters underground double wall corrugated pipe of HDPE SN 8 pipes with smooth internal and profiled external surface for non-pressure underground Sewerage pipe line as per ISO 21138-3 with suitable Snapfit coupler and rubber 'O' Ring for jointing in trenches for all depths ( up to invert level from FGL )and lengths to correct grades levels and alignment & adequate width of trench (minimum pipe OD + 300 mm) including PCC concrete of 75 mm for bedding (1:3:6) pipe supports 150 mm Silver sand filling along with compaction with water and 75mm thick encasing of the pipes wherever required (in every socket joint, 2 mtr. interval considering socket joint encasing), compacting the base before pcc work, disposing of surplus earth within the site premises (lead up to 0.5 km), backfilling work after completion of job, The rate is inclusive of bailing out of water during excavation and shoring work, testing and making good the leakages if any etc. as per directions of the Engineer-in-charge. (only pipe, fittings and cement would be supplied by the Employer free of cost, but subjected to reconciliation) (160mm O.D. Pipe)-SEWERAGE PIPE LINE |  | 0 | 0 | Approved
SOUTHWINDS PROJECT LLP (PHASE - III & IV) | MEP PHASE - IV | External Plumbing |  | WO/SP34/MW4/7 | PRAHALLAD CONSTRUCTION PRIVATE LIMITED | Invert Lvl -Less than 700 mm | Invert Lvl -Less than 700 mm | RMT | 79.1 | 594 | Approved
SOUTHWINDS PROJECT LLP (PHASE - III & IV) | MEP PHASE - IV | External Plumbing |  | WO/SP34/MW4/7 | PRAHALLAD CONSTRUCTION PRIVATE LIMITED | Invert Lvl -Greater than 700 mm but less than 1000 mm | Invert Lvl -Greater than 700 mm but less than 1000 mm | RMT | 175.4 | 619 | Approved
SOUTHWINDS PROJECT LLP (PHASE - III & IV) | MEP PHASE - IV | External Plumbing |  | WO/SP34/MW4/7 | PRAHALLAD CONSTRUCTION PRIVATE LIMITED | Invert Lvl -Greater than 1000 mm but lass than 1500 mm | Invert Lvl -Greater than 1000 mm but lass than 1500 mm | RMT | 26.9 | 698 | Approved
SOUTHWINDS PROJECT LLP (PHASE - III & IV) | MEP PHASE - IV | External Plumbing |  | WO/SP34/MW4/7 | PRAHALLAD CONSTRUCTION PRIVATE LIMITED | (110mm O.D. Pipe)- SEWERAGE PIPE LINE | Charges for laying, jointing, testing and commissioning laying the following diameters underground double wall corrugated pipe of HDPE SN 8 pipes with smooth internal and profiled external surface for non-pressure underground Sewerage pipe line as per ISO 21138-3 with suitable Snapfit coupler and rubber 'O' Ring for jointing in trenches for all depths and lengths to correct grades levels and alignment including PCC concrete of 75 mm for bedding (1:3:6) pipe supports 150 mm Silver sand filling along with compaction with water and 75mm thick encasing of the pipes wherever required (in every socket joint, 2 mtr. interval considering socket joint encasing), compacting the base before pcc work, disposing of surplus earth within the site premises (lead up to 0.5 km), backfilling work after completion of job, The rate is inclusive of bailing out of water during excavation and shoring work, testing and making good the leakages if any etc. as per directions of the Engineer-in-charge. (only pipe, fittings and cement would be supplied by the Employer free of cost, but subjected to reconciliation) (110mm O.D. Pipe)- SEWERAGE PIPE LINE |  | 0 | 0 | Approved
SOUTHWINDS PROJECT LLP (PHASE - III & IV) | MEP PHASE - IV | External Plumbing |  | WO/SP34/MW4/7 | PRAHALLAD CONSTRUCTION PRIVATE LIMITED | Invert Lvl -Greater than 700 mm but less than 1000 mm | Invert Lvl -Greater than 700 mm but less than 1000 mm | RMT | 0 | 480 | Approved
SOUTHWINDS PROJECT LLP (PHASE - III & IV) | MEP PHASE - IV | External Plumbing |  | WO/SP34/MW4/6 | PRAHALLAD CONSTRUCTION PRIVATE LIMITED | (315 mm O.D. Pipe)-STROME WATER PIPE | Charges for laying, jointing, testing and commissioning laying the following diameters underground double wall corrugated pipe of HDPE SN 8 pipes with smooth internal and profiled external surface for non-pressure underground Sewerage pipe line as per ISO 21138-3 with suitable Snapfit coupler and rubber 'O' Ring for jointing in trenches for all depths ( up to invert level from FGL )and lengths to correct grades levels and alignment & adequate width of trench (minimum pipe OD + 300 mm) including PCC concrete of 75 mm for bedding (1:3:6) pipe supports 150 mm Silver sand filling along with compaction with water and 75mm thick encasing of the pipes wherever required (in every socket joint, 2 mtr. interval considering socket joint encasing), compacting the base before pcc work, disposing of surplus earth within the site premises (lead up to 0.5 km), backfilling work after completion of job, The rate is inclusive of bailing out of water during excavation and shoring work, testing and making good the leakages if any etc. as per directions of the Engineer-in-charge. (only pipe, fittings and cement would be supplied by the Employer free of cost, but subjected to reconciliation) (315 mm O.D. Pipe)-STROME WATER PIPE |  | 0 | 0 | Approved
SOUTHWINDS PROJECT LLP (PHASE - III & IV) | MEP PHASE - IV | External Plumbing |  | WO/SP34/MW4/6 | PRAHALLAD CONSTRUCTION PRIVATE LIMITED | Invert Lvl -Greater than 1000 mm but less than 1500 mm | Invert Lvl -Greater than 1000 mm but less than 1500 mm | RMT | 0 | 1090 | Approved
SOUTHWINDS PROJECT LLP (PHASE - III & IV) | MEP PHASE - IV | External Plumbing |  | WO/SP34/MW4/6 | PRAHALLAD CONSTRUCTION PRIVATE LIMITED | Invert Lvl -Greater than 1500 mm but lass than 2000 mm | Invert Lvl -Greater than 1500 mm but lass than 2000 mm | RMT | 58 | 1180 | Approved
SOUTHWINDS PROJECT LLP (PHASE - III & IV) | MEP PHASE - IV | External Plumbing |  | WO/SP34/MW4/7 | PRAHALLAD CONSTRUCTION PRIVATE LIMITED | (200mm O.D. Pipe)-SEWERAGE PIPE LINE | Charges for laying, jointing, testing and commissioning laying the following diameters underground double wall corrugated pipe of HDPE SN 8 pipes with smooth internal and profiled external surface for non-pressure underground Sewerage pipe line as per ISO 21138-3 with suitable Snapfit coupler and rubber 'O' Ring for jointing in trenches for all depths ( up to invert level from FGL )and lengths to correct grades levels and alignment & adequate width of trench (minimum pipe OD + 300 mm) including PCC concrete of 75 mm for bedding (1:3:6) pipe supports 150 mm Silver sand filling along with compaction with water and 75mm thick encasing of the pipes wherever required (in every socket joint, 2 mtr. interval considering socket joint encasing), compacting the base before pcc work, disposing of surplus earth within the site premises (lead up to 0.5 km), backfilling work after completion of job, The rate is inclusive of bailing out of water during excavation and shoring work, testing and making good the leakages if any etc. as per directions of the Engineer-in-charge. (only pipe, fittings and cement would be supplied by the Employer free of cost, but subjected to reconciliation) (200mm O.D. Pipe)-SEWERAGE PIPE LINE |  | 0 | 0 | Approved
SOUTHWINDS PROJECT LLP (PHASE - III & IV) | MEP PHASE - IV | External Plumbing |  | WO/SP34/MW4/7 | PRAHALLAD CONSTRUCTION PRIVATE LIMITED | Invert Lvl -Greater than 1000 mm but lass than 1500 mm | Invert Lvl -Greater than 1000 mm but lass than 1500 mm | RMT | 92.9 | 812 | Approved
SOUTHWINDS PROJECT LLP (PHASE - III & IV) | MEP PHASE - IV | External Plumbing |  | WO/SP34/MW4/7 | PRAHALLAD CONSTRUCTION PRIVATE LIMITED | (160 mm O.D.Pipe) -RAIN WATER PIPE LINE | Charges for laying, jointing, testing and commissioning laying the following diameters underground double wall corrugated pipe of HDPE SN 8 pipes with smooth internal and profiled external surface for non-pressure underground Sewerage pipe line as per ISO 21138-3 with suitable Snapfit coupler and rubber 'O' Ring for jointing in trenches for all depths ( up to invert level from FGL )and lengths to correct grades levels and alignment & adequate width of trench (minimum pipe OD + 300 mm) including PCC concrete of 75 mm for bedding (1:3:6) pipe supports 150 mm Silver sand filling along with compaction with water and 75mm thick encasing of the pipes wherever required (in every socket joint, 2 mtr. interval considering socket joint encasing), compacting the base before pcc work, disposing of surplus earth within the site premises (lead up to 0.5 km), backfilling work after completion of job, The rate is inclusive of bailing out of water during excavation and shoring work, testing and making good the leakages if any etc. as per directions of the Engineer-in-charge. (only pipe, fittings and cement would be supplied by the Employer free of cost, but subjected to reconciliation) (160 mm O.D.Pipe) -RAIN WATER PIPE LINE |  | 0 | 0 | Approved
SOUTHWINDS PROJECT LLP (PHASE - III & IV) | MEP PHASE - IV | External Plumbing |  | WO/SP34/MW4/7 | PRAHALLAD CONSTRUCTION PRIVATE LIMITED | Invert Lvl -Less than 700 mm | Invert Lvl -Less than 700 mm | RMT | 183.85 | 594 | Approved
SOUTHWINDS PROJECT LLP (PHASE - III & IV) | MEP PHASE - IV | External Plumbing |  | WO/SP34/MW4/7 | PRAHALLAD CONSTRUCTION PRIVATE LIMITED | Invert Lvl -Greater than 700 mm but less than 1000 mm | Invert Lvl -Greater than 700 mm but less than 1000 mm | RMT | 86.55 | 619 | Approved
SOUTHWINDS PROJECT LLP (PHASE - III & IV) | MEP PHASE - IV | External Plumbing |  | WO/SP34/MW4/7 | PRAHALLAD CONSTRUCTION PRIVATE LIMITED | (110 mm O.D.Pipe) -RAIN WATER PIPE LINE | Charges for laying, jointing, testing and commissioning laying the following diameters underground double wall corrugated pipe of HDPE SN 8 pipes with smooth internal and profiled external surface for non-pressure underground Sewerage pipe line as per ISO 21138-3 with suitable Snapfit coupler and rubber 'O' Ring for jointing in trenches for all depths ( up to invert level from FGL )and lengths to correct grades levels and alignment & adequate width of trench (minimum pipe OD + 300 mm) including PCC concrete of 75 mm for bedding (1:3:6) pipe supports 150 mm Silver sand filling along with compaction with water and 75mm thick encasing of the pipes wherever required (in every socket joint, 2 mtr. interval considering socket joint encasing), compacting the base before pcc work, disposing of surplus earth within the site premises (lead up to 0.5 km), backfilling work after completion of job, The rate is inclusive of bailing out of water during excavation and shoring work, testing and making good the leakages if any etc. as per directions of the Engineer-in-charge. (only pipe, fittings and cement would be supplied by the Employer free of cost, but subjected to reconciliation) (110 mm O.D.Pipe) -RAIN WATER PIPE LINE |  | 0 | 0 | Approved
SOUTHWINDS PROJECT LLP (PHASE - III & IV) | MEP PHASE - IV | External Plumbing |  | WO/SP34/MW4/7 | PRAHALLAD CONSTRUCTION PRIVATE LIMITED | Invert Lvl -Less than 700 mm | Invert Lvl -Less than 700 mm | RMT | 18.2 | 444 | Approved
SOUTHWINDS PROJECT LLP (PHASE - III & IV) | MEP PHASE - IV | External Plumbing |  | WO/SP34/MW4/7 | PRAHALLAD CONSTRUCTION PRIVATE LIMITED | (200 mm O.D.Pipe) -RAIN WATER PIPE LINE | Charges for laying, jointing, testing and commissioning laying the following diameters underground double wall corrugated pipe of HDPE SN 8 pipes with smooth internal and profiled external surface for non-pressure underground Sewerage pipe line as per ISO 21138-3 with suitable Snapfit coupler and rubber 'O' Ring for jointing in trenches for all depths ( up to invert level from FGL )and lengths to correct grades levels and alignment & adequate width of trench (minimum pipe OD + 300 mm) including PCC concrete of 75 mm for bedding (1:3:6) pipe supports 150 mm Silver sand filling along with compaction with water and 75mm thick encasing of the pipes wherever required (in every socket joint, 2 mtr. interval considering socket joint encasing), compacting the base before pcc work, disposing of surplus earth within the site premises (lead up to 0.5 km), backfilling work after completion of job, The rate is inclusive of bailing out of water during excavation and shoring work, testing and making good the leakages if any etc. as per directions of the Engineer-in-charge. (only pipe, fittings and cement would be supplied by the Employer free of cost, but subjected to reconciliation) (200 mm O.D.Pipe) -RAIN WATER PIPE LINE |  | 0 | 0 | Approved
SOUTHWINDS PROJECT LLP (PHASE - III & IV) | MEP PHASE - IV | External Plumbing |  | WO/SP34/MW4/7 | PRAHALLAD CONSTRUCTION PRIVATE LIMITED | Invert Lvl -Greater than 700 mm but less than 1000 mm | Invert Lvl -Greater than 700 mm but less than 1000 mm | RMT | 0 | 740 | Approved
SOUTHWINDS PROJECT LLP (PHASE - III & IV) | MEP PHASE - IV | External Plumbing |  | WO/SP34/MW4/7 | PRAHALLAD CONSTRUCTION PRIVATE LIMITED | (250 mm O.D.Pipe) -RAIN WATER PIPE LINE | Charges for laying, jointing, testing and commissioning laying the following diameters underground double wall corrugated pipe of HDPE SN 8 pipes with smooth internal and profiled external surface for non-pressure underground Sewerage pipe line as per ISO 21138-3 with suitable Snapfit coupler and rubber 'O' Ring for jointing in trenches for all depths ( up to invert level from FGL )and lengths to correct grades levels and alignment & adequate width of trench (minimum pipe OD + 300 mm) including PCC concrete of 75 mm for bedding (1:3:6) pipe supports 150 mm Silver sand filling along with compaction with water and 75mm thick encasing of the pipes wherever required (in every socket joint, 2 mtr. interval considering socket joint encasing), compacting the base before pcc work, disposing of surplus earth within the site premises (lead up to 0.5 km), backfilling work after completion of job, The rate is inclusive of bailing out of water during excavation and shoring work, testing and making good the leakages if any etc. as per directions of the Engineer-in-charge. (only pipe, fittings and cement would be supplied by the Employer free of cost, but subjected to reconciliation) (250 mm O.D.Pipe) -RAIN WATER PIPE LINE |  | 0 | 0 | Approved
SOUTHWINDS PROJECT LLP (PHASE - III & IV) | MEP PHASE - IV | External Plumbing |  | WO/SP34/MW4/7 | PRAHALLAD CONSTRUCTION PRIVATE LIMITED | Invert Lvl -Greater than 700 mm but less than 1000 mm | Invert Lvl -Greater than 700 mm but less than 1000 mm | RMT | 66.35 | 880 | Approved
SOUTHWINDS PROJECT LLP (PHASE - III & IV) | MEP PHASE - IV | External Plumbing |  | WO/SP34/MW4/6 | PRAHALLAD CONSTRUCTION PRIVATE LIMITED | Fitting and fixing HDPE pipe(Pe100-PN8 grade/PE63-PN-10) | Charges for Laying, fitting and fixing HDPE pipe (Pe100-PN8 grade/PE63-PN-10) (for underground water supply) as per IS: 4984 of various dia at up to 1000mm depth from FGL, hunching required and perfect alignment as shown in drawing complete with all sorts of fittings ( e.g tee, bends, elbows, coupler, unions, reducers, flanges etc.) as required, jointed (Fusion Joint) with heat process by machine including, concrete for bedding only bottom of the support,(1:3:6) pipe supports and encasing the pipes every 3mtr & near fittings, and as per instruction of EIC. in case available standard fittings is not possible to use, fabricated fittings as per site requirement / as per drawing is to be used to lay the pipe in specified manner. Rate should be including necessary earthwork in excavation and stacking of earth at convenient locations including dewatering for pipe trenches, backfilling after laying of pipe and dispose of surplus earth up to a lead of 0.5 km. Excavation to include all sorts of earth, hard soil etc. The rate is inclusive of bailing out of water during excavation and shoring work , if required to prevent collapsing of soil.(only pipe, fittings and cement would be supplied by the Employer free of cost, but subjected to reconciliation) |  | 0 | 0 | Amended & Approved
SOUTHWINDS PROJECT LLP (PHASE - III & IV) | MEP PHASE - IV | External Plumbing |  | WO/SP34/MW4/6 | PRAHALLAD CONSTRUCTION PRIVATE LIMITED | 90NB ( DOMESTIC WATER SUPPLY) | 90NB ( DOMESTIC WATER SUPPLY) | RMT | 11.7 | 290 | Approved
SOUTHWINDS PROJECT LLP (PHASE - III & IV) | MEP PHASE - IV | External Plumbing |  | WO/SP34/MW4/6 | PRAHALLAD CONSTRUCTION PRIVATE LIMITED | 65NB ( DOMESTIC WATER SUPPLY) | 65NB ( DOMESTIC WATER SUPPLY) | RMT | 59.1 | 280 | Approved
SOUTHWINDS PROJECT LLP (PHASE - III & IV) | MEP PHASE - IV | External Plumbing |  | WO/SP34/MW4/6 | PRAHALLAD CONSTRUCTION PRIVATE LIMITED | 50NB ( DOMESTIC WATER SUPPLY) | 50NB ( DOMESTIC WATER SUPPLY) | RMT | 16 | 270 | Approved
SOUTHWINDS PROJECT LLP (PHASE - III & IV) | MEP PHASE - IV | External Plumbing |  | WO/SP34/MW4/6 | PRAHALLAD CONSTRUCTION PRIVATE LIMITED | 90NB (FLUSHING WATER SUPPLY) | 90NB (FLUSHING WATER SUPPLY) | RMT | 0 | 290 | Approved
SOUTHWINDS PROJECT LLP (PHASE - III & IV) | MEP PHASE - IV | External Plumbing |  | WO/SP34/MW4/6 | PRAHALLAD CONSTRUCTION PRIVATE LIMITED | 65NB (FLUSHING WATER SUPPLY) | 65NB (FLUSHING WATER SUPPLY) | RMT | 81.7 | 280 | Approved
SOUTHWINDS PROJECT LLP (PHASE - III & IV) | MEP PHASE - IV | External Plumbing |  | WO/SP34/MW4/6 | PRAHALLAD CONSTRUCTION PRIVATE LIMITED | 50NB (FLUSHING WATER SUPPLY) | 50NB (FLUSHING WATER SUPPLY) | RMT | 17.6 | 270 | Approved
SOUTHWINDS PROJECT LLP (PHASE - III & IV) | MEP PHASE - IV | External Plumbing |  | WO/SP34/MW4/6 | PRAHALLAD CONSTRUCTION PRIVATE LIMITED | 40NB (FLUSHING WATER SUPPLY) | 40NB (FLUSHING WATER SUPPLY) | RMT | 0 | 260 | Approved
SOUTHWINDS PROJECT LLP (PHASE - III & IV) | MEP PHASE - IV | External Plumbing |  | WO/SP34/MW4/6 | PRAHALLAD CONSTRUCTION PRIVATE LIMITED | 100NB ( MUNICIPALITY WATER SUPPLY) | 100NB ( MUNICIPALITY WATER SUPPLY) | RMT | 68.5 | 350 | Approved
SOUTHWINDS PROJECT LLP (PHASE - III & IV) | MEP PHASE - IV | External Plumbing |  | WO/SP34/MW4/6 | PRAHALLAD CONSTRUCTION PRIVATE LIMITED | 90NB ( BORE WELL WATER SUPPLY) | 90NB ( BORE WELL WATER SUPPLY) | RMT | 39.7 | 290 | Approved
SOUTHWINDS PROJECT LLP (PHASE - III & IV) | MEP PHASE - IV | External Plumbing |  | WO/SP34/MW4/7 | PRAHALLAD CONSTRUCTION PRIVATE LIMITED | (160 mm O.D. Pipe)-STROME WATER PIPE | Charges for laying, jointing, testing and commissioning laying the following diameters underground double wall corrugated pipe of HDPE SN 8 pipes with smooth internal and profiled external surface for non-pressure underground Sewerage pipe line as per ISO 21138-3 with suitable Snapfit coupler and rubber 'O' Ring for jointing in trenches for all depths ( up to invert level from FGL )and lengths to correct grades levels and alignment & adequate width of trench (minimum pipe OD + 300 mm) including PCC concrete of 75 mm for bedding (1:3:6) pipe supports 150 mm Silver sand filling along with compaction with water and 75mm thick encasing of the pipes wherever required (in every socket joint, 2 mtr. interval considering socket joint encasing), compacting the base before pcc work, disposing of surplus earth within the site premises (lead up to 0.5 km), backfilling work after completion of job, The rate is inclusive of bailing out of water during excavation and shoring work, testing and making good the leakages if any etc. as per directions of the Engineer-in-charge. (only pipe, fittings and cement would be supplied by the Employer free of cost, but subjected to reconciliation) (160 mm O.D. Pipe)-STROME WATER PIPE |  | 0 | 0 | Approved
SOUTHWINDS PROJECT LLP (PHASE - III & IV) | MEP PHASE - IV | External Plumbing |  | WO/SP34/MW4/7 | PRAHALLAD CONSTRUCTION PRIVATE LIMITED | Invert Lvl -Less than 700 mm | Invert Lvl -Less than 700 mm | RMT | 156.59 | 594 | Approved
SOUTHWINDS PROJECT LLP (PHASE - III & IV) | MEP PHASE - IV | External Plumbing |  | WO/SP34/MW4/7 | PRAHALLAD CONSTRUCTION PRIVATE LIMITED | Invert Lvl -Greater than 700 mm but less than 1000 mm | Invert Lvl -Greater than 700 mm but less than 1000 mm | RMT | 88 | 619 | Approved
SOUTHWINDS PROJECT LLP (PHASE - III & IV) | MEP PHASE - IV | External Plumbing |  | WO/SP34/MW4/7 | PRAHALLAD CONSTRUCTION PRIVATE LIMITED | (110 mm O.D. Pipe)-STROME WATER PIPE | Charges for laying, jointing, testing and commissioning laying the following diameters underground double wall corrugated pipe of HDPE SN 8 pipes with smooth internal and profiled external surface for non-pressure underground Sewerage pipe line as per ISO 21138-3 with suitable Snapfit coupler and rubber 'O' Ring for jointing in trenches for all depths ( up to invert level from FGL )and lengths to correct grades levels and alignment & adequate width of trench (minimum pipe OD + 300 mm) including PCC concrete of 75 mm for bedding (1:3:6) pipe supports 150 mm Silver sand filling along with compaction with water and 75mm thick encasing of the pipes wherever required (in every socket joint, 2 mtr. interval considering socket joint encasing), compacting the base before pcc work, disposing of surplus earth within the site premises (lead up to 0.5 km), backfilling work after completion of job, The rate is inclusive of bailing out of water during excavation and shoring work, testing and making good the leakages if any etc. as per directions of the Engineer-in-charge. (only pipe, fittings and cement would be supplied by the Employer free of cost, but subjected to reconciliation) (110 mm O.D. Pipe)-STROME WATER PIPE |  | 0 | 0 | Approved
SOUTHWINDS PROJECT LLP (PHASE - III & IV) | MEP PHASE - IV | External Plumbing |  | WO/SP34/MW4/7 | PRAHALLAD CONSTRUCTION PRIVATE LIMITED | Invert Lvl -Less than 700 mm | Invert Lvl -Less than 700 mm | RMT | 0 | 444 | Approved
SOUTHWINDS PROJECT LLP (PHASE - III & IV) | MEP PHASE - IV | External Plumbing |  | WO/SP34/MW4/7 | PRAHALLAD CONSTRUCTION PRIVATE LIMITED | Invert Lvl -Greater than 700 mm but less than 1000 mm | Invert Lvl -Greater than 700 mm but less than 1000 mm | RMT | 27 | 480 | Approved
SOUTHWINDS PROJECT LLP (PHASE - III & IV) | MEP PHASE - IV | External Plumbing |  | WO/SP34/MW4/6 | PRAHALLAD CONSTRUCTION PRIVATE LIMITED | Fitting and fixing UPVC Pipe (SH-40) | Charges for laying, fitting and fixing UPVC Pipe (SH-40) (For Garden & Car wash Supply purpose) as per IS:4984 of various dia at 600 to 700mm depth from FGL and perfect alignment as shown in drawing complete ….to prevent collapsing of soil.with solvent cement joints including cutting the pipes to correct length testing, including providing an fixing with all types of UPVC fittings all complete. (For Cold Water Piping) (only pipe, fittings would be supplied by the Employer free of cost, but subjected to reconciliation) |  | 0 | 0 | Approved
SOUTHWINDS PROJECT LLP (PHASE - III & IV) | MEP PHASE - IV | External Plumbing |  | WO/SP34/MW4/6 | PRAHALLAD CONSTRUCTION PRIVATE LIMITED | 50 NB ( GARDEN & CAR WASH WATER SUPPLY) | 50 NB ( GARDEN & CAR WASH WATER SUPPLY) | RMT | 216.95 | 264 | Approved
SOUTHWINDS PROJECT LLP (PHASE - III & IV) | MEP PHASE - IV | External Plumbing |  | WO/SP34/MW4/6 | PRAHALLAD CONSTRUCTION PRIVATE LIMITED | 25 NB ( GARDEN & CAR WASH WATER SUPPLY) | 25 NB ( GARDEN & CAR WASH WATER SUPPLY) | RMT | 0 | 224 | Approved
SOUTHWINDS PROJECT LLP (PHASE - III & IV) | MEP PHASE - IV | External Plumbing |  | WO/SP34/MW4/6 | PRAHALLAD CONSTRUCTION PRIVATE LIMITED | 20 NB ( GARDEN & CAR WASH WATER SUPPLY) | 20 NB ( GARDEN & CAR WASH WATER SUPPLY) | RMT | 13.5 | 207 | Approved
SOUTHWINDS PROJECT LLP (PHASE - III & IV) | MEP PHASE - IV | External Plumbing |  | WO/SP34/MW4/7 | PRAHALLAD CONSTRUCTION PRIVATE LIMITED | (315 mm O.D. Pipe)-STROME WATER PIPE | Charges for laying, jointing, testing and commissioning laying the following diameters underground double wall corrugated pipe of HDPE SN 8 pipes with smooth internal and profiled external surface for non-pressure underground Sewerage pipe line as per ISO 21138-3 with suitable Snapfit coupler and rubber 'O' Ring for jointing in trenches for all depths ( up to invert level from FGL )and lengths to correct grades levels and alignment & adequate width of trench (minimum pipe OD + 300 mm) including PCC concrete of 75 mm for bedding (1:3:6) pipe supports 150 mm Silver sand filling along with compaction with water and 75mm thick encasing of the pipes wherever required (in every socket joint, 2 mtr. interval considering socket joint encasing), compacting the base before pcc work, disposing of surplus earth within the site premises (lead up to 0.5 km), backfilling work after completion of job, The rate is inclusive of bailing out of water during excavation and shoring work, testing and making good the leakages if any etc. as per directions of the Engineer-in-charge. (only pipe, fittings and cement would be supplied by the Employer free of cost, but subjected to reconciliation) (315 mm O.D. Pipe)-STROME WATER PIPE |  | 0 | 0 | Approved
SOUTHWINDS PROJECT LLP (PHASE - III & IV) | MEP PHASE - IV | External Plumbing |  | WO/SP34/MW4/7 | PRAHALLAD CONSTRUCTION PRIVATE LIMITED | Invert Lvl -Greater than 1000 mm but less than 1500 mm | Invert Lvl -Greater than 1000 mm but less than 1500 mm | RMT | 59.55 | 1090 | Approved
SOUTHWINDS PROJECT LLP (PHASE - III & IV) | MEP PHASE - IV | External Plumbing |  | WO/SP34/MW4/7 | PRAHALLAD CONSTRUCTION PRIVATE LIMITED | HDPE pipe (for underground water supply) | Charges for Laying, fitting and fixing HDPE pipe (Pe100-PN8 grade/PE63-PN-10) (for underground water supply) as per IS: 4984 of various dia at up to 1000mm depth from FGL, hunching required and perfect alignment as shown in drawing complete with all sorts of fittings ( e.g tee, bends, elbows, coupler, unions, reducers, flanges etc.) as required, jointed (Fusion Joint) with heat process by machine including, concrete for bedding only bottom of the support,(1:3:6) pipe supports and encasing the pipes every 3mtr & near fittings, and as per instruction of EIC. in case available standard fittings is not possible to use, fabricated fittings as per site requirement / as per drawing is to be used to lay the pipe in specified manner. Rate should be including necessary earthwork in excavation and stacking of earth at convenient locations including dewatering for pipe trenches, backfilling after laying of pipe and dispose of surplus earth up to a lead of 0.5 km. Excavation to include all sorts of earth, hard soil etc. The rate is inclusive of bailing out of water during excavation and shoring work , if required to prevent collapsing of soil.(only pipe, fittings and cement would be supplied by the Employer free of cost, but subjected to reconciliation) |  | 0 | 0 | Amended & Approved
SOUTHWINDS PROJECT LLP (PHASE - III & IV) | MEP PHASE - IV | External Plumbing |  | WO/SP34/MW4/7 | PRAHALLAD CONSTRUCTION PRIVATE LIMITED | i)100NB ( DOMESTIC WATER SUPPLY) | i)100NB ( DOMESTIC WATER SUPPLY) | RMT | 23 | 350 | Approved
SOUTHWINDS PROJECT LLP (PHASE - III & IV) | MEP PHASE - IV | External Plumbing |  | WO/SP34/MW4/7 | PRAHALLAD CONSTRUCTION PRIVATE LIMITED | i)90NB ( DOMESTIC WATER SUPPLY) | i)90NB ( DOMESTIC WATER SUPPLY) | RMT | 100.6 | 290 | Approved
SOUTHWINDS PROJECT LLP (PHASE - III & IV) | MEP PHASE - IV | External Plumbing |  | WO/SP34/MW4/7 | PRAHALLAD CONSTRUCTION PRIVATE LIMITED | ii)65NB ( DOMESTIC WATER SUPPLY) | ii)65NB ( DOMESTIC WATER SUPPLY) | RMT | 174.8 | 280 | Approved
SOUTHWINDS PROJECT LLP (PHASE - III & IV) | MEP PHASE - IV | External Plumbing |  | WO/SP34/MW4/7 | PRAHALLAD CONSTRUCTION PRIVATE LIMITED | iii)50NB ( DOMESTIC WATER SUPPLY) | iii)50NB ( DOMESTIC WATER SUPPLY) | RMT | 10.3 | 270 | Approved
SOUTHWINDS PROJECT LLP (PHASE - III & IV) | MEP PHASE - IV | External Plumbing |  | WO/SP34/MW4/7 | PRAHALLAD CONSTRUCTION PRIVATE LIMITED | i)65NB (FLUSHING WATER SUPPLY) | i)65NB (FLUSHING WATER SUPPLY) | RMT | 103.4 | 280 | Approved
SOUTHWINDS PROJECT LLP (PHASE - III & IV) | MEP PHASE - IV | External Plumbing |  | WO/SP34/MW4/7 | PRAHALLAD CONSTRUCTION PRIVATE LIMITED | ii)50NB (FLUSHING WATER SUPPLY) | ii)50NB (FLUSHING WATER SUPPLY) | RMT | 193 | 270 | Approved
SOUTHWINDS PROJECT LLP (PHASE - III & IV) | MEP PHASE - IV | External Plumbing |  | WO/SP34/MW4/7 | PRAHALLAD CONSTRUCTION PRIVATE LIMITED | iii)40NB (FLUSHING WATER SUPPLY) | iii)40NB (FLUSHING WATER SUPPLY) | RMT | 0 | 260 | Approved
SOUTHWINDS PROJECT LLP (PHASE - III & IV) | MEP PHASE - IV | External Plumbing |  | WO/SP34/MW4/7 | PRAHALLAD CONSTRUCTION PRIVATE LIMITED | 100NB ( MUNICIPALITY AND BORE WELL WATER SUPPLY) | 100NB ( MUNICIPALITY AND BORE WELL WATER SUPPLY) | RMT | 95.5 | 350 | Approved
SOUTHWINDS PROJECT LLP (PHASE - III & IV) | MEP PHASE - IV | External Plumbing |  | WO/SP34/MW4/6 | PRAHALLAD CONSTRUCTION PRIVATE LIMITED | Construction of water tight brick masonry in Gully Pit / Sewerage Pit | Charges for Construction of water tight brick masonry in Gully Pit / Sewerage Pit as per drawing of following sizes using designated brickwork(Red Brick) 250mm in cement sand mortar (1:4), over a bed of Single Layer BFS followed by 125 mm thk. PCC (1:3:6), 15 mm thick inside plastering work with cement plaster (1:4) finished with a floating coat of neat cement, outside making jointing & pointing and making channel and benching in cement concrete (1:2:4), RCC (1:1.5:3) 150 mm thick top slab with 10 mm dia reinforcement at 150mm c/c in double layer to hold the FRP cover, fixing FRP rectangular type manhole cover, fixing of rung ladder, testing all complete as per specifications and approved drawings. Rates shall include the cost of excavation in all sorts of soil, compacting the base, disposing of surplus earth within the site premises (lead up to 0.5 km), backfilling work after completion of job, all complete. The rate is inclusive of bailing out of water during excavation and shoring work, if required to prevent collapsing of soil. (Only cement, PVC Gully trap, Cover, Rung Ladder, Reinforcement Steel (From Scrap) would be supplied by the Employer but subjected to reconciliation). Work to be done as per drawing and direction of EIC. |  | 0 | 0 | Amended & Approved
SOUTHWINDS PROJECT LLP (PHASE - III & IV) | MEP PHASE - IV | External Plumbing |  | WO/SP34/MW4/6 | PRAHALLAD CONSTRUCTION PRIVATE LIMITED | (600 X 600 X upto 500)-Storm pit | (600 X 600 X upto 500)-Storm pit | Nos. | 1 | 5372 | Approved
SOUTHWINDS PROJECT LLP (PHASE - III & IV) | MEP PHASE - IV | External Plumbing |  | WO/SP34/MW4/6 | PRAHALLAD CONSTRUCTION PRIVATE LIMITED | (600 X 600 X 501 to 1000)-Storm pit | (600 X 600 X 501 to 1000)-Storm pit | Nos. | 12 | 7700 | Approved
SOUTHWINDS PROJECT LLP (PHASE - III & IV) | MEP PHASE - IV | External Plumbing |  | WO/SP34/MW4/6 | PRAHALLAD CONSTRUCTION PRIVATE LIMITED | (750 X 600 X 1001 to 1500)-Storm pit | (750 X 600 X 1001 to 1500)-Storm pit | Nos. | 1 | 10400 | Approved
SOUTHWINDS PROJECT LLP (PHASE - III & IV) | MEP PHASE - IV | External Plumbing |  | WO/SP34/MW4/6 | PRAHALLAD CONSTRUCTION PRIVATE LIMITED | (900 X 750 X 1501 to 2000)-Storm pit | (900 X 750 X 1501 to 2000)-Storm pit | Nos. | 6 | 16200 | Approved
SOUTHWINDS PROJECT LLP (PHASE - III & IV) | MEP PHASE - IV | External Plumbing |  | WO/SP34/MW4/6 | PRAHALLAD CONSTRUCTION PRIVATE LIMITED | (600 X 600 X upto 500)-SeWerage pit | (600 X 600 X upto 500)-SeWerage pit | Nos. | 2 | 5372 | Approved
SOUTHWINDS PROJECT LLP (PHASE - III & IV) | MEP PHASE - IV | External Plumbing |  | WO/SP34/MW4/6 | PRAHALLAD CONSTRUCTION PRIVATE LIMITED | (600 X 600 X 501 to 1000)-SeWerage pit | (600 X 600 X 501 to 1000)-SeWerage pit | Nos | 10 | 7700 | Approved
SOUTHWINDS PROJECT LLP (PHASE - III & IV) | MEP PHASE - IV | External Plumbing |  | WO/SP34/MW4/6 | PRAHALLAD CONSTRUCTION PRIVATE LIMITED | (900 X 750 X 1501 to 2000)-SeWerage pit | (900 X 750 X 1501 to 2000)-SeWerage pit | Nos. | 12 | 16200 | Approved
SOUTHWINDS PROJECT LLP (PHASE - III & IV) | MEP PHASE - IV | External Plumbing |  | WO/SP34/MW4/6 | PRAHALLAD CONSTRUCTION PRIVATE LIMITED | (1500 X 1500 X 2000 to 2500) -Bar Screen chamber | (1500 X 1500 X 2000 to 2500) -Bar Screen chamber | Nos. | 0 | 35300 | Approved
SOUTHWINDS PROJECT LLP (PHASE - III & IV) | MEP PHASE - IV | External Plumbing |  | WO/SP34/MW4/6 | PRAHALLAD CONSTRUCTION PRIVATE LIMITED | (600 X 600 X 501 to 1000)-Rain Water pit | (600 X 600 X 501 to 1000)-Rain Water pit | Nos. | 9 | 7700 | Approved
SOUTHWINDS PROJECT LLP (PHASE - III & IV) | MEP PHASE - IV | External Plumbing |  | WO/SP34/MW4/6 | PRAHALLAD CONSTRUCTION PRIVATE LIMITED | (750 X 600 X 1001 to 1500)-Rain Water pit | (750 X 600 X 1001 to 1500)-Rain Water pit | Nos. | 7 | 10400 | Approved
SOUTHWINDS PROJECT LLP (PHASE - III & IV) | MEP PHASE - IV | External Plumbing |  | WO/SP34/MW4/6 | PRAHALLAD CONSTRUCTION PRIVATE LIMITED | (1500 X 1500 X 1001 to 1500)-Rain Water (Recharge pit) | (1500 X 1500 X 1001 to 1500)-Rain Water (Recharge pit) | Nos. | 2 | 23000 | Approved
SOUTHWINDS PROJECT LLP (PHASE - III & IV) | MEP PHASE - IV | External Plumbing |  | WO/SP34/MW4/6 | PRAHALLAD CONSTRUCTION PRIVATE LIMITED | (1500 X 1500 X 1501 to 2000)-Rain Water (Recharge pit) | (1500 X 1500 X 1501 to 2000)-Rain Water (Recharge pit) | Nos. | 2 | 32200 | Approved
SOUTHWINDS PROJECT LLP (PHASE - III & IV) | MEP PHASE - IV | External Plumbing |  | WO/SP34/MW4/6 | PRAHALLAD CONSTRUCTION PRIVATE LIMITED | (600 X 750 X 900)- Valve Chember | (600 X 750 X 900)- Valve Chember | Nos. | 2 | 8900 | Approved
SOUTHWINDS PROJECT LLP (PHASE - III & IV) | MEP PHASE - IV | External Plumbing |  | WO/SP34/MW4/7 | PRAHALLAD CONSTRUCTION PRIVATE LIMITED | UPVC Pipe (SH-40) | Charges for laying, fitting and fixing UPVC Pipe (SH-40) (For Garden & Car wash Supply purpose) as per IS:4984 of various dia at 600 to 700mm depth from FGL and perfect alignment as shown in drawing complete ….to prevent collapsing of soil.with solvent cement joints including cutting the pipes to correct length testing, including providing an fixing with all types of UPVC fittings all complete. (For Cold Water Piping) (only pipe, fittings would be supplied by the Employer free of cost, but subjected to reconciliation) |  | 0 | 0 | Approved
SOUTHWINDS PROJECT LLP (PHASE - III & IV) | MEP PHASE - IV | External Plumbing |  | WO/SP34/MW4/7 | PRAHALLAD CONSTRUCTION PRIVATE LIMITED | 50 NB ( GARDEN & CAR WASH WATER SUPPLY) | 50 NB ( GARDEN & CAR WASH WATER SUPPLY) | RMT | 137.1 | 264 | Approved
SOUTHWINDS PROJECT LLP (PHASE - III & IV) | MEP PHASE - IV | External Plumbing |  | WO/SP34/MW4/7 | PRAHALLAD CONSTRUCTION PRIVATE LIMITED | 40 NB ( GARDEN & CAR WASH WATER SUPPLY) | 40 NB ( GARDEN & CAR WASH WATER SUPPLY) | RMT | 57 | 254 | Approved
SOUTHWINDS PROJECT LLP (PHASE - III & IV) | MEP PHASE - IV | External Plumbing |  | WO/SP34/MW4/7 | PRAHALLAD CONSTRUCTION PRIVATE LIMITED | 32 NB ( GARDEN & CAR WASH WATER SUPPLY) | 32 NB ( GARDEN & CAR WASH WATER SUPPLY) | RMT | 116.3 | 244 | Approved
SOUTHWINDS PROJECT LLP (PHASE - III & IV) | MEP PHASE - IV | External Plumbing |  | WO/SP34/MW4/7 | PRAHALLAD CONSTRUCTION PRIVATE LIMITED | 25 NB ( GARDEN & CAR WASH WATER SUPPLY) | 25 NB ( GARDEN & CAR WASH WATER SUPPLY) | RMT | 34.3 | 224 | Approved
SOUTHWINDS PROJECT LLP (PHASE - III & IV) | MEP PHASE - IV | External Plumbing |  | WO/SP34/MW4/7 | PRAHALLAD CONSTRUCTION PRIVATE LIMITED | 20 NB ( GARDEN & CAR WASH WATER SUPPLY) | 20 NB ( GARDEN & CAR WASH WATER SUPPLY) | RMT | 8 | 207 | Approved
SOUTHWINDS PROJECT LLP (PHASE - III & IV) | MEP PHASE - IV | External Plumbing |  | WO/SP34/MW4/6 | PRAHALLAD CONSTRUCTION PRIVATE LIMITED | 1:3:6 cement concrete | Providing and laying 1:3:6 cement concrete for, pipe supports and 75 mm thick encasing the pipes where top cushion depth is not adequate, including necessary form work, compaction, etc. All complete as per specifications and directions of the Engineer-in-charge.(only cement would be supplied by the Employer free of cost, but subjected to reconciliation) | Cum. | 8.363 | 6500 | Approved
SOUTHWINDS PROJECT LLP (PHASE - III & IV) | MEP PHASE - IV | External Plumbing |  | WO/SP34/MW4/7 | PRAHALLAD CONSTRUCTION PRIVATE LIMITED | Gully Pit / Sewerage Pit | Charges for Construction of water tight brick masonry in Gully Pit / Sewerage Pit as per drawing of following sizes using designated brickwork(Red Brick) 250mm in cement sand mortar (1:4), over a bed of Single Layer BFS followed by 125 mm thk. PCC (1:3:6), 15 mm thick inside plastering work with cement plaster (1:4) finished with a floating coat of neat cement, outside making jointing & pointing and making channel and benching in cement concrete (1:2:4), RCC (1:1.5:3) 150 mm thick top slab with 10 mm dia reinforcement at 150mm c/c in double layer to hold the FRP cover, fixing FRP rectangular type manhole cover, fixing of rung ladder, testing all complete as per specifications and approved drawings. Rates shall include the cost of excavation in all sorts of soil, compacting the base, disposing of surplus earth within the site premises (lead up to 0.5 km), backfilling work after completion of job, all complete. The rate is inclusive of bailing out of water during excavation and shoring work, if required to prevent collapsing of soil. (Only cement, PVC Gully trap, Cover, Rung Ladder, Reinforcement Steel (From Scrap) would be supplied by the Employer but subjected to reconciliation). Work to be done as per drawing and direction of EIC. |  | 0 | 0 | Amended & Approved
SOUTHWINDS PROJECT LLP (PHASE - III & IV) | MEP PHASE - IV | External Plumbing |  | WO/SP34/MW4/7 | PRAHALLAD CONSTRUCTION PRIVATE LIMITED | (600 X 600 X upto 500)-Storm pit | (600 X 600 X up to 500)-Storm pit | Nos | 15 | 5372 | Approved
SOUTHWINDS PROJECT LLP (PHASE - III & IV) | MEP PHASE - IV | External Plumbing |  | WO/SP34/MW4/7 | PRAHALLAD CONSTRUCTION PRIVATE LIMITED | (600 X 600 X 501 to 1000) - Storm pit | (600 X 600 X 501 to 1000) - Storm pit | Nos | 12 | 7700 | Approved
SOUTHWINDS PROJECT LLP (PHASE - III & IV) | MEP PHASE - IV | External Plumbing |  | WO/SP34/MW4/7 | PRAHALLAD CONSTRUCTION PRIVATE LIMITED | (750 X 600 X 1001 to 1500) -Storm pit | (750 X 600 X 1001 to 1500) -Storm pit | Nos | 5 | 10400 | Approved
SOUTHWINDS PROJECT LLP (PHASE - III & IV) | MEP PHASE - IV | External Plumbing |  | WO/SP34/MW4/7 | PRAHALLAD CONSTRUCTION PRIVATE LIMITED | (600 X 600 X up to 500) - Sewerage pit | (600 X 600 X up to 500) - Sewerage pit | Nos | 5 | 5372 | Approved
SOUTHWINDS PROJECT LLP (PHASE - III & IV) | MEP PHASE - IV | External Plumbing |  | WO/SP34/MW4/7 | PRAHALLAD CONSTRUCTION PRIVATE LIMITED | (600 X 600 X 501 to 1000) - Sewerage pit | (600 X 600 X 501 to 1000) - Sewerage pit | Nos | 25 | 7700 | Approved
SOUTHWINDS PROJECT LLP (PHASE - III & IV) | MEP PHASE - IV | External Plumbing |  | WO/SP34/MW4/7 | PRAHALLAD CONSTRUCTION PRIVATE LIMITED | (750 X 600 X 1001 to 1500) -Sewerage pit | (750 X 600 X 1001 to 1500) -Sewerage pit | Nos | 9 | 10400 | Approved
SOUTHWINDS PROJECT LLP (PHASE - III & IV) | MEP PHASE - IV | External Plumbing |  | WO/SP34/MW4/7 | PRAHALLAD CONSTRUCTION PRIVATE LIMITED | (600 X 600 X up to 500) - Rain Water pit | (600 X 600 X up to 500) - Rain Water pit | Nos | 12 | 5372 | Approved
SOUTHWINDS PROJECT LLP (PHASE - III & IV) | MEP PHASE - IV | External Plumbing |  | WO/SP34/MW4/7 | PRAHALLAD CONSTRUCTION PRIVATE LIMITED | (600 X 600 X 501 to 1000) - Rain Water pit | (600 X 600 X 501 to 1000) - Rain Water pit | Nos | 25 | 7700 | Approved
SOUTHWINDS PROJECT LLP (PHASE - III & IV) | MEP PHASE - IV | External Plumbing |  | WO/SP34/MW4/7 | PRAHALLAD CONSTRUCTION PRIVATE LIMITED | (1500 X 1500 X 1001 to 1500) -Rain Water (Recharge pit) | (1500 X 1500 X 1001 to 1500) -Rain Water (Recharge pit) | Nos | 3 | 23000 | Approved
SOUTHWINDS PROJECT LLP (PHASE - III & IV) | MEP PHASE - IV | External Plumbing |  | WO/SP34/MW4/7 | PRAHALLAD CONSTRUCTION PRIVATE LIMITED | (600 X 750 X 900) - Valve Chamber | (600 X 750 X 900) - Valve Chamber | Nos | 3 | 8900 | Approved
SOUTHWINDS PROJECT LLP (PHASE - III & IV) | MEP PHASE - IV | External Plumbing |  | WO/SP34/MW4/6 | PRAHALLAD CONSTRUCTION PRIVATE LIMITED | Ball/Butterfly valves | Charges for laying ,jointing, testing and commissioning fixing heavy approved make ball/Butterfly valves of the following diameters (20 Kg/cm2) (only valves,MTA & flange would be supplied by the Employer free of cost, but subjected to reconciliation). |  | 0 | 0 | Amended & Approved
SOUTHWINDS PROJECT LLP (PHASE - III & IV) | MEP PHASE - IV | External Plumbing |  | WO/SP34/MW4/6 | PRAHALLAD CONSTRUCTION PRIVATE LIMITED | 80 mm dia | 80 mm dia | Nos. | 2 | 1200 | Approved
SOUTHWINDS PROJECT LLP (PHASE - III & IV) | MEP PHASE - IV | External Plumbing |  | WO/SP34/MW4/6 | PRAHALLAD CONSTRUCTION PRIVATE LIMITED | 65 mm dia | 65 mm dia | Nos. | 1 | 950 | Approved
SOUTHWINDS PROJECT LLP (PHASE - III & IV) | MEP PHASE - IV | External Plumbing |  | WO/SP34/MW4/6 | PRAHALLAD CONSTRUCTION PRIVATE LIMITED | 50 mm dia | 50 mm dia | Nos. | 4 | 880 | Approved
SOUTHWINDS PROJECT LLP (PHASE - III & IV) | MEP PHASE - IV | External Plumbing |  | WO/SP34/MW4/7 | PRAHALLAD CONSTRUCTION PRIVATE LIMITED | 1:3:6 cement concrete | Providing and laying 1:3:6 cement concrete for, pipe supports and 75 mm thick encasing the pipes where top cushion depth is not adequate, including necessary form work, compaction, etc. All complete as per specifications and directions of the Engineer-in-charge.(only cement would be supplied by the Employer free of cost, but subjected to reconciliation) | Cum. | 26.5 | 6500 | Approved
SOUTHWINDS PROJECT LLP (PHASE - III & IV) | MEP PHASE - IV | External Plumbing |  | WO/SP34/MW4/6 | PRAHALLAD CONSTRUCTION PRIVATE LIMITED | Fitting and fixing Hose bib cock | Charges for Fitting and fixing Hose bib cock (for garden area/road wash/ car wash) ...all complete. (Hose bib cock and CP extension piece will be supplied by the Employer |  | 0 | 0 | Approved
SOUTHWINDS PROJECT LLP (PHASE - III & IV) | MEP PHASE - IV | External Plumbing |  | WO/SP34/MW4/6 | PRAHALLAD CONSTRUCTION PRIVATE LIMITED | 15 mm dia | 15 mm dia | Nos. | 5 | 190 | Approved
SOUTHWINDS PROJECT LLP (PHASE - III & IV) | MEP PHASE - IV | External Plumbing |  | WO/SP34/MW4/7 | PRAHALLAD CONSTRUCTION PRIVATE LIMITED | ball/Butterfly valves | Charges for laying ,jointing, testing and commissioning fixing heavy approved make ball/Butterfly valves of the following diameters ( 20 Kg/cm2 ) (only valves,MTA & flange would be supplied by the Employer free of cost, but subjected to reconciliation). |  | 0 | 0 | Amended & Approved
SOUTHWINDS PROJECT LLP (PHASE - III & IV) | MEP PHASE - IV | External Plumbing |  | WO/SP34/MW4/7 | PRAHALLAD CONSTRUCTION PRIVATE LIMITED | 100 mm dia | 100 mm dia | Nos | 3 | 1400 | Approved
SOUTHWINDS PROJECT LLP (PHASE - III & IV) | MEP PHASE - IV | External Plumbing |  | WO/SP34/MW4/7 | PRAHALLAD CONSTRUCTION PRIVATE LIMITED | 80 mm dia | 80 mm dia | Nos | 0 | 1200 | Approved
SOUTHWINDS PROJECT LLP (PHASE - III & IV) | MEP PHASE - IV | External Plumbing |  | WO/SP34/MW4/7 | PRAHALLAD CONSTRUCTION PRIVATE LIMITED | 65 mm dia | 65 mm dia | Nos | 5 | 950 | Approved
SOUTHWINDS PROJECT LLP (PHASE - III & IV) | MEP PHASE - IV | External Plumbing |  | WO/SP34/MW4/7 | PRAHALLAD CONSTRUCTION PRIVATE LIMITED | 50 mm dia | 50 mm dia | Nos | 4 | 880 | Approved
SOUTHWINDS PROJECT LLP (PHASE - III & IV) | MEP PHASE - IV | External Plumbing |  | WO/SP34/MW4/7 | PRAHALLAD CONSTRUCTION PRIVATE LIMITED | Hose bib cock | Charges for Fitting and fixing Hose bib cock (for garden area/road wash/ car wash) ...all complete. (Hose bib cock and CP extension piece will be supplied by the Employer |  | 0 | 0 | Approved
SOUTHWINDS PROJECT LLP (PHASE - III & IV) | MEP PHASE - IV | External Plumbing |  | WO/SP34/MW4/7 | PRAHALLAD CONSTRUCTION PRIVATE LIMITED | 15 mm dia | 15 mm dia | Nos | 7 | 190 | Approved
SOUTHWINDS PROJECT LLP (PHASE - III & IV) | MEP PHASE - IV | External Plumbing |  | WO/SP34/MW4/6 | PRAHALLAD CONSTRUCTION PRIVATE LIMITED | Installation of submersible pump | Charges for Installation of submersible pump with MTA,Tee, Elbow,solvent cement etc, work complete in all respect. |  | 0 | 0 | Approved
SOUTHWINDS PROJECT LLP (PHASE - III & IV) | MEP PHASE - IV | External Plumbing |  | WO/SP34/MW4/6 | PRAHALLAD CONSTRUCTION PRIVATE LIMITED | Submersible pump (2 HP ), Location; Sump pit (for Gardening and car washing) | Submersible pump (2 HP ), Location; Sump pit (for Gardening and car washing) | Nos. | 4 | 1500 | Approved
SOUTHWINDS PROJECT LLP (PHASE - III & IV) | MEP PHASE - IV | External Plumbing |  | WO/SP34/MW4/6 | PRAHALLAD CONSTRUCTION PRIVATE LIMITED | Submersible pump(10 HP), Location; Sump pit (for Sump to Cenal Water discharge) | Submersible pump(10 HP), Location; Sump pit (for Sump to Cenal Water discharge) | Nos. | 4 | 8000 | Approved
SOUTHWINDS PROJECT LLP (PHASE - III & IV) | MEP PHASE - IV | External Plumbing |  | WO/SP34/MW4/8 | PRAHALLAD CONSTRUCTION PRIVATE LIMITED | (160mm O.D. Pipe)-SEWERAGE PIPE LINE | "Charges for laying, jointing, testing and commissioning laying the following diameters underground double wall corrugated pipe of HDPE SN 8 pipes with smooth internal and profiled external surface for non-pressure underground Sewerage pipe line as per ISO 21138-3 with suitable Snapfit coupler and rubber 'O' Ring for jointing in trenches for all depths ( up to invert level from FGL )and lengths to correct grades levels and alignment & adequate width of trench (minimum pipe OD + 300 mm) including PCC concrete of 75 mm for bedding (1:3:6) pipe supports 150 mm Silver sand filling along with compaction with water and 75mm thick encasing of the pipes wherever required (in every socket joint, 2 mtr. interval considering socket joint encasing), compacting the base before pcc work, disposing of surplus earth within the site premises (lead up to 0.5 km), backfilling work after completion of job, The rate is inclusive of bailing out of water during excavation and shoring work, testing and making good the leakages if any etc. as per directions of the Engineer-in-charge. (only pipe, fittings and cement would be supplied by the Employer free of cost, but subjected to reconciliation) (160mm O.D. Pipe)-SEWERAGE PIPE LINE" |  | 0 | 0 | Approved
SOUTHWINDS PROJECT LLP (PHASE - III & IV) | MEP PHASE - IV | External Plumbing |  | WO/SP34/MW4/8 | PRAHALLAD CONSTRUCTION PRIVATE LIMITED | Invert Lvl -Less than 700 mm | Invert Lvl -Less than 700 mm | RMT | 84.9 | 594 | Approved
SOUTHWINDS PROJECT LLP (PHASE - III & IV) | MEP PHASE - IV | External Plumbing |  | WO/SP34/MW4/8 | PRAHALLAD CONSTRUCTION PRIVATE LIMITED | Invert Lvl -Greater than 700 mm but less than 1000 mm | Invert Lvl -Greater than 700 mm but less than 1000 mm | RMT | 120 | 619 | Approved
SOUTHWINDS PROJECT LLP (PHASE - III & IV) | MEP PHASE - IV | External Plumbing |  | WO/SP34/MW4/8 | PRAHALLAD CONSTRUCTION PRIVATE LIMITED | Invert Lvl -Greater than 1000 mm but lass than 1500 mm | Invert Lvl -Greater than 1000 mm but lass than 1500 mm | RMT | 44.3 | 698 | Approved
SOUTHWINDS PROJECT LLP (PHASE - III & IV) | MEP PHASE - IV | External Plumbing |  | WO/SP34/MW4/8 | PRAHALLAD CONSTRUCTION PRIVATE LIMITED | (110mm O.D. Pipe)- SEWERAGE PIPE LINE | Charges for laying, jointing, testing and commissioning laying the following diameters underground double wall corrugated pipe of HDPE SN 8 pipes with smooth internal and profiled external surface for non-pressure underground Sewerage pipe line as per ISO 21138-3 with suitable Snapfit coupler and rubber 'O' Ring for jointing in trenches for all depths and lengths to correct grades levels and alignment including PCC concrete of 75 mm for bedding (1:3:6) pipe supports 150 mm Silver sand filling along with compaction with water and 75mm thick encasing of the pipes wherever required (in every socket joint, 2 mtr. interval considering socket joint encasing), compacting the base before pcc work, disposing of surplus earth within the site premises (lead up to 0.5 km), backfilling work after completion of job, The rate is inclusive of bailing out of water during excavation and shoring work, testing and making good the leakages if any etc. as per directions of the Engineer-in-charge. (only pipe, fittings and cement would be supplied by the Employer free of cost, but subjected to reconciliation) (110mm O.D. Pipe)- SEWERAGE PIPE LINE |  | 0 | 0 | Approved
SOUTHWINDS PROJECT LLP (PHASE - III & IV) | MEP PHASE - IV | External Plumbing |  | WO/SP34/MW4/8 | PRAHALLAD CONSTRUCTION PRIVATE LIMITED | Invert Lvl -Less than 700 mm | Invert Lvl -Less than 700 mm | RMT | 37.5 | 444 | Approved
SOUTHWINDS PROJECT LLP (PHASE - III & IV) | MEP PHASE - IV | External Plumbing |  | WO/SP34/MW4/8 | PRAHALLAD CONSTRUCTION PRIVATE LIMITED | Invert Lvl -Greater than 700 mm but less than 1000 mm | Invert Lvl -Greater than 700 mm but less than 1000 mm | RMT | 0 | 480 | Approved
SOUTHWINDS PROJECT LLP (PHASE - III & IV) | MEP PHASE - IV | External Plumbing |  | WO/SP34/MW4/8 | PRAHALLAD CONSTRUCTION PRIVATE LIMITED | (160 mm O.D.Pipe) -RAIN WATER PIPE LINE | Charges for laying, jointing, testing and commissioning laying the following diameters underground double wall corrugated pipe of HDPE SN 8 pipes with smooth internal and profiled external surface for non-pressure underground Sewerage pipe line as per ISO 21138-3 with suitable Snapfit coupler and rubber 'O' Ring for jointing in trenches for all depths ( up to invert level from FGL )and lengths to correct grades levels and alignment & adequate width of trench (minimum pipe OD + 300 mm) including PCC concrete of 75 mm for bedding (1:3:6) pipe supports 150 mm Silver sand filling along with compaction with water and 75mm thick encasing of the pipes wherever required (in every socket joint, 2 mtr. interval considering socket joint encasing), compacting the base before pcc work, disposing of surplus earth within the site premises (lead up to 0.5 km), backfilling work after completion of job, The rate is inclusive of bailing out of water during excavation and shoring work, testing and making good the leakages if any etc. as per directions of the Engineer-in-charge. (only pipe, fittings and cement would be supplied by the Employer free of cost, but subjected to reconciliation) (160 mm O.D.Pipe) -RAIN WATER PIPE LINE |  | 0 | 0 | Approved
SOUTHWINDS PROJECT LLP (PHASE - III & IV) | MEP PHASE - IV | External Plumbing |  | WO/SP34/MW4/8 | PRAHALLAD CONSTRUCTION PRIVATE LIMITED | Invert Lvl -Less than 700 mm | Invert Lvl -Less than 700 mm | RMT | 93.55 | 594 | Approved
SOUTHWINDS PROJECT LLP (PHASE - III & IV) | MEP PHASE - IV | External Plumbing |  | WO/SP34/MW4/8 | PRAHALLAD CONSTRUCTION PRIVATE LIMITED | Invert Lvl -Greater than 700 mm but less than 1000 mm | Invert Lvl -Greater than 700 mm but less than 1000 mm | RMT | 26.55 | 619 | Approved
SOUTHWINDS PROJECT LLP (PHASE - III & IV) | MEP PHASE - IV | External Plumbing |  | WO/SP34/MW4/9 | PRAHALLAD CONSTRUCTION PRIVATE LIMITED | (160mm O.D. Pipe) - SEWERAGE PIPE LINE | Charges for laying, jointing, testing and commissioning laying the following diameters underground double wall corrugated pipe of HDPE SN 8 pipes with smooth internal and profiled external surface for non-pressure underground Sewerage pipe line as per ISO 21138-3 with suitable Snapfit coupler and rubber 'O' Ring for jointing in trenches for all depths ( up to invert level from FGL )and lengths to correct grades levels and alignment & adequate width of trench (minimum pipe OD + 300 mm) including PCC concrete of 75 mm for bedding (1:3:6) pipe supports 150 mm Silver sand filling along with compaction with water and 75mm thick encasing of the pipes wherever required (in every socket joint, 2 mtr. interval considering socket joint encasing), compacting the base before pcc work, disposing of surplus earth within the site premises (lead up to 0.5 km), backfilling work after completion of job, The rate is inclusive of bailing out of water during excavation and shoring work, testing and making good the leakages if any etc. as per directions of the Engineer-in-charge. (only pipe, fittings and cement would be supplied by the Employer free of cost, but subjected to reconciliation) (160mm O.D. Pipe)-SEWERAGE PIPE LINE |  | 0 | 0 | Approved
SOUTHWINDS PROJECT LLP (PHASE - III & IV) | MEP PHASE - IV | External Plumbing |  | WO/SP34/MW4/9 | PRAHALLAD CONSTRUCTION PRIVATE LIMITED | Invert Lvl -Less than 700 mm | Invert Lvl -Less than 700 mm | RMT | 47.1 | 594 | Approved
SOUTHWINDS PROJECT LLP (PHASE - III & IV) | MEP PHASE - IV | External Plumbing |  | WO/SP34/MW4/9 | PRAHALLAD CONSTRUCTION PRIVATE LIMITED | Invert Lvl -Greater than 700 mm but less than 1000 mm | Invert Lvl -Greater than 700 mm but less than 1000 mm | RMT | 41.22 | 619 | Approved
SOUTHWINDS PROJECT LLP (PHASE - III & IV) | MEP PHASE - IV | External Plumbing |  | WO/SP34/MW4/8 | PRAHALLAD CONSTRUCTION PRIVATE LIMITED | (200 mm O.D.Pipe) -RAIN WATER PIPE LINE | Charges for laying, jointing, testing and commissioning laying the following diameters underground double wall corrugated pipe of HDPE SN 8 pipes with smooth internal and profiled external surface for non-pressure underground Sewerage pipe line as per ISO 21138-3 with suitable Snapfit coupler and rubber 'O' Ring for jointing in trenches for all depths ( up to invert level from FGL )and lengths to correct grades levels and alignment & adequate width of trench (minimum pipe OD + 300 mm) including PCC concrete of 75 mm for bedding (1:3:6) pipe supports 150 mm Silver sand filling along with compaction with water and 75mm thick encasing of the pipes wherever required (in every socket joint, 2 mtr. interval considering socket joint encasing), compacting the base before pcc work, disposing of surplus earth within the site premises (lead up to 0.5 km), backfilling work after completion of job, The rate is inclusive of bailing out of water during excavation and shoring work, testing and making good the leakages if any etc. as per directions of the Engineer-in-charge. (only pipe, fittings and cement would be supplied by the Employer free of cost, but subjected to reconciliation) (200 mm O.D.Pipe) -RAIN WATER PIPE LINE |  | 0 | 0 | Approved
SOUTHWINDS PROJECT LLP (PHASE - III & IV) | MEP PHASE - IV | External Plumbing |  | WO/SP34/MW4/8 | PRAHALLAD CONSTRUCTION PRIVATE LIMITED | Invert Lvl -Greater than 700 mm but less than 1000 mm | Invert Lvl -Greater than 700 mm but less than 1000 mm | RMT | 54 | 740 | Approved
SOUTHWINDS PROJECT LLP (PHASE - III & IV) | MEP PHASE - IV | External Plumbing |  | WO/SP34/MW4/9 | PRAHALLAD CONSTRUCTION PRIVATE LIMITED | (160 mm O.D.Pipe) -RAIN WATER PIPE LINE | Charges for laying, jointing, testing and commissioning laying the following diameters underground double wall corrugated pipe of HDPE SN 8 pipes with smooth internal and profiled external surface for non-pressure underground Sewerage pipe line as per ISO 21138-3 with suitable Snapfit coupler and rubber 'O' Ring for jointing in trenches for all depths ( up to invert level from FGL )and lengths to correct grades levels and alignment & adequate width of trench (minimum pipe OD + 300 mm) including PCC concrete of 75 mm for bedding (1:3:6) pipe supports 150 mm Silver sand filling along with compaction with water and 75mm thick encasing of the pipes wherever required (in every socket joint, 2 mtr. interval considering socket joint encasing), compacting the base before pcc work, disposing of surplus earth within the site premises (lead up to 0.5 km), backfilling work after completion of job, The rate is inclusive of bailing out of water during excavation and shoring work, testing and making good the leakages if any etc. as per directions of the Engineer-in-charge. (only pipe, fittings and cement would be supplied by the Employer free of cost, but subjected to reconciliation) (160 mm O.D.Pipe) -RAIN WATER PIPE LINE |  | 0 | 0 | Approved
SOUTHWINDS PROJECT LLP (PHASE - III & IV) | MEP PHASE - IV | External Plumbing |  | WO/SP34/MW4/9 | PRAHALLAD CONSTRUCTION PRIVATE LIMITED | Invert Lvl -Less than 700 mm | Invert Lvl -Less than 700 mm | RMT | 138.4 | 594 | Approved
SOUTHWINDS PROJECT LLP (PHASE - III & IV) | MEP PHASE - IV | External Plumbing |  | WO/SP34/MW4/8 | PRAHALLAD CONSTRUCTION PRIVATE LIMITED | (160 mm O.D. Pipe)-STROME WATER PIPE | Charges for laying, jointing, testing and commissioning laying the following diameters underground double wall corrugated pipe of HDPE SN 8 pipes with smooth internal and profiled external surface for non-pressure underground Sewerage pipe line as per ISO 21138-3 with suitable Snapfit coupler and rubber 'O' Ring for jointing in trenches for all depths ( up to invert level from FGL )and lengths to correct grades levels and alignment & adequate width of trench (minimum pipe OD + 300 mm) including PCC concrete of 75 mm for bedding (1:3:6) pipe supports 150 mm Silver sand filling along with compaction with water and 75mm thick encasing of the pipes wherever required (in every socket joint, 2 mtr. interval considering socket joint encasing), compacting the base before pcc work, disposing of surplus earth within the site premises (lead up to 0.5 km), backfilling work after completion of job, The rate is inclusive of bailing out of water during excavation and shoring work, testing and making good the leakages if any etc. as per directions of the Engineer-in-charge. (only pipe, fittings and cement would be supplied by the Employer free of cost, but subjected to reconciliation) (160 mm O.D. Pipe)-STROME WATER PIPE |  | 0 | 0 | Approved
SOUTHWINDS PROJECT LLP (PHASE - III & IV) | MEP PHASE - IV | External Plumbing |  | WO/SP34/MW4/8 | PRAHALLAD CONSTRUCTION PRIVATE LIMITED | Invert Lvl -Less than 700 mm | Invert Lvl -Less than 700 mm | RMT | 74.55 | 594 | Approved
SOUTHWINDS PROJECT LLP (PHASE - III & IV) | MEP PHASE - IV | External Plumbing |  | WO/SP34/MW4/8 | PRAHALLAD CONSTRUCTION PRIVATE LIMITED | Invert Lvl -Greater than 700 mm but less than 1000 mm | Invert Lvl -Greater than 700 mm but less than 1000 mm | RMT | 49.15 | 619 | Approved
SOUTHWINDS PROJECT LLP (PHASE - III & IV) | MEP PHASE - IV | External Plumbing |  | WO/SP34/MW4/8 | PRAHALLAD CONSTRUCTION PRIVATE LIMITED | Invert Lvl -Greater than 1000 mm but less than 1500 mm | Invert Lvl -Greater than 1000 mm but less than 1500 mm | RMT | 82.15 | 698 | Approved
SOUTHWINDS PROJECT LLP (PHASE - III & IV) | MEP PHASE - IV | External Plumbing |  | WO/SP34/MW4/8 | PRAHALLAD CONSTRUCTION PRIVATE LIMITED | (200 mm O.D. Pipe)-STROME WATER PIPE | Charges for laying, jointing, testing and commissioning laying the following diameters underground double wall corrugated pipe of HDPE SN 8 pipes with smooth internal and profiled external surface for non-pressure underground Sewerage pipe line as per ISO 21138-3 with suitable Snapfit coupler and rubber 'O' Ring for jointing in trenches for all depths ( up to invert level from FGL )and lengths to correct grades levels and alignment & adequate width of trench (minimum pipe OD + 300 mm) including PCC concrete of 75 mm for bedding (1:3:6) pipe supports 150 mm Silver sand filling along with compaction with water and 75mm thick encasing of the pipes wherever required (in every socket joint, 2 mtr. interval considering socket joint encasing), compacting the base before pcc work, disposing of surplus earth within the site premises (lead up to 0.5 km), backfilling work after completion of job, The rate is inclusive of bailing out of water during excavation and shoring work, testing and making good the leakages if any etc. as per directions of the Engineer-in-charge. (only pipe, fittings and cement would be supplied by the Employer free of cost, but subjected to reconciliation) (200 mm O.D. Pipe)-STROME WATER PIPE |  | 0 | 0 | Approved
SOUTHWINDS PROJECT LLP (PHASE - III & IV) | MEP PHASE - IV | External Plumbing |  | WO/SP34/MW4/8 | PRAHALLAD CONSTRUCTION PRIVATE LIMITED | Invert Lvl -Greater than 700 mm but less than 1000 mm | Invert Lvl -Greater than 700 mm but less than 1000 mm | RMT | 25.6 | 740 | Approved
SOUTHWINDS PROJECT LLP (PHASE - III & IV) | MEP PHASE - IV | External Plumbing |  | WO/SP34/MW4/9 | PRAHALLAD CONSTRUCTION PRIVATE LIMITED | (160 mm O.D. Pipe)-STROME WATER PIPE | Charges for laying, jointing, testing and commissioning laying the following diameters underground double wall corrugated pipe of HDPE SN 8 pipes with smooth internal and profiled external surface for non-pressure underground Sewerage pipe line as per ISO 21138-3 with suitable Snapfit coupler and rubber 'O' Ring for jointing in trenches for all depths ( up to invert level from FGL )and lengths to correct grades levels and alignment & adequate width of trench (minimum pipe OD + 300 mm) including PCC concrete of 75 mm for bedding (1:3:6) pipe supports 150 mm Silver sand filling along with compaction with water and 75mm thick encasing of the pipes wherever required (in every socket joint, 2 mtr. interval considering socket joint encasing), compacting the base before pcc work, disposing of surplus earth within the site premises (lead up to 0.5 km), backfilling work after completion of job, The rate is inclusive of bailing out of water during excavation and shoring work, testing and making good the leakages if any etc. as per directions of the Engineer-in-charge. (only pipe, fittings and cement would be supplied by the Employer free of cost, but subjected to reconciliation) (160 mm O.D. Pipe)- STROME WATER PIPE |  | 0 | 0 | Approved
SOUTHWINDS PROJECT LLP (PHASE - III & IV) | MEP PHASE - IV | External Plumbing |  | WO/SP34/MW4/9 | PRAHALLAD CONSTRUCTION PRIVATE LIMITED | Invert Lvl -Less than 700 mm | Invert Lvl -Less than 700 mm | RMT | 304.35 | 594 | Approved
SOUTHWINDS PROJECT LLP (PHASE - III & IV) | MEP PHASE - IV | External Plumbing |  | WO/SP34/MW4/9 | PRAHALLAD CONSTRUCTION PRIVATE LIMITED | Invert Lvl -Greater than 700 mm but less than 1000 mm | Invert Lvl -Greater than 700 mm but less than 1000 mm | RMT | 31.45 | 619 | Approved
SOUTHWINDS PROJECT LLP (PHASE - III & IV) | MEP PHASE - IV | External Plumbing |  | WO/SP34/MW4/8 | PRAHALLAD CONSTRUCTION PRIVATE LIMITED | (250 mm O.D. Pipe)-STROME WATER PIPE | Charges for laying, jointing, testing and commissioning laying the following diameters underground double wall corrugated pipe of HDPE SN 8 pipes with smooth internal and profiled external surface for non-pressure underground Sewerage pipe line as per ISO 21138-3 with suitable Snapfit coupler and rubber 'O' Ring for jointing in trenches for all depths ( up to invert level from FGL )and lengths to correct grades levels and alignment & adequate width of trench (minimum pipe OD + 300 mm) including PCC concrete of 75 mm for bedding (1:3:6) pipe supports 150 mm Silver sand filling along with compaction with water and 75mm thick encasing of the pipes wherever required (in every socket joint, 2 mtr. interval considering socket joint encasing), compacting the base before pcc work, disposing of surplus earth within the site premises (lead up to 0.5 km), backfilling work after completion of job, The rate is inclusive of bailing out of water during excavation and shoring work, testing and making good the leakages if any etc. as per directions of the Engineer-in-charge. (only pipe, fittings and cement would be supplied by the Employer free of cost, but subjected to reconciliation) (250 mm O.D. Pipe)-STROME WATER PIPE |  | 0 | 0 | Approved
SOUTHWINDS PROJECT LLP (PHASE - III & IV) | MEP PHASE - IV | External Plumbing |  | WO/SP34/MW4/8 | PRAHALLAD CONSTRUCTION PRIVATE LIMITED | Invert Lvl -Greater than 700 mm but less than 1000 mm | Invert Lvl -Greater than 700 mm but less than 1000 mm | RMT | 25.4 | 880 | Approved
SOUTHWINDS PROJECT LLP (PHASE - III & IV) | MEP PHASE - IV | External Plumbing |  | WO/SP34/MW4/9 | PRAHALLAD CONSTRUCTION PRIVATE LIMITED | (200 mm O.D. Pipe)-STROME WATER PIPE | Charges for laying, jointing, testing and commissioning laying the following diameters underground double wall corrugated pipe of HDPE SN 8 pipes with smooth internal and profiled external surface for non-pressure underground Sewerage pipe line as per ISO 21138-3 with suitable Snapfit coupler and rubber 'O' Ring for jointing in trenches for all depths ( up to invert level from FGL )and lengths to correct grades levels and alignment & adequate width of trench (minimum pipe OD + 300 mm) including PCC concrete of 75 mm for bedding (1:3:6) pipe supports 150 mm Silver sand filling along with compaction with water and 75mm thick encasing of the pipes wherever required (in every socket joint, 2 mtr. interval considering socket joint encasing), compacting the base before pcc work, disposing of surplus earth within the site premises (lead up to 0.5 km), backfilling work after completion of job, The rate is inclusive of bailing out of water during excavation and shoring work, testing and making good the leakages if any etc. as per directions of the Engineer-in-charge. (only pipe, fittings and cement would be supplied by the Employer free of cost, but subjected to reconciliation) (200 mm O.D. Pipe)- STROME WATER PIPE |  | 0 | 0 | Approved
SOUTHWINDS PROJECT LLP (PHASE - III & IV) | MEP PHASE - IV | External Plumbing |  | WO/SP34/MW4/9 | PRAHALLAD CONSTRUCTION PRIVATE LIMITED | Invert Lvl -Greater than 700 mm but less than 1000 mm | Invert Lvl -Greater than 700 mm but less than 1000 mm | RMT | 0 | 740 | Approved
SOUTHWINDS PROJECT LLP (PHASE - III & IV) | MEP PHASE - IV | External Plumbing |  | WO/SP34/MW4/8 | PRAHALLAD CONSTRUCTION PRIVATE LIMITED | HDPE pipe (for underground water supply) | Charges for Laying, fitting and fixing HDPE pipe (Pe100-PN8 grade/PE63-PN-10) (for underground water supply) as per IS: 4984 of various dia at up to 1000mm depth from FGL, hunching required and perfect alignment as shown in drawing complete with all sorts of fittings ( e.g tee, bends, elbows, coupler, unions, reducers, flanges etc.) as required, jointed (Fusion Joint) with heat process by machine including, concrete for bedding only bottom of the support,(1:3:6) pipe supports and encasing the pipes every 3mtr & near fittings, and as per instruction of EIC. in case available standard fittings is not possible to use, fabricated fittings as per site requirement / as per drawing is to be used to lay the pipe in specified manner. Rate should be including necessary earthwork in excavation and stacking of earth at convenient locations including dewatering for pipe trenches, backfilling after laying of pipe and dispose of surplus earth up to a lead of 0.5 km. Excavation to include all sorts of earth, hard soil etc. The rate is inclusive of bailing out of water during excavation and shoring work , if required to prevent collapsing of soil. (only pipe, fittings and cement would be supplied by the Employer free of cost, but subjected to reconciliation) |  | 0 | 0 | Approved
SOUTHWINDS PROJECT LLP (PHASE - III & IV) | MEP PHASE - IV | External Plumbing |  | WO/SP34/MW4/8 | PRAHALLAD CONSTRUCTION PRIVATE LIMITED | 65 NB ( DOMESTIC WATER SUPPLY) | 65 NB ( DOMESTIC WATER SUPPLY) | RMT | 200.1 | 280 | Approved
SOUTHWINDS PROJECT LLP (PHASE - III & IV) | MEP PHASE - IV | External Plumbing |  | WO/SP34/MW4/8 | PRAHALLAD CONSTRUCTION PRIVATE LIMITED | 50 NB ( DOMESTIC WATER SUPPLY) | 50 NB ( DOMESTIC WATER SUPPLY) | RMT | 0 | 270 | Approved
SOUTHWINDS PROJECT LLP (PHASE - III & IV) | MEP PHASE - IV | External Plumbing |  | WO/SP34/MW4/8 | PRAHALLAD CONSTRUCTION PRIVATE LIMITED | 50 NB ( FLUSHING WATER SUPPLY) | 50 NB ( FLUSHING WATER SUPPLY) | RMT | 193.9 | 270 | Approved
SOUTHWINDS PROJECT LLP (PHASE - III & IV) | MEP PHASE - IV | External Plumbing |  | WO/SP34/MW4/8 | PRAHALLAD CONSTRUCTION PRIVATE LIMITED | 40 NB ( FLUSHING WATER SUPPLY) | 40 NB ( FLUSHING WATER SUPPLY) | RMT | 0 | 260 | Approved
SOUTHWINDS PROJECT LLP (PHASE - III & IV) | MEP PHASE - IV | External Plumbing |  | WO/SP34/MW4/9 | PRAHALLAD CONSTRUCTION PRIVATE LIMITED | Fitting and fixing UPVC SCHDULE 80 FITTING | Charges for Laying, fitting and fixing UPVC SCHDULE 80 FITTING (for underground water supply) as per IS: 4984 of various dia at up to 1000mm depth from FGL, hunching required and perfect alignment as shown in drawing complete with all sorts of fittings ( e.g tee, bends, elbows, coupler, unions, reducers, flanges etc.) as required, jointed (Fusion Joint) with heat process by machine including, concrete for bedding only bottom of the support,(1:3:6) pipe supports and encasing the pipes every 3mtr & near fittings, and as per instruction of EIC. in case available standard fittings is not possible to use, fabricated fittings as per site requirement / as per drawing is to be used to lay the pipe in specified manner. Rate should be including necessary earthwork in excavation and stacking of earth at convenient locations including dewatering for pipe trenches, backfilling after laying of pipe and dispose of surplus earth up to a lead of 0.5 km. Excavation to include all sorts of earth, hard soil etc. The rate is inclusive of bailing out of water during excavation and shoring work , if required to prevent collapsing of soil.(only pipe, fittings and cement would be supplied by the Employer free of cost, but subjected to reconciliation) |  | 0 | 0 | Amended & Approved
SOUTHWINDS PROJECT LLP (PHASE - III & IV) | MEP PHASE - IV | External Plumbing |  | WO/SP34/MW4/9 | PRAHALLAD CONSTRUCTION PRIVATE LIMITED | 32 NB ( DOMESTIC WATER SUPPLY) | 32 NB ( DOMESTIC WATER SUPPLY) | RMT | 100.35 | 250 | Approved
SOUTHWINDS PROJECT LLP (PHASE - III & IV) | MEP PHASE - IV | External Plumbing |  | WO/SP34/MW4/9 | PRAHALLAD CONSTRUCTION PRIVATE LIMITED | 32 NB ( FLUSHING WATER SUPPLY) | 32 NB ( FLUSHING WATER SUPPLY) | RMT | 23.7 | 250 | Approved
SOUTHWINDS PROJECT LLP (PHASE - III & IV) | MEP PHASE - IV | External Plumbing |  | WO/SP34/MW4/9 | PRAHALLAD CONSTRUCTION PRIVATE LIMITED | Laying, fitting and fixing UPVC Pipe (SH-40) | Charges for laying, fitting and fixing UPVC Pipe (SH-40) (For Garden & Car wash Supply purpose) as per IS:4984 of various dia at 600 to 700mm depth from FGL and perfect alignment as shown in drawing complete ….to prevent collapsing of soil.with solvent cement joints including cutting the pipes to correct length testing, including providing an fixing with all types of UPVC fittings all complete. (For Cold Water Piping) (only pipe, fittings would be supplied by the Employer free of cost, but subjected to reconciliation) |  | 0 | 0 | Amended & Approved
SOUTHWINDS PROJECT LLP (PHASE - III & IV) | MEP PHASE - IV | External Plumbing |  | WO/SP34/MW4/9 | PRAHALLAD CONSTRUCTION PRIVATE LIMITED | 32 NB ( GARDEN & CAR WASH WATER SUPPLY) | 32 NB ( GARDEN & CAR WASH WATER SUPPLY) | RMT | 176 | 244 | Approved
SOUTHWINDS PROJECT LLP (PHASE - III & IV) | MEP PHASE - IV | External Plumbing |  | WO/SP34/MW4/9 | PRAHALLAD CONSTRUCTION PRIVATE LIMITED | 20 NB ( GARDEN & CAR WASH WATER SUPPLY) | 20 NB ( GARDEN & CAR WASH WATER SUPPLY) | RMT | 12 | 207 | Approved
SOUTHWINDS PROJECT LLP (PHASE - III & IV) | MEP PHASE - IV | External Plumbing |  | WO/SP34/MW4/8 | PRAHALLAD CONSTRUCTION PRIVATE LIMITED | UPVC Pipe (SH-40) | Charges for laying, fitting and fixing UPVC Pipe (SH-40) (For Garden & Car wash Supply purpose) as per IS:4984 of various dia at 600 to 700mm depth from FGL and perfect alignment as shown in drawing complete ….to prevent collapsing of soil.with solvent cement joints including cutting the pipes to correct length testing, including providing an fixing with all types of UPVC fittings all complete. (For Cold Water Piping) (only pipe, fittings would be supplied by the Employer free of cost, but subjected to reconciliation) |  | 0 | 0 | Amended & Approved
SOUTHWINDS PROJECT LLP (PHASE - III & IV) | MEP PHASE - IV | External Plumbing |  | WO/SP34/MW4/8 | PRAHALLAD CONSTRUCTION PRIVATE LIMITED | 32 NB ( GARDEN & CAR WASH WATER SUPPLY) | 32 NB ( GARDEN & CAR WASH WATER SUPPLY) | RMT | 0 | 244 | Approved
SOUTHWINDS PROJECT LLP (PHASE - III & IV) | MEP PHASE - IV | External Plumbing |  | WO/SP34/MW4/8 | PRAHALLAD CONSTRUCTION PRIVATE LIMITED | 20 NB ( GARDEN & CAR WASH WATER SUPPLY) | 20 NB ( GARDEN & CAR WASH WATER SUPPLY) | RMT | 5 | 207 | Approved
SOUTHWINDS PROJECT LLP (PHASE - III & IV) | MEP PHASE - IV | External Plumbing |  | WO/SP34/MW4/9 | PRAHALLAD CONSTRUCTION PRIVATE LIMITED | Construction of water tight brick masonry in Gully Pit / Sewerage Pit | Charges for Construction of water tight brick masonry in Gully Pit / Sewerage Pit as per drawing of following sizes using designated brickwork(Red Brick) 250mm in cement sand mortar (1:4), over a bed of Single Layer BFS followed by 125 mm thk. PCC (1:3:6), 15 mm thick inside plastering work with cement plaster (1:4) finished with a floating coat of neat cement, outside making jointing & pointing and making channel and benching in cement concrete (1:2:4), RCC (1:1.5:3) 150 mm thick top slab with 10 mm dia reinforcement at 150mm c/c in double layer to hold the FRP cover, fixing FRP rectangular type manhole cover, fixing of rung ladder, testing all complete as per specifications and approved drawings. Rates shall include the cost of excavation in all sorts of soil, compacting the base, disposing of surplus earth within the site premises (lead up to 0.5 km), backfilling work after completion of job, all complete. The rate is inclusive of bailing out of water during excavation and shoring work, if required to prevent collapsing of soil. (Only cement, PVC Gully trap, Cover, Rung Ladder, Reinforcement Steel (From Scrap) would be supplied by the Employer but subjected to reconciliation). Work to be done as per drawing and direction of EIC. |  | 0 | 0 | Amended & Approved
SOUTHWINDS PROJECT LLP (PHASE - III & IV) | MEP PHASE - IV | External Plumbing |  | WO/SP34/MW4/9 | PRAHALLAD CONSTRUCTION PRIVATE LIMITED | (600 X 600 X upto 500)-Storm pit | (600 X 600 X upto 500)-Storm pit | Nos. | 14 | 5372 | Approved
SOUTHWINDS PROJECT LLP (PHASE - III & IV) | MEP PHASE - IV | External Plumbing |  | WO/SP34/MW4/9 | PRAHALLAD CONSTRUCTION PRIVATE LIMITED | (600 X 600 X 501 to 1000) - Storm pit | (600 X 600 X 501 to 1000) - Storm pit | Nos. | 8 | 7700 | Approved
SOUTHWINDS PROJECT LLP (PHASE - III & IV) | MEP PHASE - IV | External Plumbing |  | WO/SP34/MW4/9 | PRAHALLAD CONSTRUCTION PRIVATE LIMITED | (600 X 600 X 501 to 1000) - SeWerage pit | (600 X 600 X 501 to 1000) - SeWerage pit | Nos. | 7 | 7700 | Approved
SOUTHWINDS PROJECT LLP (PHASE - III & IV) | MEP PHASE - IV | External Plumbing |  | WO/SP34/MW4/9 | PRAHALLAD CONSTRUCTION PRIVATE LIMITED | (600 X 600 X upto 500) - Rain Water pit | (600 X 600 X upto 500) - Rain Water pit | Nos. | 3 | 5372 | Approved
SOUTHWINDS PROJECT LLP (PHASE - III & IV) | MEP PHASE - IV | External Plumbing |  | WO/SP34/MW4/9 | PRAHALLAD CONSTRUCTION PRIVATE LIMITED | (600 X 600 X 501 to 1000) - Rain Water pit | (600 X 600 X 501 to 1000) - Rain Water pit | Nos | 5 | 7700 | Approved
SOUTHWINDS PROJECT LLP (PHASE - III & IV) | MEP PHASE - IV | External Plumbing |  | WO/SP34/MW4/9 | PRAHALLAD CONSTRUCTION PRIVATE LIMITED | (1500 X 1500 X 1001 to 1500) -Rain Water (Recharge pit) | (1500 X 1500 X 1001 to 1500) -Rain Water (Recharge pit) | Nos. | 2 | 23000 | Approved
SOUTHWINDS PROJECT LLP (PHASE - III & IV) | MEP PHASE - IV | External Plumbing |  | WO/SP34/MW4/8 | PRAHALLAD CONSTRUCTION PRIVATE LIMITED | Gully Pit / Sewerage Pit | Charges for Construction of water tight brick masonry in Gully Pit / Sewerage Pit as per drawing of following sizes using designated brickwork(Red Brick) 250mm in cement sand mortar (1:4), over a bed of Single Layer BFS followed by 125 mm thk. PCC (1:3:6), 15 mm thick inside plastering work with cement plaster (1:4) finished with a floating coat of neat cement, outside making jointing & pointing and making channel and benching in cement concrete (1:2:4), RCC (1:1.5:3) 150 mm thick top slab with 10 mm dia reinforcement at 150mm c/c in double layer to hold the FRP cover, fixing FRP rectangular type manhole cover, fixing of rung ladder, testing all complete as per specifications and approved drawings. Rates shall include the cost of excavation in all sorts of soil, compacting the base, disposing of surplus earth within the site premises (lead up to 0.5 km), backfilling work after completion of job, all complete. The rate is inclusive of bailing out of water during excavation and shoring work, if required to prevent collapsing of soil. (Only cement, PVC Gully trap, Cover, Rung Ladder, Reinforcement Steel (From Scrap) would be supplied by the Employer but subjected to reconciliation). Work to be done as per drawing and direction of EIC. |  | 0 | 0 | Approved
SOUTHWINDS PROJECT LLP (PHASE - III & IV) | MEP PHASE - IV | External Plumbing |  | WO/SP34/MW4/8 | PRAHALLAD CONSTRUCTION PRIVATE LIMITED | (600 X 600 X upto 500)-Storm pit | (600 X 600 X up to 500)-Storm pit | Nos | 8 | 5372 | Approved
SOUTHWINDS PROJECT LLP (PHASE - III & IV) | MEP PHASE - IV | External Plumbing |  | WO/SP34/MW4/8 | PRAHALLAD CONSTRUCTION PRIVATE LIMITED | (600 X 600 X 501 to 1000) - Storm pit | (600 X 600 X 501 to 1000) - Storm pit | Nos | 11 | 7700 | Approved
SOUTHWINDS PROJECT LLP (PHASE - III & IV) | MEP PHASE - IV | External Plumbing |  | WO/SP34/MW4/8 | PRAHALLAD CONSTRUCTION PRIVATE LIMITED | (750 X 600 X 1001 to 1500) -Storm pit | (750 X 600 X 1001 to 1500) -Storm pit | Nos | 5 | 10400 | Approved
SOUTHWINDS PROJECT LLP (PHASE - III & IV) | MEP PHASE - IV | External Plumbing |  | WO/SP34/MW4/8 | PRAHALLAD CONSTRUCTION PRIVATE LIMITED | (600 X 600 X up to 500) - Sewerage pit | (600 X 600 X up to 500) - Sewerage pit | Nos | 7 | 5372 | Approved
SOUTHWINDS PROJECT LLP (PHASE - III & IV) | MEP PHASE - IV | External Plumbing |  | WO/SP34/MW4/8 | PRAHALLAD CONSTRUCTION PRIVATE LIMITED | (600 X 600 X 501 to 1000) - Sewerage pit | (600 X 600 X 501 to 1000) - Sewerage pit | Nos | 25 | 7700 | Approved
SOUTHWINDS PROJECT LLP (PHASE - III & IV) | MEP PHASE - IV | External Plumbing |  | WO/SP34/MW4/8 | PRAHALLAD CONSTRUCTION PRIVATE LIMITED | (750 X 600 X 1001 to 1500) -Sewerage pit | (750 X 600 X 1001 to 1500) -Sewerage pit | Nos | 3 | 10400 | Approved
SOUTHWINDS PROJECT LLP (PHASE - III & IV) | MEP PHASE - IV | External Plumbing |  | WO/SP34/MW4/8 | PRAHALLAD CONSTRUCTION PRIVATE LIMITED | (600 X 600 X up to 500) - Rain Water pit | (600 X 600 X up to 500) - Rain Water pit | Nos | 6 | 5372 | Approved
SOUTHWINDS PROJECT LLP (PHASE - III & IV) | MEP PHASE - IV | External Plumbing |  | WO/SP34/MW4/8 | PRAHALLAD CONSTRUCTION PRIVATE LIMITED | (600 X 600 X 501 to 1000) - Rain Water pit | (600 X 600 X 501 to 1000) - Rain Water pit | Nos | 12 | 7700 | Approved
SOUTHWINDS PROJECT LLP (PHASE - III & IV) | MEP PHASE - IV | External Plumbing |  | WO/SP34/MW4/8 | PRAHALLAD CONSTRUCTION PRIVATE LIMITED | (1500 X 1500 X 1001 to 1500) -Rain Water (Recharge pit) | (1500 X 1500 X 1001 to 1500) -Rain Water (Recharge pit) | Nos | 3 | 23000 | Approved
SOUTHWINDS PROJECT LLP (PHASE - III & IV) | MEP PHASE - IV | External Plumbing |  | WO/SP34/MW4/8 | PRAHALLAD CONSTRUCTION PRIVATE LIMITED | (600 X 750 X 900) - Valve Chamber | (600 X 750 X 900) - Valve Chamber | Nos | 3 | 8900 | Approved
SOUTHWINDS PROJECT LLP (PHASE - III & IV) | MEP PHASE - IV | External Plumbing |  | WO/SP34/MW4/9 | PRAHALLAD CONSTRUCTION PRIVATE LIMITED | 1:3:6 cement concrete | Providing and laying 1:3:6 cement concrete for, pipe supports and 75 mm thick encasing the pipes where top cushion depth is not adequate, including necessary form work, compaction, etc. All complete as per specifications and directions of the Engineer-in-charge. (only cement would be supplied by the Employer free of cost, but subjected to reconciliation) | Cum. | 23 | 6500 | Approved
SOUTHWINDS PROJECT LLP (PHASE - III & IV) | MEP PHASE - IV | External Plumbing |  | WO/SP34/MW4/9 | PRAHALLAD CONSTRUCTION PRIVATE LIMITED | Fitting and fixing Hose bib cock | Charges for Fitting and fixing Hose bib cock (for garden area/road wash/ car wash) ...all complete. (Hose bib cock and CP extension piece will be supplied by the Employer) |  | 0 | 0 | Approved
SOUTHWINDS PROJECT LLP (PHASE - III & IV) | MEP PHASE - IV | External Plumbing |  | WO/SP34/MW4/9 | PRAHALLAD CONSTRUCTION PRIVATE LIMITED | 15 mm dia | 15 mm dia | Nos. | 9 | 190 | Approved
SOUTHWINDS PROJECT LLP (PHASE - III & IV) | MEP PHASE - IV | External Plumbing |  | WO/SP34/MW4/8 | PRAHALLAD CONSTRUCTION PRIVATE LIMITED | 1:3:6 cement concrete | Providing and laying 1:3:6 cement concrete for, pipe supports and 75 mm thick encasing the pipes where top cushion depth is not adequate, including necessary form work, compaction, etc. All complete as per specifications and directions of the Engineer-in-charge. (only cement would be supplied by the Employer free of cost, but subjected to reconciliation) | Cum. | 17 | 6500 | Approved
SOUTHWINDS PROJECT LLP (PHASE - III & IV) | MEP PHASE - IV | External Plumbing |  | WO/SP34/MW4/8 | PRAHALLAD CONSTRUCTION PRIVATE LIMITED | ball/Butterfly valves | Charges for laying ,jointing, testing and commissioning fixing heavy approved make ball/Butterfly valves of the following diameters (20 Kg/cm2) (only valves, MTA & flange would be supplied by the Employer free of cost, but subjected to reconciliation). |  | 0 | 0 | Approved
SOUTHWINDS PROJECT LLP (PHASE - III & IV) | MEP PHASE - IV | External Plumbing |  | WO/SP34/MW4/8 | PRAHALLAD CONSTRUCTION PRIVATE LIMITED | 65 mm dia | 65 mm dia | Nos | 2 | 950 | Approved
SOUTHWINDS PROJECT LLP (PHASE - III & IV) | MEP PHASE - IV | External Plumbing |  | WO/SP34/MW4/8 | PRAHALLAD CONSTRUCTION PRIVATE LIMITED | 50 mm dia | 50 mm dia | Nos | 2 | 880 | Approved
SOUTHWINDS PROJECT LLP (PHASE - III & IV) | MEP PHASE - IV | External Plumbing |  | WO/SP34/MW4/8 | PRAHALLAD CONSTRUCTION PRIVATE LIMITED | Hose bib cock | Charges for Fitting and fixing Hose bib cock (for garden area/road wash/ car wash) ...all complete. (Hose bib cock and CP extension piece will be supplied by the Employer |  | 0 | 0 | Approved
SOUTHWINDS PROJECT LLP (PHASE - III & IV) | MEP PHASE - IV | External Plumbing |  | WO/SP34/MW4/8 | PRAHALLAD CONSTRUCTION PRIVATE LIMITED | 15 mm dia | 15 mm dia | Nos | 5 | 190 | Approved
The Ramdulari | BLOCK | Civil | Sub & Super Structure Work | WO/RP/RP02/15 | AKJ Engineers Pvt. Ltd. | Misc. Repairing works | Misc. Repairing works |  | 0 | 0 | Approved
The Ramdulari | BLOCK | Civil | Sub & Super Structure Work | WO/RP/RP02/15 | AKJ Engineers Pvt. Ltd. | Dismantling Work | Dismantling Work : Charges towards removing of existing affected/ damaged plaster / concrete by chipping gently at all affected and adjoining areas of concrete till Sound substrate is achieved, cleaning the same to remove all loose dirt, dust, loose materials etc., complete as per directions of EIC | Sq.Mtr. | 35.5 | 350 | Approved
The Ramdulari | BLOCK | Civil | Sub & Super Structure Work | WO/RP/RP02/15 | AKJ Engineers Pvt. Ltd. | Application of Bonding agent | Application of Bonding agent : Charges towards cleaning the substrate surface properly with jharu brush, air blower, etc. to remove dust, loose adhering particles, application of epoxy bonding coat of Sika Hibond on the prepared surface as per manufacturers specification & direction of EIC. | Kgs | 16 | 850 | Approved
The Ramdulari | BLOCK | Civil | Sub & Super Structure Work | WO/RP/RP02/15 | AKJ Engineers Pvt. Ltd. | Micro-Concreting Work | Micro-Concreting Work : Charges for providing & application of free flow ready mix micro concrete Sika Rep Microconcrete IV over the prepaired surface to built up the required thickness after necessary shuttering arrangement as per manufactures specification and direction of EIC. | Kgs | 270 | 22 | Approved
The Ramdulari | BLOCK | Civil | Sub & Super Structure Work | WO/RP/RP02/15 | AKJ Engineers Pvt. Ltd. | Repairing Work (PMM) | Repairing Work (PMM) : Charges towards surface built up and leveling, finishing with ready to use polymer modified repair mortar Sikatop 122 HS (Where the depth of honeycomb is more, two layers to be applied), complete as per manufacturers specification and direction of EIC. | Kgs | 300 | 80 | Approved
The Ramdulari | BLOCK | Civil | Sub & Super Structure Work | WO/RP/RP02/15 | AKJ Engineers Pvt. Ltd. | Epoxy Pressure Grouting work | Epoxy Pressure Grouting work |  | 0 | 0 | Approved
The Ramdulari | BLOCK | Civil | Sub & Super Structure Work | WO/RP/RP02/15 | AKJ Engineers Pvt. Ltd. | GI Nozzle - Sikadur 31 | Charges towards drilling the holes by use of drill machine, fixing of GI Nozzle by use of Sikadur 31 & Sealing the nozzles after grouting work all complete as per the instruction of EIC. | Nos. | 296 | 375 | Approved
The Ramdulari | BLOCK | Civil | Sub & Super Structure Work | WO/RP/RP02/15 | AKJ Engineers Pvt. Ltd. | Injection through Nozzles - Sikadur 52 LP (IN) | Charges towards sealing of cracks / porous concrete woth epoxy grout Sikadur 52 LP (IN) by using injection through nozzles complete as per the manufacrurer specification and as per the instruction of EIC. | Kgs | 109 | 1050 | Approved
SOUTHWINDS PROJECT LLP (PHASE - III & IV) | COMMON INFRASTRUCTURE - PHASE III & IV | Consultancy Charges |  | WO/SP34/CI34/5 | Adroit Consultant | Redesign / modification work | Charges for Structural Consultancy of redesign / modification work for Phase-III & IV (Block 11 to 16 and MLCP), details scope of work is attached in Terms & Condition. | Lump Sum | 1 | 250000 | Approved
The Soul, Rajarhat | BASEMENT WITH PODIUM | Landscaping |  | WO/HR01/BP01/50 | Biswajit Sardar | Grass | Supply of of Mexican Grass | Sq.Ft. | 5078 | 7 | Approved
The Soul, Rajarhat | BASEMENT WITH PODIUM | Internal Electrical |  |  |  | Maintenance | Maintenance (Watering & Manure) of Grass for One Months including the supply of manure as per requirement. | Sq.Ft. |  |  | Approved
The Soul, Rajarhat | BASEMENT WITH PODIUM | Landscaping |  | WO/HR01/BP01/50 | Biswajit Sardar | Maintenance | Supply of Manure for Grass for one month | Sq.Ft. | 5078 | 1.2 | Approved
The Soul, Rajarhat | BASEMENT WITH PODIUM | Civil | Basement with Podium | WO/HR01/BP01/33 | MD SATIKUL HOQUE | IPS Flooring | Charges for IPS Flooring work of average 50 mm thickness using cement concrete 1:2:4 finished with floating coat of Net Cement at Basement Level all complete as per drawing and direction of EIC The scope of work include dewatering and surface cleaning of the IPS area. Only Cement will be supplied by client but subjected to reconciliation. | Sq.Mtr. | 0 | 0 | Approved
The Soul, Rajarhat | BASEMENT WITH PODIUM | Civil | Basement with Podium | WO/HR01/BP01/33 | MD SATIKUL HOQUE | IPS | Charges for IPS Flooring work of average 50 mm thickness using cement concrete 1:2:4 finished with floating coat of Net Cement at Basement Level all complete as per drawing and direction of EIC The scope of work include dewatering and surface cleaning of the IPS area. Only Cement will be supplied by client but subjected to reconciliation. | Sq.Mtr. | 117 | 420 | Approved
The Soul, Rajarhat | BASEMENT WITH PODIUM | Civil | Basement with Podium | WO/HR01/BP01/33 | MD SATIKUL HOQUE | Misc. Charges | Charges for loading - unloading, transportation, hire charges for machinery as per direction of Engineer-in-Charge | Sq.Mtr. | 117 | 12 | Approved
The Ramdulari | COMMON INFRASTRUCTURE | Landscaping |  | WO/RP/RP03/20 | Mondal Nurseries & Exterior | Supply of planter | Supply of outside planter |  | 0 | 0 | Approved
The Ramdulari | COMMON INFRASTRUCTURE | Landscaping |  | WO/RP/RP03/20 | Mondal Nurseries & Exterior | FERN | BOTANICAL NAME: FERN (HORSETAIL FERN), DEVELOP SPECIFICATION (OVERALL HEIGHT- 8" TO 10" ) | Nos | 100 | 50 | Approved
The Ramdulari | COMMON INFRASTRUCTURE | Landscaping |  | WO/RP/RP03/20 | Mondal Nurseries & Exterior | FICUS | BOTANICAL NAME: FICUS TRIANGULARIS (DEVELOP SPECIFICATION (OVERALL HEIGHT- 2.5 FEET ) | Nos | 25 | 600 | Approved
The Ramdulari | COMMON INFRASTRUCTURE | Landscaping |  | WO/RP/RP03/20 | Mondal Nurseries & Exterior | Misc item | Misc. charges supply of Compost manure etc, | Lump Sum | 1 | 2800 | Approved
SOUTHWINDS PROJECT LLP (PHASE - III & IV) | MEP PHASE - IV | External Plumbing |  |  |  | Recharge Well boring Work | "Recharge Pit: Labour charges for Sinking of a 6""X6"" Dia. PVC Bore well of 20-21 m Depth(Approx.) as per direction of EIC which includes: 1. Pipe and Strainer cutting & Gravel Filling in Recharge Well (Contractor Supply: Coarse Sand 20 Bags, 20 MM Gravel 50 Bags and 40mm Gravel 60 Bags / As per requirement to complete the Job including delivery charges 1 Bag=1.2 CFT (Approx)) 2. Recharge well Earth Cutting and 1200 mm Dia. Concrete rings laying up to 3 Mtr. Depth including Supply of concrete rings NB: Flow of Water Recharge testing in Contractor Scope " | Nos |  |  | Approved
SOUTHWINDS PROJECT LLP (PHASE - III & IV) | MEP PHASE - IV | External Plumbing |  | WO/SP34/MW4/10 | PRAHALLAD CONSTRUCTION PRIVATE LIMITED | Recharge Well boring Work | Recharge Pit: Labour charges for Sinking of a 6"X6" Dia. PVC Borewell of 20-21 m Depth (Approx.) as per direction of EIC which includes: 1. Pipe and Strainer cutting & Gravel Filling in Recharge Well (Contractor Supply: Coarse Sand 20 Bags, 20 MM Gravel 50 Bags and 40mm Gravel 60 Bags / As per requirement to complete the Job including delivery charges 1 Bag=1.2 CFT (Approx)) 2. Recharge well Earth Cutting and 1200 mm Dia. Concrete rings laying upto 3 Mtr. Depth including Supply of concrete rings NB: Flow of Water Recharge testing in Contractor Scope |  | 0 | 0 | Approved
SOUTHWINDS PROJECT LLP (PHASE - III & IV) | MEP PHASE - IV | External Plumbing |  | WO/SP34/MW4/10 | PRAHALLAD CONSTRUCTION PRIVATE LIMITED | Bl-13 | Bl-13 | Nos | 4 | 67000 | Approved
SOUTHWINDS PROJECT LLP (PHASE - III & IV) | MEP PHASE - IV | External Plumbing |  | WO/SP34/MW4/10 | PRAHALLAD CONSTRUCTION PRIVATE LIMITED | Bl-14 | Bl-14 | Nos | 3 | 67000 | Approved
SOUTHWINDS PROJECT LLP (PHASE - III & IV) | MEP PHASE - IV | External Plumbing |  | WO/SP34/MW4/10 | PRAHALLAD CONSTRUCTION PRIVATE LIMITED | Bl-15 & 16 | Bl-15 & 16 | Nos | 3 | 67000 | Approved
SOUTHWINDS PROJECT LLP (PHASE - III & IV) | MEP PHASE - IV | External Plumbing |  | WO/SP34/MW4/10 | PRAHALLAD CONSTRUCTION PRIVATE LIMITED | MLCP | MLCP | Nos | 2 | 67000 | Approved
The Soul, Rajarhat | BLOCK | False Celling |  | WO/HR01/BOK01/132 | Sangita Gaurisaria | Balcony HVAC Boxing | Balcony HVAC Boxing Location: Balcony |  | 0 | 0 | Amended & Approved
The Soul, Rajarhat | BLOCK | False Celling |  | WO/HR01/BOK01/122 | B. S. Furniture | Balcony HVAC Boxing | Balcony HVAC Boxing Location: Balcony |  | 0 | 0 | Amended & Approved
The Soul, Rajarhat | BLOCK | False Celling |  | WO/HR01/BOK01/132 | Sangita Gaurisaria | Balcony HVAC Boxing | Providing and Fixing Charges of Boxing of (3"X6"X3") of avg. height of 9.5 Feet made with 8mm External Cement Fiber Board ((Type- A as per IS 14862), over framework comprising of rolled galvanized metal sections consisting of Perimeter Channel, Intermediate channel (As per requirement/ Min 500 c/c distance) all complete at all level asper direction of EIC | Nos | 64 | 1800 | Approved
The Soul, Rajarhat | BLOCK | False Celling |  | WO/HR01/BOK01/122 | B. S. Furniture | Balcony HVAC Boxing | Providing and Fixing Charges of Boxing of (3"X6"X3") of avg. height of 9.5 Feet made with 8mm External Cement Fiber Board ((Type- A as per IS 14862), over framework comprising of rolled galvanized metal sections consisting of Perimeter Channel, Intermediate channel (As per requirement/ Min 500 c/c distance) all complete at all level asper direction of EIC | Nos | 16 | 1850 | Approved
The Soul, Rajarhat | BLOCK | False Celling |  | WO/HR01/BOK01/132 | Sangita Gaurisaria | Misc. Charges | Charges for Loading & Unloading as per direction of EIC | Nos | 64 | 50 | Approved
The Soul, Rajarhat | BLOCK | False Celling |  | WO/HR01/BOK01/122 | B. S. Furniture | Misc. Charges | Charges for Loading & Unloading as per direction of EIC | Nos | 0 | 0 | Approved
SOUTHWINDS PROJECT LLP (PHASE - III & IV) | PRE-CONSTRUCTION PHASE - III & IV | Labour Hutment |  | WO/SP34/PC34/23 | SWARABENDU DAS | Labour Hutment & store room wall | Labour Hutment & store room wall making as per B.O.Q & direction of EIC. |  | 0 | 0 | Approved
SOUTHWINDS PROJECT LLP (PHASE - III & IV) | PRE-CONSTRUCTION PHASE - III & IV | Labour Hutment |  | WO/SP34/PC34/23 | SWARABENDU DAS | Labour Hutment & store room wall | "Labour Charges for making of Hutment & store room wall with Door including locking arrengement with MS Hollow section , CGI sheet , self screw etc.including the supply of all sundry material tools tackles, Welding machine, Gas Cutter, Welding rod, self screw, lock. Client Supply: 1. Old / new MS Hollow section 2. Old/New CGI Sheet Mode of Measurement: Wall Area " | Sq.Ft. | 7867 | 15.5 | Approved
SOUTHWINDS PROJECT LLP (PHASE - III & IV) | PRE-CONSTRUCTION PHASE - III & IV | Labour Hutment |  | WO/SP34/PC34/23 | SWARABENDU DAS | loading - unloading, | Charges for loading - unloading, transportation, hire charges for machinery as per direction of Engineer-in-Charge | Sq.Ft. | 7867 | 0.7 | Approved
SOUTHWINDS PROJECT LLP (PHASE - III & IV) | PRE-CONSTRUCTION PHASE - III & IV | Labour Hutment |  | WO/SP34/PC34/24 | Sanjukta Enterprise | Macha / Bed making | Macha / Bed making |  | 0 | 0 | Approved
SOUTHWINDS PROJECT LLP (PHASE - III & IV) | PRE-CONSTRUCTION PHASE - III & IV | Labour Hutment |  | WO/SP34/PC34/24 | Sanjukta Enterprise | Macha making | Providing and making charges of Macha with bamboo structure including all consumables, tools & tackles as per drawing and direction of EIC. All material will be supplied by contactor. | Sq.Ft. | 3855 | 26 | Approved
SOUTHWINDS PROJECT LLP (PHASE - III & IV) | PRE-CONSTRUCTION PHASE - III & IV | Labour Hutment |  | WO/SP34/PC34/24 | Sanjukta Enterprise | Macha with old material | Providing and making charges of Macha with bamboo structure with existing old material including all consumables, tools & tackles as per drawing and direction of EIC. All material will be supplied by contactor except Bamboo & Dorma. | Sq.Ft. | 719 | 13 | Approved
The Soul, Rajarhat | CLUB | Wood Work |  | WO/HR01/CL07/18 | Md. Rashad Purkait | D1 - 1800X2700 | D1 - 1800X2700 Providing and making of 65mm thk. double leaf paneled door. Shutter to be made out of 75x38X2mm aluminium section (with glass wool filling in between as per vendor spec.) finished in 4mm thk. veneer fixed over 9mm thk. plywood. The door to be supported on butt hinges with concealed door closer as per detail dwg. The salwood door frame of size 125X65mm with plywood packing as per detail dwg finished in matt lacquer polish over 4mm thk. veneer. 30 mm wide full height powder coated MS square door handle on both sides. Door to be finished with all necessary hardwares i.e butt hinges ,concealed door closer, custom make 30 mm thk ms powder coated handle and dead lock complete as per drawing and spec. upto the full satisfaction of architect/engineer in charge. (REFER DOOR DETAIL DWG) |  | 0 |  | Amended & Approved
The Soul, Rajarhat | CLUB | Wood Work |  | WO/HR01/CL07/19 | M.R. Furniture | D1 - 1800X2700 | D1 - 1800X2700 Providing and making of 65mm thk. double leaf paneled door. Shutter to be made out of 75x38X2mm aluminium section (with glass wool filling in between as per vendor spec.) finished in 4mm thk. veneer fixed over 9mm thk. plywood. The door to be supported on butt hinges with concealed door closer as per detail dwg. The salwood door frame of size 125X65mm with plywood packing as per detail dwg finished in matt lacquer polish over 4mm thk. veneer. 30 mm wide full height powder coated MS square door handle on both sides. Door to be finished with all necessary hardwares i.e butt hinges ,concealed door closer, custom make 30 mm thk ms powder coated handle and dead lock complete as per drawing and spec. upto the full satisfaction of architect/engineer in charge. (REFER DOOR DETAIL DWG) |  | 0 | 0 | Amended & Approved
The Soul, Rajarhat | CLUB | Wood Work |  | WO/HR01/CL07/18 | Md. Rashad Purkait | Door Making | Door Making/Fixing/ Hardware Fixing/ Veneer or Laminate Pasting all complete including the supply of sundry material | Nos | 0 |  | Approved
The Soul, Rajarhat | CLUB | Wood Work |  | WO/HR01/CL07/19 | M.R. Furniture | Door Making | Door Making/Fixing/ Hardware Fixing/ Veneer or Laminate Pasting all complete including the supply of sundry material | Nos | 8 | 16450 | Approved
The Soul, Rajarhat | CLUB | Wood Work |  | WO/HR01/CL07/18 | Md. Rashad Purkait | Polish | Veneer Polish | Sq.Ft. | 0 |  | Approved
The Soul, Rajarhat | CLUB | Wood Work |  | WO/HR01/CL07/19 | M.R. Furniture | Polish | Veneer Polish | Sq.Ft. | 761 | 155 | Approved
The Soul, Rajarhat | CLUB | Wood Work |  | WO/HR01/CL07/18 | Md. Rashad Purkait | Polish | Polish _ 9"-11" Wide section | Rft | 0 |  | Approved
The Soul, Rajarhat | CLUB | Wood Work |  | WO/HR01/CL07/19 | M.R. Furniture | Polish | Polish _ 9"-11" Wide section | Rft | 0 | 150 | Approved
The Soul, Rajarhat | CLUB | Wood Work |  | WO/HR01/CL07/18 | Md. Rashad Purkait | Polish | Polish _ 2.5"-5" Wide section | Rft | 0 |  | Approved
The Soul, Rajarhat | CLUB | Wood Work |  | WO/HR01/CL07/19 | M.R. Furniture | Polish | Polish _ 2.5"-5" Wide section | Rft | 644.5 | 100 | Approved
The Soul, Rajarhat | CLUB | Wood Work |  | WO/HR01/CL07/18 | Md. Rashad Purkait | Polish | Polish _ 0.5"-2" Wide section | Rft | 0 |  | Approved
The Soul, Rajarhat | CLUB | Wood Work |  | WO/HR01/CL07/19 | M.R. Furniture | Polish | Polish _ 0.5"-2" Wide section | Rft | 186.5 | 82 | Approved
The Soul, Rajarhat | CLUB | Wood Work |  | WO/HR01/CL07/18 | Md. Rashad Purkait | D1A - 2000x 2700 | D1A - 2000x 2700 Providing and making of 40mm thk. Double leaf polished teak wooden paneled glass door. The shutter made of 150x 40 rail , & 150x40mm stile. with solid cp teak wooden section, 15x15mm teak wooden bead & 10mm thick polished toughened glass as per detail dwg. The door to be supported on heavy duty floor spring.The architrave & door jamb covered with 4mm thk veneer over 12/19mm thk BWR plywood packing on 125x65 mm thk sal wood frame as per detail provided. The door finished in matt lacquer polish (as per approval) including all necessary hardwares that are 30 mm wide full height powder coated MS square door handle on both sides, heavyduty floor spring, dead lock etc. complete as per drawing and spec. sheet upto the full satisfaction of Architect/Engineer in charge. (Refer Door Detail Sheet) |  | 0 |  | Amended & Approved
The Soul, Rajarhat | CLUB | Wood Work |  | WO/HR01/CL07/19 | M.R. Furniture | D1A - 2000x 2700 | D1A - 2000x 2700 Providing and making of 40mm thk. Double leaf polished teak wooden paneled glass door. The shutter made of 150x 40 rail , & 150x40mm stile. with solid cp teak wooden section, 15x15mm teak wooden bead & 10mm thick polished toughened glass as per detail dwg. The door to be supported on heavy duty floor spring.The architrave & door jamb covered with 4mm thk veneer over 12/19mm thk BWR plywood packing on 125x65 mm thk sal wood frame as per detail provided. The door finished in matt lacquer polish (as per approval) including all necessary hardwares that are 30 mm wide full height powder coated MS square door handle on both sides, heavyduty floor spring, dead lock etc. complete as per drawing and spec. sheet upto the full satisfaction of Architect/Engineer in charge. (Refer Door Detail Sheet) |  | 0 | 0 | Amended & Approved
The Soul, Rajarhat | CLUB | Wood Work |  | WO/HR01/CL07/18 | Md. Rashad Purkait | Door | Door Making/Fixing/ Hardware Fixing/ Veneer or Laminate Pasting all complete including the supply of sundry material | Nos | 0 |  | Approved
The Soul, Rajarhat | CLUB | Wood Work |  | WO/HR01/CL07/19 | M.R. Furniture | Door | Door Making/Fixing/ Hardware Fixing/ Veneer or Laminate Pasting all complete including the supply of sundry material | Nos | 2 | 15400 | Approved
The Soul, Rajarhat | CLUB | Wood Work |  | WO/HR01/CL07/18 | Md. Rashad Purkait | Polish | Polish _ 5.5"-8.5" Wide section | Rft | 0 |  | Approved
The Soul, Rajarhat | CLUB | Wood Work |  | WO/HR01/CL07/19 | M.R. Furniture | Polish | Polish _ 5.5"-8.5" Wide section | Rft | 167 | 130 | Approved
The Soul, Rajarhat | CLUB | Wood Work |  | WO/HR01/CL07/18 | Md. Rashad Purkait | Polish | Polish _ 0.5"-2" Wide section | Rft | 0 |  | Approved
The Soul, Rajarhat | CLUB | Wood Work |  | WO/HR01/CL07/19 | M.R. Furniture | Polish | Polish _ 0.5"-2" Wide section | Rft | 143.5 | 82 | Approved
The Soul, Rajarhat | CLUB | Wood Work |  | WO/HR01/CL07/18 | Md. Rashad Purkait | D1B - 1800X2700 | D1B - 1800X2700 Providing and making of 40 mm thk. double leaf paneled door. Shutter to be made out of 75x38X2mm aluminium section(with glass wool filling in between as per vendor spec.) finished in 4mm thk. veneer from one side and other side finished in 1 mm thk. laminate fixed over 9mm thk. plywood on both side. The door to be supported on butt hinges with concealed door closer as per detail dwg..The door to be supported on salwood door frame of size 125X65mm with plywood packing as per detail dwg finished in matt lacquer polished 4mm thk. venee. 30 mm wide full height powder coated MS square door handle on both sides. Door to be finished with all necessary hardwares i.e butt hinges ,concealed door closer, custom make 35 mm thk ms powder coated handle and dead lock etc complete as per drawing and spec. sheet upto the full satisfaction of architect/engineer in charge. (REFER DOOR DETAIL DWG) Location: Passage Beside Banquet 01 |  | 0 |  | Approved
The Soul, Rajarhat | CLUB | Wood Work |  | WO/HR01/CL07/19 | M.R. Furniture | D1B - 1800X2700 | D1B - 1800X2700 Providing and making of 40 mm thk. double leaf paneled door. Shutter to be made out of 75x38X2mm aluminium section(with glass wool filling in between as per vendor spec.) finished in 4mm thk. veneer from one side and other side finished in 1 mm thk. laminate fixed over 9mm thk. plywood on both side. The door to be supported on butt hinges with concealed door closer as per detail dwg..The door to be supported on salwood door frame of size 125X65mm with plywood packing as per detail dwg finished in matt lacquer polished 4mm thk. venee. 30 mm wide full height powder coated MS square door handle on both sides. Door to be finished with all necessary hardwares i.e butt hinges ,concealed door closer, custom make 35 mm thk ms powder coated handle and dead lock etc complete as per drawing and spec. sheet upto the full satisfaction of architect/engineer in charge. (REFER DOOR DETAIL DWG) Location: Passage Beside Banquet 01 |  | 0 | 0 | Approved
The Soul, Rajarhat | CLUB | Wood Work |  | WO/HR01/CL07/18 | Md. Rashad Purkait | Door | Door Making/Fixing/ Hardware Fixing/ Veneer or Laminate Pasting all complete including the supply of sundry material | Nos | 0 |  | Approved
The Soul, Rajarhat | CLUB | Wood Work |  | WO/HR01/CL07/19 | M.R. Furniture | Door | Door Making/Fixing/ Hardware Fixing/ Veneer or Laminate Pasting all complete including the supply of sundry material | Nos | 1 | 16450 | Approved
The Soul, Rajarhat | CLUB | Wood Work |  | WO/HR01/CL07/18 | Md. Rashad Purkait | Polish | Veneer Polish | Sq.Ft. | 0 |  | Approved
The Soul, Rajarhat | CLUB | Wood Work |  | WO/HR01/CL07/19 | M.R. Furniture | Polish | Veneer Polish | Sq.Ft. | 95.5 | 155 | Approved
The Soul, Rajarhat | CLUB | Wood Work |  | WO/HR01/CL07/18 | Md. Rashad Purkait | Polish | Polish _ 5.5"-8.5" Wide section | Rft | 0 |  | Approved
The Soul, Rajarhat | CLUB | Wood Work |  | WO/HR01/CL07/19 | M.R. Furniture | Polish | Polish _ 5.5"-8.5" Wide section | Rft | 0 | 130 | Approved
The Soul, Rajarhat | CLUB | Wood Work |  | WO/HR01/CL07/18 | Md. Rashad Purkait | Polish | Polish _ 2.5"-5" Wide section | Rft | 0 |  | Approved
The Soul, Rajarhat | CLUB | Wood Work |  | WO/HR01/CL07/19 | M.R. Furniture | Polish | Polish _ 2.5"-5" Wide section | Rft | 103.5 | 100 | Approved
The Soul, Rajarhat | CLUB | Wood Work |  | WO/HR01/CL07/18 | Md. Rashad Purkait | Polish | Polish _ .5"-2" Wide section | Rft | 0 |  | Approved
The Soul, Rajarhat | CLUB | Wood Work |  | WO/HR01/CL07/19 | M.R. Furniture | Polish | Polish _ .5"-2" Wide section | Rft | 23.5 | 82 | Approved
The Soul, Rajarhat | CLUB | Wood Work |  | WO/HR01/CL07/18 | Md. Rashad Purkait | D1C 1800X2400 | D1C 1800X2400 Providing and supplying of 35mm thk.double leaf solid core Flush door, both sides finished with 1mm thk. Laminate as per approved shade and sample with vision panel of size 250mmx250mm made of 6 mm thk toughened clear glass . The door supported on 125X65 sal wood frame on SS double action swing hinges and the wooden architarve door frame surface finished with enamel spray paint with all necessary hardware (as per hardware spec. sheet) including SS continuous kick plate,engraved push plate etc complete as per drawing upto the full satisfaction of Architect/Engineer in charge.(REFER DOOR DETAIL SHEET) Location: Kitchen |  | 0 |  | Approved
The Soul, Rajarhat | CLUB | Wood Work |  | WO/HR01/CL07/19 | M.R. Furniture | D1C 1800X2400 | D1C 1800X2400 Providing and supplying of 35mm thk.double leaf solid core Flush door, both sides finished with 1mm thk. Laminate as per approved shade and sample with vision panel of size 250mmx250mm made of 6 mm thk toughened clear glass . The door supported on 125X65 sal wood frame on SS double action swing hinges and the wooden architarve door frame surface finished with enamel spray paint with all necessary hardware (as per hardware spec. sheet) including SS continuous kick plate,engraved push plate etc complete as per drawing upto the full satisfaction of Architect/Engineer in charge.(REFER DOOR DETAIL SHEET) Location: Kitchen |  | 0 | 0 | Approved
The Soul, Rajarhat | CLUB | Wood Work |  | WO/HR01/CL07/18 | Md. Rashad Purkait | Door | Door Making/Fixing/ Hardware Fixing/ Veneer or Laminate Pasting all complete including the supply of sundry material | Nos | 0 |  | Approved
The Soul, Rajarhat | CLUB | Wood Work |  | WO/HR01/CL07/19 | M.R. Furniture | Door | Door Making/Fixing/ Hardware Fixing/ Veneer or Laminate Pasting all complete including the supply of sundry material | Nos | 2 | 6500 | Approved
The Soul, Rajarhat | CLUB | Wood Work |  | WO/HR01/CL07/18 | Md. Rashad Purkait | D1D 1800X2700 | D1D 1800X2700 Providing and supplying of 35mm thk.double leaf solid core Flush door, both side finished with 1mm thk. Laminate as per approved shade and sample. The door supported on 125X65 sal wood frame with SS butt hinges. Wooden architarve and door frame surface finished with enamel spray paint with all necessary hardware(as per hardware spec. list) 450 mm long handle,surface mounted door closer,dead lock etc complete as per drawing upto the full satisfaction of Architect/Engineer in charge.(REFER DOOR DETAIL SHEET) Location: Kitchen Passage |  | 0 |  | Approved
The Soul, Rajarhat | CLUB | Wood Work |  | WO/HR01/CL07/19 | M.R. Furniture | D1D 1800X2700 | D1D 1800X2700 Providing and supplying of 35mm thk.double leaf solid core Flush door, both side finished with 1mm thk. Laminate as per approved shade and sample. The door supported on 125X65 sal wood frame with SS butt hinges. Wooden architarve and door frame surface finished with enamel spray paint with all necessary hardware(as per hardware spec. list) 450 mm long handle,surface mounted door closer,dead lock etc complete as per drawing upto the full satisfaction of Architect/Engineer in charge.(REFER DOOR DETAIL SHEET) Location: Kitchen Passage |  | 0 | 0 | Approved
The Soul, Rajarhat | CLUB | Wood Work |  | WO/HR01/CL07/18 | Md. Rashad Purkait | Door Making | Door Making/Fixing/ Hardware Fixing/ Veneer or Laminate Pasting all complete including the supply of sundry material | Nos | 0 |  | Approved
The Soul, Rajarhat | CLUB | Wood Work |  | WO/HR01/CL07/19 | M.R. Furniture | Door Making | Door Making/Fixing/ Hardware Fixing/ Veneer or Laminate Pasting all complete including the supply of sundry material | Nos | 1 | 7300 | Approved
The Soul, Rajarhat | CLUB | Wood Work |  | WO/HR01/CL07/18 | Md. Rashad Purkait | D1E 1800X2400 | D1E 1800X2400 Providing and supplying of 40mm thk.double leaf solid core Flush door, one side finished in duco paint over 0.8mm laminate and other side finished in 1mm thk. Laminate as per approved shade and sample. The door supported on 125X65mm sal wood frame. The wooden architarve and door frame surface finished in duco paint with all necessary hardware(as per hardware list) long handle, dead lock etc complete as per drawing upto the satisfaction of Architect/Engineer in charge.(REFER DOOR DETAIL SHEET) " Location: Lobby entrance beside electrical room |  | 0 |  | Approved
The Soul, Rajarhat | CLUB | Wood Work |  | WO/HR01/CL07/19 | M.R. Furniture | D1E 1800X2400 | D1E 1800X2400 Providing and supplying of 40mm thk.double leaf solid core Flush door, one side finished in duco paint over 0.8mm laminate and other side finished in 1mm thk. Laminate as per approved shade and sample. The door supported on 125X65mm sal wood frame. The wooden architarve and door frame surface finished in duco paint with all necessary hardware(as per hardware list) long handle, dead lock etc complete as per drawing upto the satisfaction of Architect/Engineer in charge.(REFER DOOR DETAIL SHEET) " Location: Lobby entrance beside electrical room |  | 0 | 0 | Approved
The Soul, Rajarhat | CLUB | Wood Work |  | WO/HR01/CL07/18 | Md. Rashad Purkait | Door Making | Door Making/Fixing/ Hardware Fixing/ Veneer or Laminate Pasting all complete including the supply of sundry material | Nos | 0 |  | Approved
The Soul, Rajarhat | CLUB | Wood Work |  | WO/HR01/CL07/19 | M.R. Furniture | Door Making | Door Making/Fixing/ Hardware Fixing/ Veneer or Laminate Pasting all complete including the supply of sundry material | Nos | 1 | 6975 | Approved
The Soul, Rajarhat | CLUB | Wood Work |  | WO/HR01/CL07/18 | Md. Rashad Purkait | D2 -1200X2700 | D2 -1200X2700 Providing and making of 65mm thk. single leaf paneled door. Shutter to be made out of 75x38X2mm aluminium section(with glass wool filling in between as per vendor spec.) finished in 4mm thk. veneer over 9mm thk. plywood base from outside and 16 mm thk wooden acoustic board from inside over plywood. The door to be supported on concealed door hinges with concealed door closer as per detail dwg. The salwood door frame of size 125X65mm with plywood packing as per detail dwg finished in matt lacquer polished veneer. 30 mm wide full height powder coated MS square door handle on outside wooden long handle from auditorium side. Door to be finished with all necessary hardwares i.e butt hinges ,concealed door closer, custom make 30 mm thk ms powder coated handle and dead lock complete as per drawing and spec. upto the full satisfaction of architect/engineer in charge. (REFER DOOR DETAIL DWG) Location: Theater |  | 0 |  | Amended & Approved
The Soul, Rajarhat | CLUB | Wood Work |  | WO/HR01/CL07/19 | M.R. Furniture | D2 -1200X2700 | D2 -1200X2700 Providing and making of 65mm thk. single leaf paneled door. Shutter to be made out of 75x38X2mm aluminium section(with glass wool filling in between as per vendor spec.) finished in 4mm thk. veneer over 9mm thk. plywood base from outside and 16 mm thk wooden acoustic board from inside over plywood. The door to be supported on concealed door hinges with concealed door closer as per detail dwg. The salwood door frame of size 125X65mm with plywood packing as per detail dwg finished in matt lacquer polished veneer. 30 mm wide full height powder coated MS square door handle on outside wooden long handle from auditorium side. Door to be finished with all necessary hardwares i.e butt hinges ,concealed door closer, custom make 30 mm thk ms powder coated handle and dead lock complete as per drawing and spec. upto the full satisfaction of architect/engineer in charge. (REFER DOOR DETAIL DWG) Location: Theater |  | 0 | 0 | Amended & Approved
The Soul, Rajarhat | CLUB | Wood Work |  | WO/HR01/CL07/18 | Md. Rashad Purkait | Door Making | Door Making/Fixing/ Hardware Fixing/ Veneer or Laminate Pasting all complete including the supply of sundry material | Nos | 0 |  | Approved
The Soul, Rajarhat | CLUB | Wood Work |  | WO/HR01/CL07/19 | M.R. Furniture | Door Making | Door Making/Fixing/ Hardware Fixing/ Veneer or Laminate Pasting all complete including the supply of sundry material | Nos | 1 | 16450 | Approved
The Soul, Rajarhat | CLUB | Wood Work |  | WO/HR01/CL07/18 | Md. Rashad Purkait | Polish | Veneer Polish | Sq.Ft. | 0 |  | Approved
The Soul, Rajarhat | CLUB | Wood Work |  | WO/HR01/CL07/19 | M.R. Furniture | Polish | Veneer Polish | Sq.Ft. | 31 | 155 | Approved
The Soul, Rajarhat | CLUB | Wood Work |  | WO/HR01/CL07/18 | Md. Rashad Purkait | Polish | Polish _ 9"-11" Wide section | Rft | 0 |  | Approved
The Soul, Rajarhat | CLUB | Wood Work |  | WO/HR01/CL07/19 | M.R. Furniture | Polish | Polish _ 9"-11" Wide section | Rft | 0 | 150 | Approved
The Soul, Rajarhat | CLUB | Wood Work |  | WO/HR01/CL07/18 | Md. Rashad Purkait | Polish | Polish _ 2.5"-5" Wide section | Rft | 0 |  | Approved
The Soul, Rajarhat | CLUB | Wood Work |  | WO/HR01/CL07/19 | M.R. Furniture | Polish | Polish _ 2.5"-5" Wide section | Rft | 59.5 | 100 | Approved
The Soul, Rajarhat | CLUB | Wood Work |  | WO/HR01/CL07/18 | Md. Rashad Purkait | Polish | Polish _.5"-2" Wide section | Rft | 0 |  | Approved
The Soul, Rajarhat | CLUB | Wood Work |  | WO/HR01/CL07/19 | M.R. Furniture | Polish | Polish _.5"-2" Wide section | Rft | 22 | 82 | Approved
The Soul, Rajarhat | CLUB | Wood Work |  | WO/HR01/CL07/18 | Md. Rashad Purkait | D2A- 1200X2700 | D2A- 1200X2700 Providing and fixing of solid core 35 mm single leaf flush door finished in 4mm thk. polished veneer. The door to be supported on butt hinges with concealed door closer as per detail dwg. The salwood door frame of size 125X65mm with plywood packing as per detail dwg finished in matt lacquer polished 4mm thk. veneer. 30 mm wide full height powder coated MS square door handle on both sides. Door to be finished with all necessary hardwares i.e butt hinges ,concealed door closer, custom make 30 mm thk ms powder coated handle and dead lock complete as per drawing and spec. upto the full satisfaction of architect/engineer in charge. (REFER DOOR DETAIL DWG) Location: Passage Beside Banquet 01 |  | 0 |  | Approved
The Soul, Rajarhat | CLUB | Wood Work |  | WO/HR01/CL07/19 | M.R. Furniture | D2A- 1200X2700 | D2A- 1200X2700 Providing and fixing of solid core 35 mm single leaf flush door finished in 4mm thk. polished veneer. The door to be supported on butt hinges with concealed door closer as per detail dwg. The salwood door frame of size 125X65mm with plywood packing as per detail dwg finished in matt lacquer polished 4mm thk. veneer. 30 mm wide full height powder coated MS square door handle on both sides. Door to be finished with all necessary hardwares i.e butt hinges ,concealed door closer, custom make 30 mm thk ms powder coated handle and dead lock complete as per drawing and spec. upto the full satisfaction of architect/engineer in charge. (REFER DOOR DETAIL DWG) Location: Passage Beside Banquet 01 |  | 0 | 0 | Approved
The Soul, Rajarhat | CLUB | Wood Work |  | WO/HR01/CL07/18 | Md. Rashad Purkait | Door Making | Door Making/Fixing/ Hardware Fixing/ Veneer or Laminate Pasting all complete including the supply of sundry material | Nos | 0 |  | Approved
The Soul, Rajarhat | CLUB | Wood Work |  | WO/HR01/CL07/19 | M.R. Furniture | Door Making | Door Making/Fixing/ Hardware Fixing/ Veneer or Laminate Pasting all complete including the supply of sundry material | Nos | 1 | 5250 | Approved
The Soul, Rajarhat | CLUB | Wood Work |  | WO/HR01/CL07/18 | Md. Rashad Purkait | Polish | Veneer Polish | Sq.Ft. | 0 |  | Approved
The Soul, Rajarhat | CLUB | Wood Work |  | WO/HR01/CL07/19 | M.R. Furniture | Polish | Veneer Polish | Sq.Ft. | 61.5 | 155 | Approved
The Soul, Rajarhat | CLUB | Wood Work |  | WO/HR01/CL07/18 | Md. Rashad Purkait | Polish | Polish _ 2.5"-5" Wide section | Rft | 0 |  | Approved
The Soul, Rajarhat | CLUB | Wood Work |  | WO/HR01/CL07/19 | M.R. Furniture | Polish | Polish _ 2.5"-5" Wide section | Rft | 42.5 | 100 | Approved
The Soul, Rajarhat | CLUB | Wood Work |  | WO/HR01/CL07/18 | Md. Rashad Purkait | Polish | Polish _.5"-2" Wide section | Rft | 0 |  | Approved
The Soul, Rajarhat | CLUB | Wood Work |  | WO/HR01/CL07/19 | M.R. Furniture | Polish | Polish _.5"-2" Wide section | Rft | 60 | 82 | Approved
The Soul, Rajarhat | CLUB | Wood Work |  | WO/HR01/CL07/18 | Md. Rashad Purkait | D3 -1000 X 2400 | D3 -1000 X 2400 Providing and supplying of 35mm thk. single leaf solid core flush door with 12 mm thk plywood pasted over it to create rabit of door. Door to be finished in lacquer polish 4mm thk veneer with grooves at equal intervals (as per elevation) upto 1200 mm from F.F.L and rest of the portion finished in paint over 4 mm thk MDF board and the store side surface to be finished in 1 mm thk laminate (as per approved shade and sample). The door supported on 65mm x 125mm sal wood frame to be align & flushed to the wall paneling as per details dwg. Door to be finished with all necessary hardware(as per spec. sheet) i.e.top / bottom pivot hinge system etc upto the full satisfaction of Architect/Engineer in charge. (REFER DOOR DETAIL SHEET) Location: Games Store |  | 0 |  | Approved
The Soul, Rajarhat | CLUB | Wood Work |  | WO/HR01/CL07/19 | M.R. Furniture | D3 -1000 X 2400 | D3 -1000 X 2400 Providing and supplying of 35mm thk. single leaf solid core flush door with 12 mm thk plywood pasted over it to create rabit of door. Door to be finished in lacquer polish 4mm thk veneer with grooves at equal intervals (as per elevation) upto 1200 mm from F.F.L and rest of the portion finished in paint over 4 mm thk MDF board and the store side surface to be finished in 1 mm thk laminate (as per approved shade and sample). The door supported on 65mm x 125mm sal wood frame to be align & flushed to the wall paneling as per details dwg. Door to be finished with all necessary hardware(as per spec. sheet) i.e.top / bottom pivot hinge system etc upto the full satisfaction of Architect/Engineer in charge. (REFER DOOR DETAIL SHEET) Location: Games Store |  | 0 | 0 | Approved
The Soul, Rajarhat | CLUB | Wood Work |  | WO/HR01/CL07/18 | Md. Rashad Purkait | Door Making | Door Making/Fixing/ Hardware Fixing/ Veneer or Laminate Pasting all complete including the supply of sundry material | Nos | 0 |  | Approved
The Soul, Rajarhat | CLUB | Wood Work |  | WO/HR01/CL07/19 | M.R. Furniture | Door Making | Door Making/Fixing/ Hardware Fixing/ Veneer or Laminate Pasting all complete including the supply of sundry material | Nos | 1 | 4390 | Approved
The Soul, Rajarhat | CLUB | Wood Work |  | WO/HR01/CL07/18 | Md. Rashad Purkait | D3A - 1100X2400 | D3A - 1100X2400 Providing and supplying of 35 mm thk. single leaf solid core Flush door, one side finished in duco paint over 0.8mm laminate and other side finished in 1mm thk. Laminate as per approved shade and sample. The door supported on 125X65mm sal wood frame with SS butt hinges. The wooden architarve and door frame surface finished in duco paint with all necessary hardware(as per spec. sheet) ms square long handle, butt hinges, dead lock and tower bolt etc complete as per drawing upto the satisfaction of Architect/Engineer in charge.(REFER DOOR DETAIL SHEET) Location: Store beside Stair |  | 0 |  | Approved
The Soul, Rajarhat | CLUB | Wood Work |  | WO/HR01/CL07/19 | M.R. Furniture | D3A - 1100X2400 | D3A - 1100X2400 Providing and supplying of 35 mm thk. single leaf solid core Flush door, one side finished in duco paint over 0.8mm laminate and other side finished in 1mm thk. Laminate as per approved shade and sample. The door supported on 125X65mm sal wood frame with SS butt hinges. The wooden architarve and door frame surface finished in duco paint with all necessary hardware(as per spec. sheet) ms square long handle, butt hinges, dead lock and tower bolt etc complete as per drawing upto the satisfaction of Architect/Engineer in charge.(REFER DOOR DETAIL SHEET) Location: Store beside Stair |  | 0 | 0 | Approved
The Soul, Rajarhat | CLUB | Wood Work |  | WO/HR01/CL07/18 | Md. Rashad Purkait | Door Making | Door Making/Fixing/ Hardware Fixing/ Veneer or Laminate Pasting all complete including the supply of sundry material | Nos | 0 |  | Approved
The Soul, Rajarhat | CLUB | Wood Work |  | WO/HR01/CL07/19 | M.R. Furniture | Door Making | Door Making/Fixing/ Hardware Fixing/ Veneer or Laminate Pasting all complete including the supply of sundry material | Nos | 1 | 3400 | Approved
The Soul, Rajarhat | BLOCK | Wood Work |  |  |  | D4- 900 x2400 | D4- 900 x2400 Providing and supplying of 35mm thk.single leaf solid core Flush door, both side finished with 1mm thk. Laminate as per approved shade and sample. The door supported on 65mmx125mm malaysian sal wood door frame and wooden architarve finished with enamel spray paint.with all necessary hardware(as per hardware list) i.e.butt hinge ,dead lock, mortise lock etc complete as per drawing upto the satisfaction of Architect/Engineer in charge. (REFER DOOR DETAIL SHEET) Location: Electrical Room/ Staff Toilet/ House Keeping Store/ Squash Court Store |  |  |  | Approved
The Soul, Rajarhat | BLOCK | Wood Work |  |  |  | Door Making | Door Making/Fixing/ Hardware Fixing/ Veneer or Laminate Pasting all complete including the supply of sundry material | Nos |  |  | Approved
The Soul, Rajarhat | CLUB | Wood Work |  | WO/HR01/CL07/18 | Md. Rashad Purkait | D4- 900 x2400 | D4- 900 x2400 Providing and supplying of 35mm thk.single leaf solid core Flush door, both side finished with 1mm thk. Laminate as per approved shade and sample. The door supported on 65mmx125mm malaysian sal wood door frame and wooden architarve finished with enamel spray paint.with all necessary hardware(as per hardware list) i.e.butt hinge ,dead lock, mortise lock etc complete as per drawing upto the satisfaction of Architect/Engineer in charge. (REFER DOOR DETAIL SHEET) Location: Electrical Room/ Staff Toilet/ House Keeping Store/ Squash Court Store |  | 0 |  | Approved
The Soul, Rajarhat | CLUB | Wood Work |  | WO/HR01/CL07/19 | M.R. Furniture | D4- 900 x2400 | D4- 900 x2400 Providing and supplying of 35mm thk.single leaf solid core Flush door, both side finished with 1mm thk. Laminate as per approved shade and sample. The door supported on 65mmx125mm malaysian sal wood door frame and wooden architarve finished with enamel spray paint.with all necessary hardware(as per hardware list) i.e.butt hinge ,dead lock, mortise lock etc complete as per drawing upto the satisfaction of Architect/Engineer in charge. (REFER DOOR DETAIL SHEET) Location: Electrical Room/ Staff Toilet/ House Keeping Store/ Squash Court Store |  | 0 | 0 | Approved
The Soul, Rajarhat | CLUB | Wood Work |  | WO/HR01/CL07/18 | Md. Rashad Purkait | Door Making | Door Making/Fixing/ Hardware Fixing/ Veneer or Laminate Pasting all complete including the supply of sundry material | Nos | 0 |  | Approved
The Soul, Rajarhat | CLUB | Wood Work |  | WO/HR01/CL07/19 | M.R. Furniture | Door Making | Door Making/Fixing/ Hardware Fixing/ Veneer or Laminate Pasting all complete including the supply of sundry material | Nos | 4 | 3370 | Approved
The Soul, Rajarhat | CLUB | Wood Work |  | WO/HR01/CL07/18 | Md. Rashad Purkait | D4A- 900 x2400 | D4A- 900 x2400 Providing and supplying of 35mm thk.single leaf solid core Flush door, finished in 4mm thk polished veneer from outside & finished with 1mm thk. Laminate inside as per approved shade and sample. The door supported on 65mmx125mm malaysian sal wood frame and wooden architarve finished in matt lacquer polish over veneer with all necessary hardware (as per spec. list) i.e.butt hinge, door closer,mortise lock etc complete as per drawing upto the satisfaction of Architect/Engineer in charge. (REFER DOOR DETAIL SHEET) Location: Male & Female Change Room/ Theater Toilet |  | 0 |  | Approved
The Soul, Rajarhat | CLUB | Wood Work |  | WO/HR01/CL07/19 | M.R. Furniture | D4A- 900 x2400 | D4A- 900 x2400 Providing and supplying of 35mm thk.single leaf solid core Flush door, finished in 4mm thk polished veneer from outside & finished with 1mm thk. Laminate inside as per approved shade and sample. The door supported on 65mmx125mm malaysian sal wood frame and wooden architarve finished in matt lacquer polish over veneer with all necessary hardware (as per spec. list) i.e.butt hinge, door closer,mortise lock etc complete as per drawing upto the satisfaction of Architect/Engineer in charge. (REFER DOOR DETAIL SHEET) Location: Male & Female Change Room/ Theater Toilet |  | 0 | 0 | Approved
The Soul, Rajarhat | CLUB | Wood Work |  | WO/HR01/CL07/18 | Md. Rashad Purkait | Door Making | Door Making/Fixing/ Hardware Fixing/ Veneer or Laminate Pasting all complete including the supply of sundry material | Nos | 0 |  | Approved
The Soul, Rajarhat | CLUB | Wood Work |  | WO/HR01/CL07/19 | M.R. Furniture | Door Making | Door Making/Fixing/ Hardware Fixing/ Veneer or Laminate Pasting all complete including the supply of sundry material | Nos | 4 | 3700 | Approved
The Soul, Rajarhat | CLUB | Wood Work |  | WO/HR01/CL07/18 | Md. Rashad Purkait | Polish | Veneer Polish | Sq.Ft. | 0 |  | Approved
The Soul, Rajarhat | CLUB | Wood Work |  | WO/HR01/CL07/19 | M.R. Furniture | Polish | Veneer Polish | Sq.Ft. | 76 | 155 | Approved
The Soul, Rajarhat | CLUB | Wood Work |  | WO/HR01/CL07/18 | Md. Rashad Purkait | Polish | Polish _ 2.5"-5" Wide section | Rft | 0 |  | Approved
The Soul, Rajarhat | CLUB | Wood Work |  | WO/HR01/CL07/19 | M.R. Furniture | Polish | Polish _ 2.5"-5" Wide section | Rft | 139.5 | 100 | Approved
The Soul, Rajarhat | CLUB | Wood Work |  | WO/HR01/CL07/18 | Md. Rashad Purkait | Polish | Polish _ 0.5"-2" Wide section | Rft | 0 |  | Approved
The Soul, Rajarhat | CLUB | Wood Work |  | WO/HR01/CL07/19 | M.R. Furniture | Polish | Polish _ 0.5"-2" Wide section | Rft | 129 | 82 | Approved
The Soul, Rajarhat | CLUB | Wood Work |  | WO/HR01/CL07/18 | Md. Rashad Purkait | D4B 900X2400 | D4B 900X2400 Providing and supplying of 35 mm thk. single leaf solid core Flush door, one side finished in duco paint over 0.8mm laminate and other side finished in 1mm thk. Laminate as per approved shade and sample. The door supported on 125X65mm sal wood frame on heavy duty floor spring. The wooden architarve and door frame surface finished in duco paint with all necessary hardware(as per hardware list) long handle and dead lock etc complete as per drawing upto the satisfaction of Architect/Engineer in charge.(REFER DOOR DETAIL SHEET) |  | 0 |  | Approved
The Soul, Rajarhat | CLUB | Wood Work |  | WO/HR01/CL07/19 | M.R. Furniture | D4B 900X2400 | D4B 900X2400 Providing and supplying of 35 mm thk. single leaf solid core Flush door, one side finished in duco paint over 0.8mm laminate and other side finished in 1mm thk. Laminate as per approved shade and sample. The door supported on 125X65mm sal wood frame on heavy duty floor spring. The wooden architarve and door frame surface finished in duco paint with all necessary hardware(as per hardware list) long handle and dead lock etc complete as per drawing upto the satisfaction of Architect/Engineer in charge.(REFER DOOR DETAIL SHEET) |  | 0 | 0 | Approved
The Soul, Rajarhat | CLUB | Wood Work |  | WO/HR01/CL07/18 | Md. Rashad Purkait | Door Making | Door Making/Fixing/ Hardware Fixing/ Veneer or Laminate Pasting all complete including the supply of sundry material | Nos | 0 |  | Approved
The Soul, Rajarhat | CLUB | Wood Work |  | WO/HR01/CL07/19 | M.R. Furniture | Door Making | Door Making/Fixing/ Hardware Fixing/ Veneer or Laminate Pasting all complete including the supply of sundry material | Nos | 1 | 3700 | Approved
The Soul, Rajarhat | CLUB | Wood Work |  | WO/HR01/CL07/18 | Md. Rashad Purkait | D5 - 1000 x 2400 | D5 - 1000 x 2400 Providing and supplying of 35mm thk.single leaf sliding solid core Flush door, one side finished in matt lacquer polish 4mm thk. veneer and inside finished with 1mm thk. Laminate as per approved shade and sample. The door supported on 65mmx125mm malaysian sal wood door frame and wooden architarve finished in polish over veneer .Door to be made with all necessary hardware i.e sliding track & fittings (as per hardware list) etc complete as per drawing upto the satisfaction of Architect/Engineer in charge. (REFER DOOR DETAIL SHEET)" |  | 0 |  | Approved
The Soul, Rajarhat | CLUB | Wood Work |  | WO/HR01/CL07/19 | M.R. Furniture | D5 - 1000 x 2400 | D5 - 1000 x 2400 Providing and supplying of 35mm thk.single leaf sliding solid core Flush door, one side finished in matt lacquer polish 4mm thk. veneer and inside finished with 1mm thk. Laminate as per approved shade and sample. The door supported on 65mmx125mm malaysian sal wood door frame and wooden architarve finished in polish over veneer .Door to be made with all necessary hardware i.e sliding track & fittings (as per hardware list) etc complete as per drawing upto the satisfaction of Architect/Engineer in charge. (REFER DOOR DETAIL SHEET)" |  | 0 | 0 | Approved
The Soul, Rajarhat | CLUB | Wood Work |  | WO/HR01/CL07/18 | Md. Rashad Purkait | Door Making | Door Making/Fixing/ Hardware Fixing/ Veneer or Laminate Pasting all complete including the supply of sundry material | Nos | 0 |  | Approved
The Soul, Rajarhat | CLUB | Wood Work |  | WO/HR01/CL07/19 | M.R. Furniture | Door Making | Door Making/Fixing/ Hardware Fixing/ Veneer or Laminate Pasting all complete including the supply of sundry material | Nos | 1 | 5100 | Approved
The Soul, Rajarhat | CLUB | Wood Work |  | WO/HR01/CL07/18 | Md. Rashad Purkait | Polish | Veneer Polish | Sq.Ft. | 0 |  | Approved
The Soul, Rajarhat | CLUB | Wood Work |  | WO/HR01/CL07/19 | M.R. Furniture | Polish | Veneer Polish | Sq.Ft. | 25 | 155 | Approved
The Soul, Rajarhat | CLUB | Wood Work |  | WO/HR01/CL07/18 | Md. Rashad Purkait | Polish | Polish _ 2.5"-5" Wide section | Rft | 0 |  | Approved
The Soul, Rajarhat | CLUB | Wood Work |  | WO/HR01/CL07/19 | M.R. Furniture | Polish | Polish _ 2.5"-5" Wide section | Rft | 17.5 | 100 | Approved
The Soul, Rajarhat | CLUB | Wood Work |  | WO/HR01/CL07/18 | Md. Rashad Purkait | Polish | Polish _ 0.5"-2" Wide section | Rft | 0 |  | Approved
The Soul, Rajarhat | CLUB | Wood Work |  | WO/HR01/CL07/19 | M.R. Furniture | Polish | Polish _ 0.5"-2" Wide section | Rft | 51.5 | 82 | Approved
The Soul, Rajarhat | CLUB | Wood Work |  | WO/HR01/CL07/18 | Md. Rashad Purkait | D7 - 1800X2700 | D7 - 1800X2700 Providing and making of 65mm thk. double leaf paneled door. Shutter to be made out of 75x38X2mm aluminium section (with glass wool filling in between as per vendor spec.) finished in 4mm thk. veneer fixed over 9mm thk. plywood. The door to be supported on butt hinges with concealed door closer as per detail dwg. The salwood door frame of size 125X65mm with plywood packing as per detail dwg finished in matt lacquer polish over 4mm thk. veneer. 30 mm wide full height powder coated MS square door handle on both sides. Door to be finished with all necessary hardwares i.e butt hinges ,concealed door closer, custom make 30 mm thk ms powder coated handle and dead lock complete as per drawing and spec. upto the full satisfaction of architect/engineer in charge. (REFER DOOR DETAIL DWG) Location: Banquet 03 |  | 0 |  | Amended & Approved
The Soul, Rajarhat | CLUB | Wood Work |  | WO/HR01/CL07/19 | M.R. Furniture | D7 - 1800X2700 | D7 - 1800X2700 Providing and making of 65mm thk. double leaf paneled door. Shutter to be made out of 75x38X2mm aluminium section (with glass wool filling in between as per vendor spec.) finished in 4mm thk. veneer fixed over 9mm thk. plywood. The door to be supported on butt hinges with concealed door closer as per detail dwg. The salwood door frame of size 125X65mm with plywood packing as per detail dwg finished in matt lacquer polish over 4mm thk. veneer. 30 mm wide full height powder coated MS square door handle on both sides. Door to be finished with all necessary hardwares i.e butt hinges ,concealed door closer, custom make 30 mm thk ms powder coated handle and dead lock complete as per drawing and spec. upto the full satisfaction of architect/engineer in charge. (REFER DOOR DETAIL DWG) Location: Banquet 03 |  | 0 | 0 | Amended & Approved
The Soul, Rajarhat | CLUB | Wood Work |  | WO/HR01/CL07/18 | Md. Rashad Purkait | Door Making | Door Making/Fixing/ Hardware Fixing/ Veneer or Laminate Pasting all complete including the supply of sundry material | Nos | 0 |  | Approved
The Soul, Rajarhat | CLUB | Wood Work |  | WO/HR01/CL07/19 | M.R. Furniture | Door Making | Door Making/Fixing/ Hardware Fixing/ Veneer or Laminate Pasting all complete including the supply of sundry material | Nos | 2 | 16450 | Approved
The Soul, Rajarhat | CLUB | Wood Work |  | WO/HR01/CL07/18 | Md. Rashad Purkait | Polish | Veneer Polish | Sq.Ft. | 0 |  | Approved
The Soul, Rajarhat | CLUB | Wood Work |  | WO/HR01/CL07/19 | M.R. Furniture | Polish | Veneer Polish | Sq.Ft. | 190.5 | 155 | Approved
The Soul, Rajarhat | CLUB | Wood Work |  | WO/HR01/CL07/18 | Md. Rashad Purkait | Polish | Polish _ 9"-11" Wide section | Rft | 0 |  | Approved
The Soul, Rajarhat | CLUB | Wood Work |  | WO/HR01/CL07/19 | M.R. Furniture | Polish | Polish _ 9"-11" Wide section | Rft | 0 | 150 | Approved
The Soul, Rajarhat | CLUB | Wood Work |  | WO/HR01/CL07/18 | Md. Rashad Purkait | Polish | Polish _ 2.5"-5" Wide section | Rft | 0 |  | Approved
The Soul, Rajarhat | CLUB | Wood Work |  | WO/HR01/CL07/19 | M.R. Furniture | Polish | Polish _ 2.5"-5" Wide section | Rft | 161.5 | 100 | Approved
The Soul, Rajarhat | CLUB | Wood Work |  | WO/HR01/CL07/18 | Md. Rashad Purkait | Polish | Polish _ 0.5"-2" Wide section | Rft | 0 |  | Approved
The Soul, Rajarhat | CLUB | Wood Work |  | WO/HR01/CL07/19 | M.R. Furniture | Polish | Polish _ 0.5"-2" Wide section | Rft | 47 | 82 | Approved
The Soul, Rajarhat | CLUB | Wood Work |  | WO/HR01/CL07/18 | Md. Rashad Purkait | Misc. Charges | Charges for loading - unloading, transportation, hire charges for machinery as per direction of Engineer-in-Charge | Lump Sum | 0 |  | Approved
The Soul, Rajarhat | CLUB | Wood Work |  | WO/HR01/CL07/19 | M.R. Furniture | Misc. Charges | Charges for loading - unloading, transportation, hire charges for machinery as per direction of Engineer-in-Charge | Lump Sum | 1 | 35200 | Approved
SOUTHWINDS PROJECT LLP (PHASE - III & IV) | MARKETING PHASE - III & IV | Marketing Office | HVAC system | WO/SP34/MA34/4 | MEHO HCP AIR SYSTEMS PVT. LTD. | AMC of Air Condition Machine at Marketing office | AMC of Air Condition Machine at Marketing office (Time period 01.06.2022 to 31.05.2023) |  | 0 | 0 | Approved
SOUTHWINDS PROJECT LLP (PHASE - III & IV) | MARKETING PHASE - III & IV | Marketing Office | HVAC system | WO/SP34/MA34/4 | MEHO HCP AIR SYSTEMS PVT. LTD. | KURVE - 1 Ton | Scheduled preventive maintenance service scheme for KURVE - 1 Ton - Air Condition machine at Site Office and Marketing Office. Machine Sl no.- Nil Type-NDS | Nos | 3 | 2060 | Approved
SOUTHWINDS PROJECT LLP (PHASE - III & IV) | MARKETING PHASE - III & IV | Marketing Office | HVAC system | WO/SP34/MA34/4 | MEHO HCP AIR SYSTEMS PVT. LTD. | KURVE - 1.5 Ton | Scheduled preventive maintenance service scheme for KURVE - 1.5 Ton - Air Condition machine at Site Office and Marketing Office. Machine Sl no.- Nil Type-NDS | Nos | 4 | 3090 | Approved
SOUTHWINDS PROJECT LLP (PHASE - III & IV) | MARKETING PHASE - III & IV | Marketing Office | HVAC system | WO/SP34/MA34/4 | MEHO HCP AIR SYSTEMS PVT. LTD. | KURVE - 2 Ton | Scheduled preventive maintenance service scheme for KURVE - 2 Ton - Air Condition machine at Site Office and Marketing Office. Machine Sl no.- Nil Type-NDS | Nos | 4 | 4120 | Approved
SOUTHWINDS PROJECT LLP (PHASE - III & IV) | MARKETING PHASE - III & IV | Marketing Office | HVAC system | WO/SP34/MA34/4 | MEHO HCP AIR SYSTEMS PVT. LTD. | CASSATTE 03 Ton | Scheduled preventive maintenance service scheme for CASSATTE 03 Ton - Air Condition machine at Site Office and Marketing Office. Machine Sl no.- Nil Type-NDS | Nos | 1 | 7725 | Approved
The Soul, Rajarhat | COMMON INFRASTRUCTURE | Consultancy Charges | OTHER CONSLUTANTS | WO/HR01/CIH01/82 | CONSTRUCTION SOLUTIONS | Calibration and repairing of CTM | Calibration and repairing of CTM |  | 0 | 0 | Approved
The Soul, Rajarhat | COMMON INFRASTRUCTURE | Consultancy Charges | OTHER CONSLUTANTS | WO/HR01/CIH01/82 | CONSTRUCTION SOLUTIONS | Calibration | Calibration of Cube Testing Machine _2000 KN with Proving Ring at Site | Nos | 1 | 5500 | Approved
The Soul, Rajarhat | COMMON INFRASTRUCTURE | Consultancy Charges | OTHER CONSLUTANTS | WO/HR01/CIH01/82 | CONSTRUCTION SOLUTIONS | Repairing | Repairing of Cube Testing Machine _2000 KN with Oil Seal and other required tools & material | Lump Sum | 1 | 4000 | Approved
The Soul, Rajarhat | BASEMENT WITH PODIUM | Civil |  |  |  | Drain Channel | Charges for PVC Drain Channel Fixing on Concrete surface in proper line and level, Cement mortar packing, Including the supply of Fastener of approved brand all complete as per direction of EIC | RMT |  |  | Approved
The Soul, Rajarhat | BASEMENT WITH PODIUM | Civil | Basement with Podium | WO/HR01/BP01/18 | NEW L. N. CONSTRUCTION | Drain Channel | Charges for PVC Drain Channel Fixing on Concrete surface in proper line and level, Cement mortar packing, Including the supply of Fastener of approved brand all complete as per direction of EIC | RMT | 2025.5 | 70 | Approved
The Soul, Rajarhat | BASEMENT WITH PODIUM | Civil | Basement with Podium | WO/HR01/BP01/18 | NEW L. N. CONSTRUCTION | HVAC Duct Cover (Cowl) | HVAC Duct Cover (Cowl) Charges for HVAC Duct Cover (Cowl) at 3rd floor level of podium all complete as per direction of EIC RCC wall thickness of Cowl is 150 mm Vertical Reinforcement 10 mm Dia @ 200 C/C Binder Reinforcement with 8mm Dia |  | 0 | 0 | Approved
The Soul, Rajarhat | BASEMENT WITH PODIUM | Civil | Basement with Podium | WO/HR01/BP01/18 | NEW L. N. CONSTRUCTION | Shuttering | Ply Shuttering All charges for providing, fabricating, erecting and fixing in position plained timber, plywood centering and shuttering true to line and level, including steel propping, staging, shuttering removal, applying shuttering oil, including required bracing, chamfering corners (of exposed edges) etc. complete as per drawing & direction of Engineer-in-Charge. Rate shall also include removal and dismantling the aforesaid assembly after specified period complete | Sq.Ft. | 141 | 580 | Approved
The Soul, Rajarhat | BASEMENT WITH PODIUM | Civil | Basement with Podium | WO/HR01/BP01/18 | NEW L. N. CONSTRUCTION | RCC | RCC Charges for providing & laying of R.C.C M 20 (1:1.5:3) by site mix concrete 20 mm , screened and washed well graded stone chips excluding shuttering, consolidation complete in all respect as per drawing, specification and direction of EIC. (Cement will be supplied by client, but subjected to reconciliation) | Cum. | 12 | 6850 | Approved
The Soul, Rajarhat | BASEMENT WITH PODIUM | Civil | Basement with Podium | WO/HR01/BP01/18 | NEW L. N. CONSTRUCTION | Rebar Grouting 8mm dia | Rebar grouting 8mm Dia : All charges for fixing reinforcement bars including drilling & chemical injection in the concrete surface as per the manufacturer's specification Fisher 360 product. At least 1% of the reinforcement shall be tested by Pull Out test. The rate shall be inclusive of all labour, material, scaffolding, gangway etc. involved for rebar grouting | Nos | 147 | 55 | Approved
The Soul, Rajarhat | BASEMENT WITH PODIUM | Civil | Basement with Podium | WO/HR01/BP01/18 | NEW L. N. CONSTRUCTION | Rebar Grouting 10mm dia | Rebar grouting 10 mm Dia : All charges for fixing reinforcement bars including drilling & chemical injection in the concrete surface as per the manufacturer's specification Fisher 360 product. At least 1% of the reinforcement shall be tested by Pull Out test. The rate shall be inclusive of all labour, material, scaffolding, gangway etc. involved for rebar grouting | Nos | 144 | 70 | Approved
The Soul, Rajarhat | BASEMENT WITH PODIUM | Civil | Basement with Podium | WO/HR01/BP01/18 | NEW L. N. CONSTRUCTION | Reinforcement | Reinforcement All charges for fixing steel reinforcement (Tor Steel as per IS-1786, Fe 500) for RCC work including transporting, decoiling, straightening, removing loose rust, cutting, bending and placing for all profile and for all lead & lift and binding with 18 gauge annealed wire to the entire satisfaction of Engineer-in-Charge. Payment of steel shall be made as per drawing and approved bar bending schedule with permissible laps and paid on the basis of the sectional weights of bar as per relevant I.S. Code. The rate shall include cost of binding wire, chairs, spacers, pins, cover blocks which will not be measured separately for payment. Reinforcement Steel Shall be supplied by Client. | MT | 0 | 6300 | Approved
The Soul, Rajarhat | BASEMENT WITH PODIUM | Civil | Basement with Podium | WO/HR01/BP01/18 | NEW L. N. CONSTRUCTION | Plaster | 20mm thk. External Wall plaster (1:6) External wall plaster Providing and applying plaster ( to External Walls)of 20 mm thick (Two Layer 12+8) , with sand and cement mortar ( 6:1) including rounding off or chamfering of corners as directed and raking out joints or roughening of concrete surface, including threading nosing and drip course where necessary including MS pipe scaffolding, curing etc. all complete as per drawing & direction of EIC. , at any floor and level . Scaffolding material will be provided by client. (Cement would be supplied by the employer free of cost, but subjected to reconciliation) | Sq.Mtr. | 57 | 220 | Approved
The Soul, Rajarhat | BASEMENT WITH PODIUM | Civil | Basement with Podium | WO/HR01/BP01/18 | NEW L. N. CONSTRUCTION | Neat Cement | Neat Cement (5mm) Neat Cement on Plaster at Sump Wall & Drain Neat cement finish over the plastered surface at sump area of Basement (cement not move than 2.75 kg/sqm.) as per direction of Engineer-in-Charge. | SqMtr | 33 | 34 | Approved
The Soul, Rajarhat | IT Expenses | AMC and Services |  | WO/HR01/ITES001/24 | Trisita Engineering LLP | AutoCAD LT 2022 | AutoCAD LT 2022 | Nos. | 3 | 21000 | Approved
Primarc Chambers | PRE-CONSTRUCTION PHASE | Signage for site office and Model flat Project safety |  | WO/PCH/PC02/14 | PROTECH ENGINEERS | Dismantling & Re-fabricating of MS Bracket | Labour Charges for Dismantling & Re-fabricating of MS Bracket including Including the supply of all sundry material tools tackles, Welding machine, Gas Cutter, Welding rod. Client Supply: 1. Old MS Bracket | Nos | 50 | 600 | Approved
The Soul, Rajarhat | BASEMENT WITH PODIUM | Ventilation |  | WO/HR01/BP01/26 | UNIVERSAL ENERGY SOLUTIONS PVT. LTD. | 13000 CFM capacity Fresh air fan | 13000 CFM capacity with 20 mmwc static pressure Fresh air fan for Basemenet car park ventilation (Motor Class F, Protection IP55 ) | Nos | 0 | 70164 | Approved
The Soul, Rajarhat | BASEMENT WITH PODIUM | Ventilation |  | WO/HR01/BP01/26 | UNIVERSAL ENERGY SOLUTIONS PVT. LTD. | 18000 CFM capacity Fresh air fan | 18000 CFM capacity with 20 mmwc static pressure Fresh air fan for Basemenet car park ventilation (Motor Class F, Protection IP55 ) | Nos | 0 | 70164 | Approved
The Soul, Rajarhat | BASEMENT WITH PODIUM | Ventilation |  | WO/HR01/BP01/26 | UNIVERSAL ENERGY SOLUTIONS PVT. LTD. | 5000 CFM capacity Fresh air fan | 5000 CFM capacity with 35 mmwc static pressure fresh air fan for fire Pump room ,WTP , Fire Pump Room .(Motor Class H, Protection IP55 ) | Nos | 1 | 36401 | Approved
Primarc Chambers | COMMON INFRASTRUCTURE | Boundary Wall |  | WO/PCH/PC04/15 | RAJ TRIMURTI INFRAPROJECT PVT. LTD. | (Rudramani side) Boundary wall length (Approx. 30 m ) | New constructed wall including dismantling of old structure (Rudramani side) Boundary wall length (Approx. 30 m ) |  | 0 | 0 | Approved
Primarc Chambers | COMMON INFRASTRUCTURE | Boundary Wall |  | WO/PCH/PC04/15 | RAJ TRIMURTI INFRAPROJECT PVT. LTD. | Earth work in excavation upto 1.5 m from EG | All charges for doing Earth work in excavation up to 1.5 m from EGL for Dismantling of Boundary wall foundation including dressing of side, bottom, ramming of bottom, dewatering, shoring, strutting , diverting underground sewer line, water line, electrical line (if any) barricading the area providing caution board maintaining required slopes including all labour, materials, machinery, tools & tackles for all lead & lift as per drawing and direction of Engineer-in-Charge. Rate considered for cap / tie beam / above pankua. Measurement to be considered for full trench cutting including any collapse. | Cum. | 66.883 | 325 | Approved
Primarc Chambers | COMMON INFRASTRUCTURE | Boundary Wall |  | WO/PCH/PC04/15 | RAJ TRIMURTI INFRAPROJECT PVT. LTD. | Well / Pankua | All charges for doing of Well / Pankua - Starting 3'-0'' to end dia 2'-0'' of length 20'-0'' with excavation & barricades by burnt earthen barrier as per drawings & direction of EIC . Rate including all Material & Labour. | RMT | 24 | 750 | Approved
Primarc Chambers | COMMON INFRASTRUCTURE | Boundary Wall |  | WO/PCH/PC04/15 | RAJ TRIMURTI INFRAPROJECT PVT. LTD. | single brick flat soling | All charges for providing and laying single brick flat soling of picked, jhama bricks below foundation floor, tie beam etc. or any other location till Plinth level including ramming dressing and bringing to proper level and filling joints with sand including all materials, labour, tools and plants etc. complete below foundation as per specification, drawing and direction of Engineering-in-Charge | Sq.Mtr. | 45.52 | 550 | Approved
Primarc Chambers | COMMON INFRASTRUCTURE | Boundary Wall |  | WO/PCH/PC04/15 | RAJ TRIMURTI INFRAPROJECT PVT. LTD. | 1:3:6 plain cement concrete (PCC) | All charges for laying 1:3:6 plain cement concrete (PCC) of required thickness below footings, rafts or any other location as specified in the drawing till Plinth level using 20 mm nominal size well-graded approved quality aggregate including vibrating / compacting, scaffolding as required establishing dewatering system by pumping / bailing out water, cleaning, preparing surfaces, junctions etc. including shuttering, curing complete as per drawing and direction of Engineer-in-Charge. (Only Cement will be supplied by Client but subjected to reconciliation ) | Cum. | 3.039 | 6500 | Approved
Primarc Chambers | COMMON INFRASTRUCTURE | Boundary Wall |  | WO/PCH/PC04/15 | RAJ TRIMURTI INFRAPROJECT PVT. LTD. | earth filling | All charges for doing earth filling of good quality available at site at foundation & plinth level in layer not exceeding 150mm in depth including watering, ramming, compacting and transportation of soil, all labour, materials, machinery, tools & tackles etc. for all lead & lift to the entire satisfaction of Engineer-in-Charge. | Cum. | 58.756 | 180 | Approved
Primarc Chambers | COMMON INFRASTRUCTURE | Boundary Wall |  | WO/PCH/PC04/15 | RAJ TRIMURTI INFRAPROJECT PVT. LTD. | M20 grade reinforced cement concrete | "All charges for laying M20 grade reinforced cement concrete (excluding cost of shuttering & reinforcement) for all leads and for all items e.g. columns, beams, well etc & all profile structure using 20 mm nominal size & down graded good quality aggregate as per design mix approved by Engineer-in-Charge including vibrating/compacting, curing, scaffolding as required establishing dewatering system by pumping / bailing out water, cleaning, preparing surfaces, junctions etc. including curing complete to the entire satisfaction of Engineer-in-Charge. (Cement will be supplied by Client but subjected to reconciliation) | Cum. | 25.389 | 6500 | Approved
Primarc Chambers | COMMON INFRASTRUCTURE | Boundary Wall |  | WO/PCH/PC04/15 | RAJ TRIMURTI INFRAPROJECT PVT. LTD. | shuttering | All charges for providing, fabricating, erecting and fixing in position plained timber, plywood centering and shuttering true to line and level, including steel propping, staging, shuttering removal, applying shuttering oil, including required bracing, chamfering corners (of exposed edges) of beams, columns, walls etc. complete as per drawing & direction of Engineer-in-Charge. Rate shall also include removal and dismantling the aforesaid assembly after specified period complete at all depths and leads for all items, all profile structure. | Sq.Mtr. | 52.89 | 550 | Approved
Primarc Chambers | COMMON INFRASTRUCTURE | Boundary Wall |  | WO/PCH/PC04/15 | RAJ TRIMURTI INFRAPROJECT PVT. LTD. | 250 MM THICK BRICK WORK | 250 MM THICK BRICK WORK: Providing and erecting 250 mm thick brick work with 1st class Conventional bricks of specified thickness in sand cement mortar (4 :1) including the cost of all material, labour, tools, tackles, scaffolding, curing etc. complete as per direction of Engineer-in-Charge and technical specification. (Cement would be supplied by client, but subjected to reconciliation). | Cum. | 18.285 | 7250 | Approved
Primarc Chambers | COMMON INFRASTRUCTURE | Boundary Wall |  | WO/PCH/PC04/15 | RAJ TRIMURTI INFRAPROJECT PVT. LTD. | 125 MM THICK BRICK WORK | 125 MM THICK BRICK WORK : Providing and erecting 125 mm thick brick work with 1st class Conventional bricks of specified thickness in sand cement mortar (4 :1) including the cost of all material, labour, tools, tackles, scaffolding, curing etc. complete as per direction of Engineer-in-Charge and technical specification. (Cement would be supplied by the employer free of cost, but subjected to reconciliation). | Sq.Mtr. | 0 | 1000 | Approved
Primarc Chambers | COMMON INFRASTRUCTURE | Boundary Wall |  | WO/PCH/PC04/15 | RAJ TRIMURTI INFRAPROJECT PVT. LTD. | 15MM THICK CEMENT PLASTER | 15MM THICK CEMENT PLASTER : Providing and applying plaster ( to internal walls) with sand and cement mortar including round off or chamfering of concrete surface , curing etc, complete as per direction of EIC - 15 mm thick sand cement mortar ( 6 parts sand : 1 part cement), at any floor and level . (Cement would be supplied by the employer free of cost, but subjected to reconciliation) | Sq.Mtr. | 161.035 | 250 | Approved
Primarc Chambers | COMMON INFRASTRUCTURE | Boundary Wall |  | WO/PCH/PC04/15 | RAJ TRIMURTI INFRAPROJECT PVT. LTD. | REINFORCEMENT | REINFORCEMENT : "All charges for fixing steel reinforcement (Tor Steel as per IS-1786, Fe 500) for RCC work including transporting, decoiling, straightening, removing loose rust, cutting, bending and placing for all profile and for all lead & lift and binding with 18 gauge annealed wire to the entire satisfaction of Engineer-in-Charge. Payment of steel shall be made as per drawing and approved bar bending schedule with permissible laps and paid on the basis of the sectional weights of bar as per relevant I.S. Code. The rate shall include cost of binding wire, chairs, spacers, pins, cover blocks which will not be measured separately for payment. Reinforcement Steel Shall be supplied by Client. | MT | 2.072 | 10000 | Approved
Primarc Chambers | COMMON INFRASTRUCTURE | Boundary Wall |  | WO/PCH/PC04/15 | RAJ TRIMURTI INFRAPROJECT PVT. LTD. | DISMANTLING OF PCC WORK | DISMANTLING OF PCC WORK : All charges for doing dismantling of cement concrete of all thickness and grade to incorporate changes & revisions of drawings/design or as directed of Engineer-in-Charge including barricading the area, providing caution board, cutting of reinforcement steel of the concrete, separating reinforcement steel & debris, all labour, materials, plant & machinery, tools & tackles etc. for all lead & lift, for all level including maintaining dump yard for debris & stacking reinforcement dia wise within the specified lines and levels to the entire satisfaction of Engineer-in-Charge and subsequently if being directed by Engineer-in-Charge, disposing debris at designated dump yard outside of the site premises as specified by statutory authorities under contractor’s own arrangement including all statutory sanction and royalties if any shall be paid by the contractor. If the dismantled material is not being advised by Engineer-in-Charge to dispose it off, it shall be the property of the client however reinforcement steel of dismantled concrete shall be always the property of the client. | Cum. | 0 | 3000 | Approved
Primarc Chambers | COMMON INFRASTRUCTURE | Boundary Wall |  | WO/PCH/PC04/15 | RAJ TRIMURTI INFRAPROJECT PVT. LTD. | DISMANTLING OF BRICK WORK | DISMANTLING OF BRICK WORK : All charges for doing dismantling of brick work of all thickness & of all mortar ratio along with its plaster & other finishes to incorporate changes & revisions of drawings/design or as directed by Engineer-in-Charge including barricading the area, providing caution board, separating useable material, non useable material & debris, all labour, materials, plant & machinery, tools & tackles etc. for all lead & lift, for all level including maintaining dump yard for all dismantled material within the specified lines and levels to the entire satisfaction of Engineer-in-Charge and subsequently if being directed by Engineer-in-Charge, disposing full or part of the dismantled material & its debris at designated dump yard outside of the site premises as specified by statutory authorities under contractor’s own arrangement including all statutory sanction and royalties if any shall be paid by the contractor. If the dismantled material is not being advised by Engineer-in-Charge to dispose it off, it shall be the property of the client. | Cum. | 20.085 | 2000 | Approved
Primarc Chambers | COMMON INFRASTRUCTURE | Boundary Wall |  | WO/PCH/PC04/15 | RAJ TRIMURTI INFRAPROJECT PVT. LTD. | dismantling of RCC | All charges for doing dismantling of RCC of all thickness and grade to incorporate changes & revisions of drawings/design or as directed of Engineer-in-Charge including barricading the area, providing caution board, cutting of reinforcement steel of the concrete, separating reinforcement steel & debris, all labour, materials, plant & machinery, tools & tackles etc. for all lead & lift, for all level including maintaining dump yard for debris & stacking reinforcement dia wise within the specified lines and levels to the entire satisfaction of Engineer-in-Charge and subsequently if being directed by Engineer-in-Charge. | Cum. | 13.315 | 4000 | Approved
Primarc Chambers | COMMON INFRASTRUCTURE | Boundary Wall |  | WO/PCH/PC04/15 | RAJ TRIMURTI INFRAPROJECT PVT. LTD. | Silver sand filling | All charges for doing Silver sand filling at foundation & plinth level in layer not exceeding 150mm in depth including watering, ramming, compacting, consolidating in deposited layer and transportation of soil, all labour, materials, machinery, tools & tackles etc. for all lead & lift to the entire satisfaction of Engineer-in-Charge. | Cum. | 24.8 | 2000 | Approved
Primarc Chambers | COMMON INFRASTRUCTURE | Boundary Wall |  | WO/PCH/PC04/15 | RAJ TRIMURTI INFRAPROJECT PVT. LTD. | Flooring | Providing & Fixing Charges for Tiles (300X300) at Groul level and over a bed of 30-35 mm thick cement mortar (1:4) , Cementious grout pigmented to match after acid washing including all finishing & Cleaning as per drawing and direction of Engineer-In-Charge. Tiles , Cement will be supplied by Client. | Sq.Mtr. | 0 | 300 | Approved
Primarc Chambers | COMMON INFRASTRUCTURE | Boundary Wall |  | WO/PCH/PC04/15 | RAJ TRIMURTI INFRAPROJECT PVT. LTD. | 12 MM DIA | Providing & Fixing Charges for CHEMICAL RE-BARING OF 12 MM DIA as per direction of EIC. ( Only steel provided by client ) | Nos | 6 | 133.5 | Approved
Primarc Chambers | COMMON INFRASTRUCTURE | Boundary Wall |  | WO/PCH/PC04/15 | RAJ TRIMURTI INFRAPROJECT PVT. LTD. | Making V Groove line | Making V Groove line ( above 10 mm wide and 10 mm deep) in plaster surface at any floor and level as per drawing and direction of Engineer-in-Charge. | RMT | 187 | 50 | Approved
The Soul, Rajarhat | COMMON INFRASTRUCTURE | Consultancy Charges | OTHER CONSLUTANTS | WO/HR01/CIH01/75 | Centre For Sustainable Development | October 2021 to March 2022 | Consultancy charges for 6 months compliance report including monitoring, details attached in Annexure-I. Time Period: October 2021 to March 2022 | Set | 1 | 70000 | Approved
The Soul, Rajarhat | COMMON INFRASTRUCTURE | Consultancy Charges | OTHER CONSLUTANTS | WO/HR01/CIH01/75 | Centre For Sustainable Development | April 2022 to September 2022 | Consultancy charges for 6 months compliance report including monitoring, details attached in Annexure-I. Time Period: April 2022 to September 2022 | Set | 1 | 70000 | Approved
The Soul, Rajarhat | BASEMENT WITH PODIUM | Grill / Steel Work |  | WO/HR01/BP01/51 | ADA-METCON | MS Duct Cover | Supply, fabrication & Erection of MS Duct Cover powder coated (Colour code approved by site) made of 1.6 mm sheet (2.4 kg per SQFT approx. weight) with frame fittings including transportation, lifting, fixing all complete in all respect as per drawing and direction of EIC Brand of Sheet: TATA | Kg | 1293 | 165 | Approved
Primarc Chambers | PRE-CONSTRUCTION PHASE | Signage for site office and Model flat Project safety |  | WO/PCH/PC02/15 | S M ENGINEERING CORPORATION | HT line protection / Barricading work | HT line protection / Barricading work. (All material to be supplied by client.) |  | 0 | 0 | Approved
Primarc Chambers | PRE-CONSTRUCTION PHASE | Signage for site office and Model flat Project safety |  | WO/PCH/PC02/15 | S M ENGINEERING CORPORATION | 1st phase ( 2nd Floor ) | Labour charges for 1st phase ( 2nd Floor ) barricade installation work as per direction of EIC. | Set | 1 | 36000 | Approved
Primarc Chambers | PRE-CONSTRUCTION PHASE | Signage for site office and Model flat Project safety |  | WO/PCH/PC02/15 | S M ENGINEERING CORPORATION | 2nd phase ( 3rd Floor ) | Labour charges for 2nd phase ( 3rd Floor ) barricade installation work as per direction of EIC. | Set | 1 | 36000 | Approved
Primarc Chambers | PRE-CONSTRUCTION PHASE | Signage for site office and Model flat Project safety |  | WO/PCH/PC02/15 | S M ENGINEERING CORPORATION | 3rd phase ( 4th Floor ) | Labour charges for 3rd phase ( 4th Floor ) barricade installation work as per direction of EIC. | Set | 1 | 36000 | Approved
The Soul, Rajarhat | COMMON INFRASTRUCTURE | Consultancy Charges | OTHER CONSLUTANTS | WO/HR01/CIH01/83 | Skipper Technologies India Pvt Ltd | AXIS Repairing Charges | AXIS Repairing Charges TS Model CX-105 (SL No- GS1565) | Set | 1 | 5000 | Approved
The Soul, Rajarhat | BASEMENT WITH PODIUM | Grill / Steel Work |  | WO/HR01/BP01/46 | Balajee Fire | Pergola 3rd Floor Stair Case | Supply and Erection of Pergola 3rd Floor Stair Case made with 1. RHS (82X145X4.8) 2. SHS (150X150X6) 3. Plate (300X250X12) 4. ISA (50X50X6) 5. Plate (300X300X12) 6. Anchor Fastener with chemical grouting(As per approved design) 7. Bends etc all complete at all level including one coat of red-lead prime, transportation, lead and lifting as per drawing and direction of EIC | Kg | 3255 | 115 | Approved
The Soul, Rajarhat | BASEMENT WITH PODIUM | Grill / Steel Work |  | WO/HR01/BP01/40 | PROTECH ENGINEERS | Club_ Basment Stair Railing | Supply, Fabrication and Erection of MS Stair Railing/ Outer Stair Railing made with RHS 60X40, MS Flat 40X8, MS Flat 40X6, L Angle (25X30X5/ Approved), 60 mm OD MS pipe for Outer Stair Han Rail etc. complete including one coat of red Oxide Primer (For Cover Area)/ red-lead primer (Open to Sky Area), transportation, lead and lifting as per drawing and direction of EIC | Kg | 1900 | 95 | Approved
The Soul, Rajarhat | COMMON INFRASTRUCTURE | Consultancy Charges | OTHER CONSLUTANTS | WO/HR01/CIH01/84 | COMPLETE HEALTH AND FITNESS LLP | Consultancy Charges for Gym Setup | Consultancy Charges for Gym Setup: Scope of Work Include: 1. Choosing the machines and advice on whatever is required in the Gym to make it a world class facility for members and athletes to train in 2. Make use of your relationship with your vendors and get the best price from them and pass on the benefit to us i.e. Client 3. Design layout of the Gym and make the best use of space available to maximize efficiency and make free space available 4. Chose the Gym Flooring 5. Ensure that the installation of machines and Flooring is done in smooth manner under your i.e. Consultant presence | Lump Sum | 1 | 85000 | Approved
The Soul, Rajarhat | BLOCK | Mechanical Equipment |  | WO/HR01/BOK01/142 | Nitesh Kumar Jaiswal | Rock Breaker cum Loader | Rental Charges of Rock Breaker cum Loader with operator and helper (if Required) including the cost of Diesel, lubricants and Mobilization and demobilization charges NB: Rock Breaker cum Loader which will work at site to be legally valid in all respect. Operator should have valid license. PS Primarc Projects LLP to be indemnified for any claim from the breach of this legalities | hrs. | 14 | 1500 | Approved
SOUTHWINDS PROJECT LLP (PHASE - III & IV) | COMMON INFRASTRUCTURE - PHASE III & IV | Consultancy Charges | OTHER CONSLUTANTS | WO/SP34/CI34/45 | COMPLETE HEALTH AND FITNESS LLP | Consultancy Charges for Gym Setup | Consultancy Charges for Gym Setup: Scope of Work Include: 1. Choosing the machines and advice on whatever is required in the Gym to make it a world class facility for members and athletes to train in 2. Make use of your relationship with your vendors and get the best price from them and pass on the benefit to us i.e. Client 3. Design layout of the Gym and make the best use of space available to maximize efficiency and make free space available 4. Chose the Gym Flooring 5. Ensure that the installation of machines and Flooring is done in smooth manner under your i.e. Consultant presence | Lump Sum | 1 | 85000 | Approved
The Soul, Rajarhat | BLOCK | False Celling |  | WO/HR01/BOK01/143 | Ajay Gaurisaria | Kitchen Exhaust Cover | Kitchen Exhaust Cover : 1FtX1Ft 6 mm Cement Fibre Board with Screw to Cover 150mm Dia Exhust Cut Out with bench / Scaffolding (if required) all complete as per direction of EIC | Nos | 288 | 65 | Approved
The Soul, Rajarhat | BLOCK | False Celling |  | WO/HR01/BOK01/144 | B. S. Furniture | Kitchen Exhaust Cover | Kitchen Exhaust Cover : 1FtX1Ft 6 mm Cement Fibre Board with Screw to Cover 150mm Dia Exhust Cut Out with bench / Scaffolding (if required) all complete as per direction of EIC | Nos | 288 | 65 | Approved
The Soul, Rajarhat | BLOCK | Civil | Sub & Super Structure Work | WO/HR01/BOK01/145 | ASRAFUL MONDAL | Daily Labour Mason & Chipper | Daily Labour Mason & Chipper |  | 0 | 0 | Approved
The Soul, Rajarhat | BLOCK | Civil | Sub & Super Structure Work | WO/HR01/BOK01/155 | ASRAFUL MONDAL | Daily Labour Mason & Chipper | Daily Labour Mason & Chipper |  | 0 | 0 | Approved
The Soul, Rajarhat | BLOCK | Civil | Sub & Super Structure Work | WO/HR01/BOK01/145 | ASRAFUL MONDAL | Mason for 11 hrs | Mason for 11 hrs | Nos | 521 | 560 | Approved
The Soul, Rajarhat | BLOCK | Civil | Sub & Super Structure Work | WO/HR01/BOK01/155 | ASRAFUL MONDAL | Mason for 11 hrs | Mason for 11 hrs | Nos | 208 | 560 | Approved
The Soul, Rajarhat | BLOCK | Civil | Sub & Super Structure Work | WO/HR01/BOK01/145 | ASRAFUL MONDAL | Chipper for 11 hrs | Chipper for 11 hrs | Nos | 1101 | 560 | Approved
The Soul, Rajarhat | BLOCK | Civil | Sub & Super Structure Work | WO/HR01/BOK01/145 | ASRAFUL MONDAL | Unskilled for 11 hrs | Unskilled for 11 hrs | Nos | 6675 | 425 | Approved
The Soul, Rajarhat | BLOCK | Civil | Sub & Super Structure Work | WO/HR01/BOK01/155 | ASRAFUL MONDAL | Unskilled for 11 hrs | Unskilled for 11 hrs | Nos | 479 | 425 | Approved
Primarc Chambers | MARKETING | Housekeeping |  | WO/PCH/PC03/42 | Integrated Security Service | Housekeeping Boy | Providing 01 no. office peon cum pantry boy at Marketing office for 8.5 hr duty basis. BOQ Calculation: Total days from 1st Jul, 2022 to 31st Dec' 2022 = 184 days; Total Holidays from 1st Jul, 2022 to 31st Dec' 2022 = 7 nos. (Including 25th December an additional holiday for Vincent Ekka) Total duties including Holiday = 184+7 = 191 days; On weekly off days there will be a reliever duty if required. | Duties | 191 | 480 | Approved
Primarc Chambers | OVERHEAD | Security Expense |  | WO/PCH/PC05/13 | Martinet Facility Management Services Pvt. Ltd. | Security Guard | Providing Security Guard @12 hr duty basis at site BOQ Calculations: Total Days from 1st Jul' 2022 to 31st Dec'2022 = 184 days; Total Holidays = 7 nos. (as per holiday list 2022 attached) Total Working days = 184+7 = 191 days; Total Manpower = 3 nos. Total duties = 3 X 191 = 573 duties. | Duties | 573 | 547 | Approved
SOUTHWINDS PROJECT LLP (PHASE - III & IV) | BLOCK PHASE - III | Water Proofing |  | WO/SP34/BP34/20 | S K CONSTRUCTION | Waterproofing work at block-12 | Waterproofing work at block-12 |  | 0 | 0 | Amended & Approved
SOUTHWINDS PROJECT LLP (PHASE - III & IV) | BLOCK PHASE - III | Water Proofing |  | WO/SP34/BP34/20 | S K CONSTRUCTION | Water Proofing work at toilet, kitchen and balcony | Water Proofing Work at Kitchen ,toilet & Balcony with protective plaster: Waterproofing work in Toilet, Kitchen ,Balcony: I. Bore Packing: Preparing the inside surface of core and PVC by roughening using suitable file to get better adhesion prior to packing works. Cleaning the surface by wire brushing followed water jet to remove any laitance or loose flaky particles. Providing necessary formwork for packing the bore using suitable arrangement (depending upon site conditions). Applying a coat of styrene- butadiene based polymer coating using Nitobond SBR to enhance adhesion between the packing material and other surfaces and Packing the gap using non-shrink cement polymer based grout using Conbextra GP2 upto the surface of the bore whilst the Nitobond SBR is in tacky stateand then sealing with epoxy/polyester sealant. I.Chipping and Cleaning of concrete surface to remove dust, oil, grease , loose paint / coating. II.Groove cutting and halloring work in floor and wall joints with Fosroc Hydraproof (Single Component Acrylic Polymer for cement based waterproof composite coating membrane) modified mortar. III.One coat Fosroc Brushbond RFX (High performance elastomeric cementitious waterproof coating) painting on entire surface. IV.Next day 2nd coat Fosroc Brushbond RFX (High performance elastomeric cementitious waterproof coating) painting on entire surface. Each coating of BrushbondRFX will be 90 degree to each other. (Application will be done as per Manufacturer’s specification). Sprinkle fine aggregate immediately after the application of second coat. Cure the BrushbondRFX membrane for minimum 3 days as per normal curing practice. Consumption of Fosroc Brushbond RFX - (15Kg +5.088 Kg Pack) 12m2 -14m2 Cement will be supplied by Client at free of cost but subjected to reconciliation. IV. Protective Plaster: The water proofing surface shall be protected with cement plaster of 12 mm (1:4) admixed with integral water proofing compound CONPLAST WL . (The minimum dosage is 125ml and the maximum is 200ml per 50kgs of cement) V. Curing Complete. Cement will be supplied by client but subjected to reconciliation | Sq.Ft. | 8875.919 | 38 | Approved
SOUTHWINDS PROJECT LLP (PHASE - III & IV) | BLOCK PHASE - III | Water Proofing |  | WO/SP34/BP34/20 | S K CONSTRUCTION | Water proofing work at lift pit | Waterproofing work in Lift Pit: I. Surface Preparation: All surfaces which are to receive the coating must be free from oil, grease, wax, dirt or any other form of foreign matter that might affect adhesion. Typically, concrete surfaces can be cleaned using a high pressure water jet and detergent. Poor quality, friable, or contaminated surfaces require grit-blasting or scrabbling. Spalled surfaces or those containing large blow-holes and other such defects should be repaired using Fosroc approved repair mortar or render. II. Coving with Nitobond SBR Latex: All charges for Coving all the junctions with fillet of size 75mm x 75mm with CM 1: 3 admixed with Nitobond SBR Latex. (5lit/50kg Cement) III. Application of waterproofing layer : Supply and apply of two coat of acrylic polymer modified cementitious waterproof coating Brushbond RFX over RCC at a total thickness of 1mm. Brushbond RFX shall contain a liquid polymer component and a cementitious powder component, which shall be mixed as per manufacturer’s instructions and applied over prepared concrete surface strictly maintaining the coverage specified by the manufacturer. The applied material of Brushbond RFX should have a weight loss of less than 1gm when tested for abrasion resistance according to ASTM-D4060, Pull off adhesion of greater than 1N/mm2 as per ASTM-D4541 and static crack accommodation of 1mm according to ASTM- C836.The performance of the coating should remain unaffected when tested for continuous exposure to UV rays in QUV weather meter. Each coating of BrushbondRFX will be 90 degree to each other. (Application will be done as per Manufacturer’s specification). Sprinkle fine aggregate immediately after the application of second coat. Cure the BrushbondRFX membrane for minimum 3 days as per normal curing practice. Consumption of Fosroc Brushbond RFX - (15Kg +5.088 Kg Pack) 12m2 -14m2 . Cement will be supplied by Client at free of cost but subjected to reconciliation. IV. Protective Plaster: The water proofing surface shall be protected with cement plaster of 12 mm (1:4) admixed with integral water proofing compound CONPLAST WL (The minimum dosage is 125ml and the maximum is 200ml per 50kgs of cement) . V. Neat Cement : Charges towards provide 4mm neat cement Punning (Cement consumption not more than 2.75kg/sqm) over Plastered surface using approved brand cement, all complete as per the specification and direction of Engineer-in-Charge. VI. Curing complete. Cement will be supplied by client but subjected to reconciliation | Sq.Ft. | 453.068 | 45 | Approved
SOUTHWINDS PROJECT LLP (PHASE - III & IV) | OVERHEAD PHASE - III & IV | Security Expenditure |  | WO/SP34/OP34/7 | NIS MANAGEMENT LIMITED | Security Guard | Providing Security Guard @12 hr duty basis at site BOQ Calculations: Total Days from 1st Jul' 2022 to 31st Dec'2022 = 184 days; Total Holidays = 7 nos. (as per holiday list 2022 attached) Total Working days = 184+7 = 191 days; Total Manpower = 2 no. Total duties = 2 X 191 = 382 duties. Calculation for 1 Additional manpower from Aug'2022: Total duties in Aug'2022 as actual = 20 days; Total days from Sep'2022 to Dec'2022 = 122 days; Total Holidays from Sep'2022 to Dec'2022 = 5 days; Total mandays for 1 extra manpower = 122+5 = 127 days; Total amended BOQ = 382+127 = 509 duties. | Duties | 527 | 674 | Approved
The Soul, Rajarhat | OVERHEADS | Security Expense |  | WO/HR01/OHES/61 | NIS MANAGEMENT LIMITED | Security Guard | Providing Security Guard @12 hr duty basis at site BOQ Calculations: Total Days from 1st Jul' 2022 to 31st Dec'2022 = 184 days; Total Holidays = 7 nos. (as per holiday list 2022 attached) Total Working days = 184+7 = 191 days; Total Manpower = 12 nos. Total duties = 12 X 191 = 2292 duties. Additional 2 nos. guard from 3rd Nov'2022 to 31st Dec,2022 Total Duty for additional 2 guard = 2 x 59 = 118 Total BOQ = 2292+118 = 2410 duties | Duties | 2410 | 674 | Approved
The Soul, Rajarhat | MARKETING | Housekeeping |  | WO/HR01/MKT01/135 | Secura Infra Services Pvt. Ltd. | Housekeeping boy @8.5 hr duty | Providing Housekeeping boy at Marketing office @8.5 hr duty basis BOQ Calculations: Total days from 1st Jul' 2022 to 31st Dec'2022 = 184 days; Total Holidays = 7 nos. Total Working days = 184+7 = 191 days; Total Manpower = 1 nos. Total duties = 1 X 191 = 191 duties | Duties | 191 | 474 | Approved
The Soul, Rajarhat | MARKETING | Housekeeping |  | WO/HR01/MKT01/135 | Secura Infra Services Pvt. Ltd. | Housekeeping @10 hr duty | Providing Housekeeping boy at Marketing office @10 hr duty basis BOQ Calculations: Total days from 1st Jul' 2022 to 31st Dec'2022 = 184 days; Total Holidays = 7 nos. Total Working days = 184+7 = 191 days; Total Manpower = 2 nos. Total duties = 2 X 191 = 382 duties | Duties | 382 | 572 | Approved
The Soul, Rajarhat | OVERHEADS | Housekeeping |  | WO/HR01/OHES/62 | Integrated Security Service | Office Boy | Providing Office Boy for Site Office @8.5 hr duty basis BOQ Calculations: Total days from 1st Jul' 2022 to 31st Dec'2022 = 184 days; Total Holidays = 7 nos. Total Working days = 184+7 = 191 days; Total Manpower = 1 nos. Total duties = 1 X 191 = 191 duties | Duties | 191 | 623 | Approved
The Soul, Rajarhat | OVERHEADS | Housekeeping |  | WO/HR01/OHES/63 | Integrated Intelligent Security Service | Office Boy at Night Shift | Providing Office Boy at Night Shift @8 hr duty basis Appx. 4 Nos. night shifts considered per month (May increase or decrease) Total night shift for 1 no. office boy = 4 x 6 = 24 Nos | Duties | 24 | 385 | Approved
The Soul, Rajarhat | BLOCK | HVAC Works |  | WO/HR01/BOK01/98 | MEHO HCP AIR SYSTEMS PVT. LTD. | Braided Drain Pipe | Braided Drain Pipe: 15.8 mm Dia | RMT | 2300 | 60 | Approved
Primarc Chambers | COMMON INFRASTRUCTURE | Boundary Wall |  | WO/PCH/PC04/16 | Madhuban International | Paint | Providing and applying of One coat Acrylic Primer followed by Texture (Honeycomb finish) and then two coats of Exterior Acrylic Emulsion Paint at External Surface of the Boundary Wall including all scaffolding ,lifting, of the material, loading unloading charges all complete as per direction of EIC . Brand: Asian Paints/AkzoNobel/Berger [LOCATION - BOUNDARY WALL -(RUDRAMANI SIDE)] | Sq.Ft. | 881 | 19.5 | Approved
SOUTHWINDS PROJECT LLP (PHASE - III & IV) | PRE-CONSTRUCTION PHASE - III & IV | Mechanical Equipment |  | WO/SP34/PC34/26 | Jaypee India Limited | Machines Health Check-Up | Service charges for Machine's Health check-up per visit per m/c as per direction of EIC | Nos | 3 | 5000 | Approved
The Ramdulari | PRE-CONSTRUCTION PHASE | Mechanical Equipment |  |  |  | Machines Health Check-Up | Service charges for Machine's Health check-up per visit per m/c as per direction of EIC | Nos |  |  | Draft
SOUTHWINDS PROJECT LLP (PHASE - III & IV) | PRE-CONSTRUCTION PHASE - III & IV | Site Office | Civil and Finishing Work of Site Office | WO/SP34/PC34/27 | BENGAL BEDDING HOUSE | Sofa Repairing work | Sofa Repairing work including all material & transportation charge . |  | 0 | 0 | Approved
SOUTHWINDS PROJECT LLP (PHASE - III & IV) | PRE-CONSTRUCTION PHASE - III & IV | Site Office | Civil and Finishing Work of Site Office | WO/SP34/PC34/27 | BENGAL BEDDING HOUSE | 3 seater sofa | 3 seater sofa | Nos | 1 | 10000 | Approved
SOUTHWINDS PROJECT LLP (PHASE - III & IV) | PRE-CONSTRUCTION PHASE - III & IV | Site Office | Civil and Finishing Work of Site Office | WO/SP34/PC34/27 | BENGAL BEDDING HOUSE | 2 seater sofa | 2 seater sofa | Nos | 3 | 8000 | Approved
The Ramdulari | BLOCK | Electrical | Internal Electrical | WO/RP/RP02/16 | DIAMOND PROJECTS | Electrical work | Supply & Labour charges/sq.ft. on plate area of total internal electrical work including supply of PVC MMS rigid conduit pipe, CI/18 SWG MS fan box, MS circular box for slab casting and wall conduiting including supply of Sand & cement, MS JB of approved make, MMS PVC rigid conduit of approved make for electrical riser , ELV Shaft, Lift Shaft & meter room work and Common area electrical work, Supply & Installation of lift shaft electrical work, Labour Charge for earthing of meter room & individual flat, Lift Shaft earthing, receiving and fixing of modular box, wire pulling, fixing of switch & socket, distribution boxes & MCB, main line wiring from individual DB to meter room, change over fixing and wiring from changeover to DG panel including dressing as required, TV & Telephone conduit & cable laying upto Ground Floor, Labour charge for Lift & Meter room earthing , common area, lift-lobby, staircase, carparking area conduiting & wiring including fixing of fixture as per drawing complete in all respect & as per annexure attach with the WO. (Area : G.F Floor to 26 th Lift Lobby and Staircase Floor Plate area details - 751 Sq. ft./Floor, excluding Ventilation Shaft & Cut out. | Sq.Ft. | 20277 | 32 | Approved
The Ramdulari | BLOCK | Electrical | Internal Electrical | WO/RP/RP02/16 | DIAMOND PROJECTS | Electrical work | Supply & Labour charges/sq.ft. on plate area of total internal electrical work including supply of PVC MMS rigid conduit pipe , CI/18 SWG MS fan box, MS circular box for slab casting and wall conduiting including supply of Sand & cement, MS JB of approved make, receiving and fixing of modular box, wire pulling, fixing of switch & socket, distribution boxes & MCB, main line wiring from meter room to DB, Laying of cable Tray, TV & Telephone conduit & cable laying , common area, lift-lobby, staircase, carparking area conduiting , Conduit laying and wiring for EV Car charging Point at basement, wiring including fixing of fixture as per drawing complete in all respect & as per annexure attach with the WO. (Area : Basement only), Plate area details - 27667 Sq. ft. including Lift well & Electrical/ELV Shaft but excluding Ventilation Shaft & Cut out. | Sq.Ft. | 27667 | 13 | Approved
The Soul, Rajarhat | BLOCK | Signages and Art Work | Signage Work | WO/HR01/BOK01/146 | INFOSIGN SYSTEMS PVT. LTD. | Sky Signage at the Soul | Sky Signage at the Soul: 100 mm raised imported Acrylic Chanellium letters pasted. Illumination will be from front only with branded LED Modules 1.5 watt (IP-67/ Waterproof) & adequate power supply. Letter will be fixed on the parapet wall. "PS GROUP" "PRIMARC" QTY: 02 Details as per Annexure-A | Lump Sum | 1 | 1050000 | Approved
The Soul, Rajarhat | BLOCK | Wood Work |  | WO/HR01/BOK01/147 | RAJ KUMAR FURNITURE WORKS | Internal Handel Fixing | Charges for Internal Handel Fixing | Nos | 64 | 65 | Approved
The Soul, Rajarhat | BLOCK | Wood Work |  | WO/HR01/BOK01/66 | M.R. Furniture | Internal Handel Fixing | Charges for Internal Handel Fixing | Nos | 168 | 65 | Approved
The Soul, Rajarhat | BLOCK | Wood Work |  | WO/HR01/BOK01/64 | RAJ KUMAR FURNITURE WORKS | Internal Handel Fixing | Charges for Internal Handel Fixing | Nos | 192 | 65 | Approved
The Soul, Rajarhat | BLOCK | Wood Work |  | WO/HR01/BOK01/65 | B. S. Furniture | Internal Handel Fixing | Charges for Internal Handel Fixing | Nos | 152 | 65 | Approved
The Soul, Rajarhat | BLOCK | Wood Work |  | WO/HR01/BOK01/147 | RAJ KUMAR FURNITURE WORKS | Misc. Charges | Charges for loading - unloading, transportation, hire charges for machinery as per direction of Engineer-in-Charge | Nos | 64 | 2 | Approved
The Soul, Rajarhat | BLOCK | Wood Work |  | WO/HR01/BOK01/66 | M.R. Furniture | Misc. Charges | Charges for loading - unloading, transportation, hire charges for machinery as per direction of Engineer-in-Charge | Nos | 168 | 2 | Approved
The Soul, Rajarhat | BLOCK | Wood Work |  | WO/HR01/BOK01/64 | RAJ KUMAR FURNITURE WORKS | Misc. Charges | Charges for loading - unloading, transportation, hire charges for machinery as per direction of Engineer-in-Charge | Nos | 192 | 2 | Approved
The Soul, Rajarhat | BLOCK | Wood Work |  | WO/HR01/BOK01/65 | B. S. Furniture | Misc. Charges | Charges for loading - unloading, transportation, hire charges for machinery as per direction of Engineer-in-Charge | Nos | 152 | 2 | Approved
The Soul, Rajarhat | BLOCK | Wood Work |  | WO/HR01/BOK01/147 | RAJ KUMAR FURNITURE WORKS | Rectification work | Additional Rectification work for Block-07 "I Design" Executed wood work |  | 0 | 0 | Approved
The Soul, Rajarhat | BLOCK | Wood Work |  | WO/HR01/BOK01/147 | RAJ KUMAR FURNITURE WORKS | Rectification work | Rectification work | Lump Sum | 1 | 18000 | Approved
The Soul, Rajarhat | BLOCK | Wood Work |  | WO/HR01/BOK01/147 | RAJ KUMAR FURNITURE WORKS | Misc. Charges | Charges for loading - unloading, transportation, hire charges for machinery as per direction of Engineer-in-Charge | Lump Sum | 1 | 720 | Approved
The Soul, Rajarhat | BASEMENT WITH PODIUM | Landscaping |  | WO/HR01/BP01/53 | WATCO INDIA | Fountain | Supply Installation Testing & Commissioning of Fountain LEGEND Area of the Upper Water Body : 16.5 M2 (approx.) Area of the Lower Water Body : 40 M2 (approx.) Depth of Upper Water Body : 75 MM (approx.) Depth of Lower Water Body : 300 MM (approx.) Volume of Upper Water body : 12 M3 (approx) Volume of Lower Water body : 2.5 M3 (approx) Combined Volume of Water body : 14.5 M3 (approx) Turn Over period : 04 Hour (approx) Flow Rate : 04 M3/ Hr (approx) Type of Water Effect : Water Tricking from Upper to Lower Water Body. Cascade/Space effect in the Water Body. |  | 0 | 0 | Approved
The Soul, Rajarhat | BASEMENT WITH PODIUM | Landscaping |  | WO/HR01/BP01/53 | WATCO INDIA | MECHANICAL EQUIPMENT FOR WATER FEATURE | MECHANICAL EQUIPMENT FOR WATER FEATURE 03 Nos. – High Pressure Pump. 14 Nos. – Cascade Nozzle/ Geyser Jet Nozzle 05 Nos. – Jet Nozzle 06 Nos. – Hollow Nozzle | Set | 1 | 145000 | Approved
The Soul, Rajarhat | BASEMENT WITH PODIUM | Landscaping |  | WO/HR01/BP01/53 | WATCO INDIA | FILTERATION SYSTEM | FILTERATION SYSTEM 01 Nos. - Re-circulating pump-sets with pre filter complete coupled to an electric motor for Re-circulating pool water, mounted on a common base plate with a pre Filter. Flow Rate : 04 M3 per hour at 10 Meter Head Make : Aqva 01 Nos. - Filtration Plant of FRP complete with filter media, internalpipingwith Multiport Valve Pressure gauge and Air Release Valve etc . Capacity : 04 M3 per houreach at 35 M3 per M2 Diameter of the Filter : 400/450 mm Dia Make : Aqva | Set | 1 | 25000 | Approved
The Soul, Rajarhat | BASEMENT WITH PODIUM | Landscaping |  | WO/HR01/BP01/53 | WATCO INDIA | LIGHT FOR WATERBODY | LIGHT FOR WATERBODY (i) 14 Nos. - Ring lights with Transformer / Controller. | Nos | 14 | 3000 | Approved
The Soul, Rajarhat | BASEMENT WITH PODIUM | Landscaping |  | WO/HR01/BP01/53 | WATCO INDIA | LIGHT FOR WATERBODY | LIGHT FOR WATERBODY (ii) 14 Nos. - Warm Water Light with Stand. | Nos | 14 | 3500 | Approved
The Soul, Rajarhat | BASEMENT WITH PODIUM | Landscaping |  | WO/HR01/BP01/53 | WATCO INDIA | CABLING OF UNDER WATER LIGHT | CABLING OF UNDER WATER LIGHT Electrical cabling from the individual Pool lights via. Step-down transformer the switch board. | Nos | 28 | 2000 | Approved
The Soul, Rajarhat | BASEMENT WITH PODIUM | Landscaping |  | WO/HR01/BP01/53 | WATCO INDIA | PLUMBING FOR WATER FEATURE | PLUMBING FOR WATER FEATURE One lot - P.V.C. pipe and valves, fittings etc complete for the following:- 1. Water body to Pump Suction. 2. Pump Suction to Header. 3. Header to Water Decent. | Job | 1 | 48000 | Approved
The Soul, Rajarhat | BASEMENT WITH PODIUM | Landscaping |  | WO/HR01/BP01/53 | WATCO INDIA | PLUMBING FOR RE-CIRCULATING SYSTEM | PLUMBING FOR RE-CIRCULATING SYSTEM One lot - P.V.C. pipe and valves, fittings etc complete for the following :- 1. Re-circulation system (from filter outlet to the pool inlets). 2. Interconnecting piping for pump. 3. Pump outlet commonheader to filter inlet. 4. Connection for overflow from Waterbody to Pump Suction. 5. Backwash drain line at plant room. | Job | 1 | 10000 | Approved
The Soul, Rajarhat | BASEMENT WITH PODIUM | Landscaping |  | WO/HR01/BP01/53 | WATCO INDIA | ELECTRICAL WORKS | ELECTRICAL WORKS The job includes the following work. a) 01 Lot - Providing electrical motor starter with ICTPN switches for Re-Circulating Pump-sets. b) 01 Job - Cabling from Pump sets to plant room. c) 01 Job - Cabling for Submersible Pump The client will require providing main supply to the plant room. Make : L & T /Havells/Pollycab | Job | 1 | 20000 | Approved
The Soul, Rajarhat | BASEMENT WITH PODIUM | Landscaping |  | WO/HR01/BP01/53 | WATCO INDIA | INSTALLATION& COMMISSIONING | INSTALLATION& COMMISSIONING 01 Job - Includes the following:- a) Providing details Mechanical Drawing. b) Placing neces sary Puddle Flanges before casting of the water body. c) Installation of the Mechanical equipment supplied by us. d) Commission of the equipment and the water body. e) Training our representative how to operate the pool for 4 to 5 days including cost of chemical. | Job | 1 | 5000 | Approved
The Soul, Rajarhat | BLOCK | Painting | Internal Painting | WO/HR01/BOK01/140 | B R C D ASSOCIATES | Ceiling Grinding & Touchup Putty at Lift Lobby | Ceiling Grinding & Touchup Putty at Lift Lobby: Additional Charges for Ceiling Grinding & Touchup Putty at Lift Lobby | Sq.Ft. | 26000 | 1 | Approved
The Soul, Rajarhat | COMMON INFRASTRUCTURE | Flooring Work | Gate and Security Room | WO/HR01/CIH01/85 | A.M. Enterprise | Tiles (1200X600) at External wall | Providing and Fixing charges of Tiles (1200X600) at External wall area of security room area with 8x8 mm groove with Adhesive (As Approved by Site) over a backing cement mortar (1:6) avg. 30mm (In Two layer i.e. backing & Finish) thick including all finishing & cleaning at any floor level as per drawing and direction of Engineer-In-Charge. Cement , Adhesive and Tiles shall be supplied by Client |  | 0 | 0 | Approved
The Soul, Rajarhat | COMMON INFRASTRUCTURE | Flooring Work | Gate and Security Room | WO/HR01/CIH01/85 | A.M. Enterprise | Backing Plaster | Backing cement mortar (1:6) avg. 30mm (In Two layer ) | Sq.Mtr. | 116 | 250 | Approved
The Soul, Rajarhat | COMMON INFRASTRUCTURE | Flooring Work | Gate and Security Room | WO/HR01/CIH01/85 | A.M. Enterprise | Wall Cladding | Wall Cladding | Sq.Ft. | 1248 | 25 | Approved
The Soul, Rajarhat | COMMON INFRASTRUCTURE | Flooring Work | Gate and Security Room | WO/HR01/CIH01/85 | A.M. Enterprise | Space Groove | Groove Making and Filling with cmentious grouting chemical | Rft | 1000 | 15 | Approved
The Soul, Rajarhat | COMMON INFRASTRUCTURE | Flooring Work | Gate and Security Room | WO/HR01/CIH01/85 | A.M. Enterprise | V Groove Making | V Groove making | Rft | 0 | 15 | Approved
The Soul, Rajarhat | OVERHEADS | Facility Management | Property Management (FM) | WO/HR01/OHES/64 | Right Facility Management & Services Pvt Ltd | Asst. Facility Manager (Tech.) | Providing 1 no. Asst. Facility Manager (Tech.) @6 days a week duty basis and as and when required. The rate is including 6% Management fees. | Months | 4.5 | 37243 | Approved
The Soul, Rajarhat | OVERHEADS | Facility Management | Property Management (FM) | WO/HR01/OHES/64 | Right Facility Management & Services Pvt Ltd | Help Desk | Providing 1 no. Help Desk Executive @9 hr X 6 days a week duty basis. The rate is including 6% Management fees. | Months | 3 | 18971 | Approved
The Soul, Rajarhat | OVERHEADS | Facility Management | Property Management (FM) |  |  | Club Executive | Providing 1 no. Club Executive @9 hr X 6 days a week duty basis. The rate is including 6% Management fees. | Months |  |  | Approved
The Soul, Rajarhat | OVERHEADS | Facility Management | Property Management (FM) |  |  | Accountant | Providing 1 no. Accountant @9 hr X 6 days a week duty basis. The rate is including 6% Management fees. | Months |  |  | Approved
The Soul, Rajarhat | OVERHEADS | Facility Management | MEP Maintenance (FM) | WO/HR01/OHES/65 | Right Facility Management & Services Pvt Ltd | Multi Skilled Technicians | Providing Multi Skilled Technicians @9 hr X 6 days a week basis. The rate is including 6% Management fees. BOQ Calculation: Total Manpower = 4 nos. (Shall be deployed periodically as per instructions) Months = 6 month Total BOQ = 4X6 = 24 months. | Months | 1 | 17911 | Approved
The Soul, Rajarhat | OVERHEADS | Facility Management | MEP Maintenance (FM) | WO/HR01/OHES/65 | Right Facility Management & Services Pvt Ltd | Plumber | Providing Plumber @9 hr X 6 days a week basis. The rate is including 6% Management fees. BOQ Calculation: Total Manpower = 3 nos. (Shall be deployed periodically as per instructions) Months = 6 month Total BOQ = 3X6 = 18 months. | Months | 3.5 | 15275 | Approved
The Soul, Rajarhat | OVERHEADS | Facility Management | Housekeeping Service (FM) | WO/HR01/OHES/67 | Right Facility Management & Services Pvt Ltd | Housekeeping Supervisor | Providing 1 no. Housekeeping Supervisor @9 hr X 6 days a week duty basis from 15th Oct'2022 to 31st Oct'2022. The Rate is including 6% Management Fees. BOQ is freezed at actual billed duty. There will be no more billing against this BOQ after 31st Oct'2022. | Months | 0.6 | 15135 | Approved
The Soul, Rajarhat | OVERHEADS | Facility Management | Housekeeping Service (FM) | WO/HR01/OHES/67 | Right Facility Management & Services Pvt Ltd | Housekeeping Staff | Providing Housekeeping staff @9 hr X Full month including reliever charges from 1st Sep'2022 to 31st Oct'2022. The rate is including 6% Management Fees. BOQ is amended as per actual billed quantity upto 31st Oct'2022. There will be no further billing against this BOQ after 31st Oct'2022. | Months | 9.7 | 13297 | Approved
The Soul, Rajarhat | OVERHEADS | Facility Management | Security Guard Service (FM) | WO/HR01/OHES/66 | Right Facility Management & Services Pvt Ltd | Security Supervisor | Providing Security Supervisor @12 hr X Full month including reliever charges. The rate is including 6% Management Fees. BOQ Calculation: Total Manpower = 2 nos. (Deployment shall be done periodically as per instruction.) Total Months = 6 months Total BOQ = 2 X 6 = 12 Months | Months | 2 | 20967 | Approved
The Soul, Rajarhat | OVERHEADS | Facility Management | Security Guard Service (FM) | WO/HR01/OHES/66 | Right Facility Management & Services Pvt Ltd | Security Guards | Providing Security Guards @12 hr X Full month including reliever charges. The rate is including 6% Management Fees. BOQ Calculation: Total Manpower = 24 nos. (Male Guard = 23 nos., Lady guard = 1 no. Deployment shall be done periodically as per instruction.) Total Months = 6 months Total BOQ = 24 X 6 = 144 Months | Months | 13 | 19085 | Approved
The Soul, Rajarhat | OVERHEADS | Facility Management | Horticulture (FM) | WO/HR01/OHES/68 | Right Facility Management & Services Pvt Ltd | Gardener | Providing Gardener @9 hr X 6 days a week basis. The rate is including 6% Management fees. BOQ Calculation: Total Manpower = 3 nos. (Shall be deployed periodically as per instructions) Months = 6 month Total BOQ = 3X6 = 18 months. | Months | 18 | 11808 | Approved
The Soul, Rajarhat | OVERHEADS | Facility Management | MEP Maintenance (FM) |  |  | Fire Operator | Providing 1 no. Fire Operator @9 hr X 6 days a week basis. The rate is including 6% Management fees. | Months |  |  | Approved
The Soul, Rajarhat | OVERHEADS | Facility Management | Amenities Service & Maintenance (FM) | WO/HR01/OHES/69 | Right Facility Management & Services Pvt Ltd | Gym Instructor | Providing 1 no.Gym Instructor @2 shift X 6 hr X 6 days a week basis. The rate is including 6% Management fees. | Months | 6 | 19001 | Approved
The Soul, Rajarhat | OVERHEADS | Facility Management | Amenities Service & Maintenance (FM) | WO/HR01/OHES/69 | Right Facility Management & Services Pvt Ltd | Swimming Pool Instructor | Providing 1 no. Swimming Pool Instructor @9 hr X 6 days a week basis. The rate is including 6% Management fees. | Months | 6 | 19001 | Approved
SOUTHWINDS PROJECT LLP (PHASE - III & IV) | FINISHING PHASE - III | POP/PUTTY Work |  | WO/SP34/FW34/3 | Buildon Plasters Private Limited | Gypsum & putty | Gypsum plaster (wall) & Gypsum-putty (Ceiling) application at Bl-11 (All Flat, Lobby & Staircase ) as per B.O.Q & direction of EIC |  | 0 | 0 | Amended & Approved
SOUTHWINDS PROJECT LLP (PHASE - III & IV) | FINISHING PHASE - III | POP/PUTTY Work |  | WO/SP34/FW34/3 | Buildon Plasters Private Limited | Ceiling | Charges for Providing and Applying Gypsum & putty with 5 mm - 6 mm thickness to the ceiling ( on concrete surface ) including lifting, Scaffolding, preparing the surface, necessary hacking , grinding etc. all complete at all level as per drawing and direction of Engineer-in-Charge. Brand of Gypsum: Buildon Gypsum Brand of Putty: Asian / Berger /JK/ Birla White | Sq.Ft. | 85036.219 | 10.5 | Approved
SOUTHWINDS PROJECT LLP (PHASE - III & IV) | FINISHING PHASE - III | POP/PUTTY Work |  | WO/SP34/FW34/3 | Buildon Plasters Private Limited | Wall | Supply and application of Gypsum Plaster on Surfaces between 10mm to 12mm thickness. Finish will be line, level and plumb on Surface including all lifting, Scaffolding, preparing the surface, necessary hacking , grinding , supply & application of fibre mesh etc. all complete at all level as per drawing and direction of Engineer-in-Charge. Brand of Gypsum: Buildon Gypsum | Sq.Ft. | 15719.662 | 28.5 | Approved
The Soul, Rajarhat | BASEMENT WITH PODIUM | Civil | Basement with Podium | WO/HR01/BP01/54 | SEKH ABDUL KALAM | Earth Cutting and Filling | Charges for Earth Cutting from designated place at ground level and Filling in Planter box at 2 nd & 3rd Floor level with all lead and lift, tools & tackles as per direction of EIC | Cum. | 735 | 700 | Approved
The Soul, Rajarhat | BASEMENT WITH PODIUM | Civil | Basement with Podium | WO/HR01/BP01/55 | Prophet Electromech Engineering | Earth Cutting and Filling | Charges for Earth Cutting from designated place at ground level and Filling in Planter box at 2 nd & 3rd Floor level with all lead and lift, tools & tackles as per direction of EIC | Cum. | 35 | 500 | Approved
The Soul, Rajarhat | BASEMENT WITH PODIUM | Civil | Basement with Podium | WO/HR01/BP01/54 | SEKH ABDUL KALAM | Loading Unloading | Charges for loading Unloading as per direction of EIC | Cum. | 735 | 42 | Approved
The Soul, Rajarhat | COMMON INFRASTRUCTURE | Landscaping | Softscape | WO/HR01/CIH01/86 | CENTRE FOR CONTEMPORARY COMMUNICATION | Green Verge 04 Block-IIIC | 200 Tree Plantation and 08 Months Maintenance (1000 Trees) Green Verge 04 Block-IIIC List of Trees with Number/ Height/ Girth to be submitted within one month of receive of WO. Avg. Height: 3-7 Feet | Lump Sum | 1 | 490909 | Approved
The Soul, Rajarhat | COMMON INFRASTRUCTURE | Landscaping | Softscape | WO/HR01/CIH01/87 | CENTRE FOR CONTEMPORARY COMMUNICATION | Green Verge 14 AA II | 1000 Tree Plantation and 11 Months Maintenance (1000 Trees) Green Verge 14 AA II List of Trees with Number/ Height/ Girth to be submitted within one month of receive of WO. Avg. Height: 3-5 Feet |  | 0 | 0 | Amended & Approved
The Soul, Rajarhat | COMMON INFRASTRUCTURE | Landscaping | Softscape | WO/HR01/CIH01/87 | CENTRE FOR CONTEMPORARY COMMUNICATION | 1000 Trees Plantation and 11 Months Maintenance | 1000 Trees Plantation and 11 Months Maintenance after completion of plantation | Lump Sum | 1 | 750000 | Approved
The Soul, Rajarhat | CLUB | Flooring Work |  | WO/HR01/CL07/22 | A.M. Enterprise | Protective cover on Floor Vitrified Tiles | Labour Charges for Protective cover on Floor Vitrified Tiles as per following specification: 1. Laying of (150 Micron) Plastic Sheet 2. Applying of 10-12 mm thick Commercial grade POP and removing/ Cleaning/ Stacking the debris at designated places at Ground Floor as per direction of EIC. This rates are included all lead and lift of material up to 3rd Floor level 150 micron Plastic sheet and Commercial Grade POP supplied by client but subjected to reconciliation. | Sq.Ft. | 3800 | 6 | Approved
The Soul, Rajarhat | CLUB | Interior Work |  | WO/HR01/CL07/23 | B.T. Automation Pvt. Ltd. | Projection Screen & Music System Installation at Miniplex and Other area | Projection Screen & Music System Installation at Mini plex and Other area |  | 0 | 0 | Amended & Approved
The Soul, Rajarhat | CLUB | Interior Work |  | WO/HR01/CL07/23 | B.T. Automation Pvt. Ltd. | MINIPLEX THEATRE - CINEMA AV SYSTEM | MINIPLEX THEATRE - CINEMA AV SYSTEM Project Intiation Installation Programming & Calibration Charges | Lump Sum | 1 | 48600 | Approved
The Soul, Rajarhat | CLUB | Interior Work |  | WO/HR01/CL07/23 | B.T. Automation Pvt. Ltd. | GYMNASIUM CAFETERIA INDOOR GAMES ROOM SWIMMING POOL DECKAMPHITHEATRE | GYMNASIUM CAFETERIA INDOOR GAMES ROOM SWIMMING POOL DECKAMPHITHEATRE Project Intiation Installation Programming & Calibration Charges | Lump Sum | 1 | 20543 | Approved
SOUTHWINDS PROJECT LLP (PHASE - III & IV) | OVERHEAD PHASE - III & IV | In-house labour |  | WO/SP34/OP34/8 | UNIVERSAL SERVICE | Supply of Unskilled Labour (Working Hour 12 H/Day including lunch) | Supply of Unskilled Labour for month of Sept, Oct and Nov, 2022 |  | 0 | 0 | Approved
SOUTHWINDS PROJECT LLP (PHASE - III & IV) | OVERHEAD PHASE - III & IV | In-house labour |  | WO/SP34/OP34/8 | UNIVERSAL SERVICE | For Month Sept, 2022 | Charges for daily unskilled labour as per direction of EIC. Period in the month of September, 2022. (Duty Hours : 12H including 1 H Lunch) | Nos | 143 | 475 | Approved
SOUTHWINDS PROJECT LLP (PHASE - III & IV) | OVERHEAD PHASE - III & IV | In-house labour |  | WO/SP34/OP34/8 | UNIVERSAL SERVICE | For Month Oct, 2022 | Charges for daily unskilled labour as per direction of EIC. Period in the month of Oct, 2022. (Duty Hours : 12H including 1H Lunch) | Nos | 150 | 475 | Approved
SOUTHWINDS PROJECT LLP (PHASE - III & IV) | OVERHEAD PHASE - III & IV | In-house labour |  | WO/SP34/OP34/8 | UNIVERSAL SERVICE | For Month Nov, 2022 | Charges for daily unskilled labour as per direction of EIC. Period in the month of Nov, 2022.(Duty Hours : 12H including 1H Lunch) | Nos | 148 | 475 | Approved
The Soul, Rajarhat | BASEMENT WITH PODIUM | Painting |  | WO/HR01/BP01/32 | GAZI PAINTS PRIVATE LIMITED | MS Surface Paint at Basement to Podium | MS Surface Paint at Basement to Podium Brand (Red Oxide primer and Satin Enamel): Berger/ ICI/ Asian Brand (Red Led Primer): Murarka |  | 0 | 0 | Approved
The Soul, Rajarhat | BASEMENT WITH PODIUM | Painting |  | WO/HR01/BP01/32 | GAZI PAINTS PRIVATE LIMITED | Stair | Satin Enamel Paint (MAT Finish): Providing and applying of one coat red oxide primer with two coats of Satin enamel paint (MAT Finish) including scraping, sand papering with all finishing work (MAT finish) as per drawing & direction of Engineer-in-Charge. Note: Material shall be applied after approval of Engineer-in-Charge Location: Stair | Sq.Ft. | 825 | 10 | Approved
The Soul, Rajarhat | BASEMENT WITH PODIUM | Painting |  | WO/HR01/BP01/32 | GAZI PAINTS PRIVATE LIMITED | 1st Floor Railing | Satin Enamel Paint (MAT Finish): Providing and applying of one coat red oxide primer with two coats of Satin enamel paint (MAT Finish) including scraping, sand papering with all finishing work (MAT finish) as per drawing & direction of Engineer-in-Charge. Note: Material shall be applied after approval of Engineer-in-Charge Location: 1st Floor Parking Railing | Sq.Ft. | 5498 | 10 | Approved
The Soul, Rajarhat | BASEMENT WITH PODIUM | Painting |  | WO/HR01/BP01/32 | GAZI PAINTS PRIVATE LIMITED | Pergola | Satin Enamel Paint (MAT Finish): Providing and applying of one coat red Led primer with two coats of Satin enamel paint (MAT Finish) at horizontal and Vertical member of pergola including scraping, sand papering with all finishing work (MAT finish) as per drawing & direction of Engineer-in-Charge. Note: Material shall be applied after approval of Engineer-in-Charge Location: Pergola Mode of measurement: Plan Area of Pergola | Sq.Ft. | 3101 | 12 | Approved
The Soul, Rajarhat | CLUB | Interior Work |  | WO/HR01/CL07/14 | ATEE ENTERPRISES | Paint | Providing and applying 2 mm Putty, sand papering, two coats primer and two coats of plastic emulsion (Acrylic Emulsion) paint of approved colour code with tools & tackles all complete at all levels as per direction of EIC Putty: Berger Paint: Asian/ ICI/ Berger Scaffolding under contractor scope | Sq.Ft. | 1550 | 17 | Approved
The Soul, Rajarhat | BASEMENT WITH PODIUM | Landscaping |  | WO/HR01/BP01/47 | A.M. Enterprise | Granite Gratings Making & Fixing | Charges for Gratings making and fixing with 30 mm Granite Slab Cutting (600 mm X 350 mm) as per approved design (Hole Making 20-25 mm 12 Nos and 20-25 mm width line cutting) placing the same over 50 mm Granite patty on both side of drain over the bed of cement mortar (1:4) and adhesive including the cost of granite patty making, finishing, cleaning all complete at all levels with all tools & tackles as per drawing and direction of EIC Location: 3rd Floor Swimming Pool Drain Cover Only Granite, Cement and Adhesive will be supplied by client but subjected to re conciliation | Nos | 131 | 1250 | Approved
The Soul, Rajarhat | COMMON INFRASTRUCTURE | Grill / Steel Work |  | WO/HR01/CIH01/77 | PROTECH ENGINEERS | Electrical Junction Pit Cover | Supply, Fabrication, & Erection of MS Cover for Electrical Junction Pit made by ISA 110X110X10/ As approved and ISMC 100X50X5 etc. complete including one coat of red-lead primer, transportation, lead and lifting as per drawing and direction of EIC | Kg | 3300 | 95 | Approved
The Ramdulari | BLOCK | Civil | Sub & Super Structure Work | WO/RP/RP02/17 | Sundri Logistics | Hiring charges for travelling from the following departure to arrival of TATA 407 including all consumeable material and all work complete as per diretion engineer in-charge. | Hiring charges for travelling from the following departure to arrival of TATA 407 including all consumable material and all work complete as per direction engineer in-charge. |  | 0 | 0 | Approved
The Ramdulari | BLOCK | Civil | Sub & Super Structure Work | WO/RP/RP02/17 | Sundri Logistics | Dankuni ware house - RDP | From Dankuni ware house to RDP Site at 13/1 Ballygaunge park,kol-19 | Nos. | 6 | 3200 | Approved
The Ramdulari | BLOCK | Civil | Sub & Super Structure Work | WO/RP/RP02/17 | Sundri Logistics | Dankuni ware house- Navkaar Via kalur more | From Dankuni ware house to Navkaar factory via Kalur more,Rajarhat | Nos. | 5 | 2800 | Approved
The Ramdulari | BLOCK | Civil | Sub & Super Structure Work | WO/RP/RP02/17 | Sundri Logistics | Dankuni ware house - Navaar - RDP | From Dankuni wire house to navakaar factory and factory to RDP Site | Nos. | 2 | 4000 | Approved
The Ramdulari | BLOCK | Civil | Sub & Super Structure Work |  |  | Hiring charges for travelling from the the following departure to arrival of Infra V-30 including all consumeable material and all work complete as per diretion engineer in-charge. | Hiring charges for travelling from the following departure to arrival of Infra V-30 including all consumable material and all work complete as per direction engineer in-charge. |  |  |  | Amended & Draft
The Ramdulari | BLOCK | Civil | Sub & Super Structure Work |  |  | Dankuni Warehouse - Navkaar via kalur more | From Dankuni warehouse to Navkaar Factory via Kalur more, Rajarhat | Mtrs. |  |  | Approved
The Soul, Rajarhat | BLOCK | False Celling |  | WO/HR01/BOK01/122 | B. S. Furniture | Balcony HVAC Boxing | Providing and Fixing Charges of Boxing of (3"X9"X3") of avg. height of 9.5 Feet made with 8mm External Cement Fiber Board ((Type- A as per IS 14862), over framework comprising of rolled galvanized metal sections consisting of Perimeter Channel, Intermediate channel (As per requirement/ Min 500 c/c distance) all complete at all level asper direction of EIC | Nos | 32 | 1950 | Approved
The Soul, Rajarhat | BLOCK | False Celling |  | WO/HR01/BOK01/122 | B. S. Furniture | Balcony HVAC Boxing | Providing and Fixing Charges of Boxing of (3"X10"X3") of avg. height of 9.5 Feet made with 8mm External Cement Fiber Board ((Type- A as per IS 14862), over framework comprising of rolled galvanized metal sections consisting of Perimeter Channel, Intermediate channel (As per requirement/ Min 500 c/c distance) all complete at all level asper direction of EIC | Nos | 16 | 1970 | Approved
The Soul, Rajarhat | BASEMENT WITH PODIUM | Painting |  | WO/HR01/BP01/56 | ESSARCON | Bay Marking & Numbering | Bay Marking & Numbering |  | 0 | 0 | Approved
The Soul, Rajarhat | BASEMENT WITH PODIUM | Painting |  | WO/HR01/BP01/56 | ESSARCON | Bay Marking | Providing and applying two coats of approved brand and colour Epoxy-Polyurethane Paint ( ShaliFloor SL 3EPU) over one coat of Epoxy Primer (ShaliPrime 2E) for making the car parking with 75 mm width of car parking line maintaing for every car parking area etc. all complete as per direction of EIC. | RMT | 2706 | 88 | Approved
The Soul, Rajarhat | BASEMENT WITH PODIUM | Painting |  | WO/HR01/BP01/56 | ESSARCON | Numbering | Providing and applying of one coat of Epoxy primer (ShaliPrime 2E) and two coats of Epoxy Polyurethane Paint (ShaliFloor SL 3EPU) finish including scrubbing for making of car parking numbering at car parking area as per drawing & direction of Engineer-in-Charge Height of Letter: 250 mm Width: 50 mm/ As Approved Mode of Measurement: Per Number or Letter NB: Specia character if any, to be done by contractor but will not pay extra | Nos | 2733 | 42 | Approved
The Soul, Rajarhat | BLOCK | Painting | Internal Painting | WO/HR01/BOK01/149 | ESSARCON | Bay Marking & Numbering | Bay Marking & Numbering |  | 0 | 0 | Approved
The Soul, Rajarhat | BLOCK | Painting | Internal Painting | WO/HR01/BOK01/149 | ESSARCON | Bay Marking | Providing and applying two coats of approved brand and colour Epoxy-Polyurethane Paint ( ShaliFloor SL 3EPU) over one coat of Epoxy Primer (ShaliPrime 2E) for making the car parking with 75 mm width of car parking line maintaing for every car parking area etc. all complete as per direction of EIC. | RMT | 510 | 88 | Approved
The Soul, Rajarhat | BLOCK | Painting | Internal Painting | WO/HR01/BOK01/149 | ESSARCON | Numbering | Providing and applying of one coat of Epoxy primer (ShaliPrime 2E) and two coats of Epoxy Polyurethane Paint (ShaliFloor SL 3EPU) finish including scrubbing for making of car parking numbering at car parking area as per drawing & direction of Engineer-in-Charge Height of Letter: 250 mm Width: 50 mm/ As Approved Mode of Measurement: Per Number or Letter NB: Specia character if any, to be done by contractor but will not pay extra | Nos | 723 | 42 | Approved
CHANDANNAGAR COMMERCIAL | MAIN TOWER | Civil | Sub & Super Structure Work | WO/GC01/GC01/2 | Arsh Realcon | Earth cutting up to 1.5 mtr | All Charges for doing excavation in required profile in all type of soils in dry and wet condition for foundation or any other foundation of the proposed structure as per drawings or direction EIC including dismantling of foundation (if any) made with brick, PCC, RCC, dressing of side, bottom, ramming of bottom, dewatering, shoring, strutting, diverting underground sewer line, water line, electrical line (if any) barricading the area providing caution board maintaining required slopes including all labour, materials, machinery, tools & tackles for all lead & lift as per drawing and direction of Engineer-in-Charge. a) Depth up to 1.5m | cum | 660 | 204 | Amended & Approved
CHANDANNAGAR COMMERCIAL | MAIN TOWER | Civil | Sub & Super Structure Work | WO/GC01/GC01/2 | Arsh Realcon | Earth Excavation from 1.5 mtr to 3 mtr | All Charges for doing excavation in required profile in all type of soils in dry and wet condition for foundation or any other foundation of the proposed structure as per drawings or direction EIC including dismantling of foundation (if any) made with brick, PCC, RCC, dressing of side, bottom, ramming of bottom, dewatering, shoring, strutting, diverting underground sewer line, water line, electrical line (if any) barricading the area providing caution board maintaining required slopes including all labour, materials, machinery, tools & tackles for all lead & lift as per drawing and direction of Engineer-in-Charge. b) Depth 1.5m to 3.0m | cum | 280 | 272 | Approved
CHANDANNAGAR COMMERCIAL | MAIN TOWER | Civil | Sub & Super Structure Work | WO/GC01/GC01/2 | Arsh Realcon | Earth Excavation from 3 mtr to 4.5 mtr | All Charges for doing excavation in required profile in all type of soils in dry and wet condition for foundation or any other foundation of the proposed structure as per drawings or direction EIC including dismantling of foundation (if any) made with brick, PCC, RCC, dressing of side, bottom, ramming of bottom, dewatering, shoring, strutting, diverting underground sewer line, water line, electrical line (if any) barricading the area providing caution board maintaining required slopes including all labour, materials, machinery, tools & tackles for all lead & lift as per drawing and direction of Engineer-in-Charge. c) Depth 3.0m to 4.5m | cum | 0 | 310 | Approved
CHANDANNAGAR COMMERCIAL | MAIN TOWER | Civil | Sub & Super Structure Work | WO/GC01/GC01/2 | Arsh Realcon | backfilling work | All Charges for doing backfilling of excavated pit, trench etc. with excavated earth in layer not exceeding 150mm in depth including watering, ramming, compaction and transportation of sand, all labour, materials, machinery, tools & tackles etc. for all lead & lift as per drawing and direction of Engineer-in-Charge. | cum | 660 | 155 | Approved
CHANDANNAGAR COMMERCIAL | MAIN TOWER | Civil | Sub & Super Structure Work | WO/GC01/GC01/2 | Arsh Realcon | P.C.C -1:3:6 | All Charges for providing, mixing & laying 1:3:6 plain cement concrete (PCC) of required thickness below footings, rafts and also Grade slab, Toilet Drop slab filling & Parapet top as specified in the drawing at any level using 20 mm nominal size well-graded approved quality aggregate including vibrating / compacting, scaffolding as required establishing dewatering system by pumping / bailing out water, cleaning, preparing surfaces, junctions etc. including shuttering, curing complete as per direction of Engineer-in-Charge and technical specification. (Cement would be supplied by client but subjected to reconciliation) | cum | 63.465 | 5044 | Approved
CHANDANNAGAR COMMERCIAL | MAIN TOWER | Civil |  |  |  | Centering and Shuttering | All Charges for providing, fabricating, erecting and fixing in position plained timber, plywood centering and shuttering true to line and level, including steel propping, staging, shuttering removal, applying shuttering oil, including required bracing, chamfering corners (of exposed edges) of beams, columns, walls etc. complete as per drawing and direction of Engineer-in-Charge. Rate shall also include removal and dismantling the aforesaid assembly after specified period complete at all depths and leads for all items, all profile and both sub & superstructure level all complete. | Sq.Mtr. |  |  | Approved
CHANDANNAGAR COMMERCIAL | MAIN TOWER | Civil | Sub & Super Structure Work | WO/GC01/GC01/2 | Arsh Realcon | concreting | All Charges for providing, mixing & laying M25 grade reinforced cement concrete (excluding cost of shuttering & reinforcement) for all leads and for all items e.g. columns, beams, slabs, lintels, staircase, foundation, etc. of all profile coming from both sub & superstructure at all level using 20 mm nominal size & down graded good quality aggregate as per design mix approved by PMC/Consultant/EIC including vibrating/compacting, curing, scaffolding as required establishing dewatering system by pumping / bailing out water, cleaning, preparing surfaces, junctions etc. including curing complete as per drawing and direction of Engineer-in-Charge. Cement concrete should have an ultimate crushing strength of not less than 250 Kg/sq.cm for Grade M25 on 15cm X 15cm X 15cm cube at 28 days and source of concrete will be Site Mix. Special conditions:- Rates are quoted for all levels & heights. (Cement would be supplied by client but subjected to reconciliation) | cum | 430 | 5723 | Approved
CHANDANNAGAR COMMERCIAL | MAIN TOWER | Civil | Sub & Super Structure Work | WO/GC01/GC01/2 | Arsh Realcon | Reinforcement steel | All Charges for fixing steel reinforcement (Tor Steel as per IS-1786, Fe 500) for RCC work including transporting, decoiling, straightening, removing loose rust, cutting, bending and placing for all profile and for all lead & lift at both sub & superstructure level and binding with 18 gauge annealed wire as per drawing and direction of Engineer-in-Charge. Payment of steel shall be made as per drawing and approved bar bending schedule with permissible laps and paid on the basis of the sectional weights of bar as per relevant I.S. Code. The rate shall include cost of binding wire, chairs, spacers, pins, cover blocks which will not be measured separately for payment. (Reinforcement would be supplied by the employer free of cost, but subjected to reconciliation). | MT | 53.525 | 9215 | Approved
CHANDANNAGAR COMMERCIAL | MAIN TOWER | Civil | Sub & Super Structure Work | WO/GC01/GC01/2 | Arsh Realcon | 250 thk. brick wall | All Charges for providing and laying 250mm thick brick masonry with clay bricks in cement mortar 1:6 adequately soaked in water before use etc., for foundation to plinth level including the cost of all labour, tools, tackles, scaffolding, curing etc. complete as per direction of Engineer-in-Charge and technical specification. (Cement would be supplied by the employer free of cost, but subjected to reconciliation). | cum | 48 | 6305 | Approved
CHANDANNAGAR COMMERCIAL | MAIN TOWER | Civil | Sub & Super Structure Work | WO/GC01/GC01/2 | Arsh Realcon | Silver sand filling | All Charges for providing and filling silver sand at foundation plinth level in layer not exceeding 150mm in depth including watering, ramming, compacting, consolidating in deposited layer to achieve 95% Proctor Density and transportation of soil, all labour, materials, machinery, tools & tackles etc. for all lead & lift to the entire satisfaction of Engineer-in-Charge. | cum | 52.5 | 1795 | Approved
CHANDANNAGAR COMMERCIAL | MAIN TOWER | Civil | Sub & Super Structure Work | WO/GC01/GC01/2 | Arsh Realcon | BFS | All Charges for providing and laying single brick flat soling using clay bricks (2nd class) below Grade slab at Plinth level including ramming dressing and bringing to proper level and filling joints with sand including all labour, tools and plants etc. complete as per specification, drawing and as per direction of Engineer-in-Charge. Below Grade slab | Sq.Mtr. | 729.5 | 412 | Approved
CHANDANNAGAR COMMERCIAL | MAIN TOWER | Civil | Sub & Super Structure Work | WO/GC01/GC01/2 | Arsh Realcon | Polythene sheet laying | All Charges for providing and laying 80 micron Polythene Sheet over damp proof course or below flooring or in foundation or in foundation trenches as per drawing and direction of Engineer-in-Charge | Sq.Mtr. | 350 | 53 | Approved
CHANDANNAGAR COMMERCIAL | MAIN TOWER | Civil | Sub & Super Structure Work | WO/GC01/GC01/2 | Arsh Realcon | 200 thk. Fly ash Brick work | All Charges for providing and laying 200mm thick Fly Ash brick masonry with mortar 1:6 adequately soaked in water before use etc., at any level including the cost of all labour, tools, tackles, scaffolding, curing etc. complete as per drawing & direction of Engineer-in-Charge and technical specification. (Cement would be supplied by the employer free of cost, but subjected to reconciliation). | cum | 0 | 6111 | Approved
CHANDANNAGAR COMMERCIAL | MAIN TOWER | Civil | Sub & Super Structure Work | WO/GC01/GC01/2 | Arsh Realcon | 100 thk. fly Ash brick work | All Charges for providing and laying 100mm thick Fly Ash brick masonry with mortar 1:4 adequately soaked in water before use etc., at any level including the cost of all labour, tools, tackles, scaffolding, curing etc. complete as per drawing & direction of Engineer-in-Charge and technical specification. (Cement would be supplied by the employer free of cost, but subjected to reconciliation). | Sq.Mtr. | 0 | 873 | Approved
CHANDANNAGAR COMMERCIAL | MAIN TOWER | Civil | Sub & Super Structure Work | WO/GC01/GC01/2 | Arsh Realcon | Internal wall plaster | All Charges for providing and applying plaster (to internal wall) of 12-15mm.thick with sand cement mortar (6 parts sand : 1 part cement) including rounding off or chamfering corners as directed and raking out joints or roughening of concrete surface including threading nosing and drip course where necessary including steel scaffolding, curing, complete as per drawing, specification and direction of Engineer-in-Charge. (Cement would be supplied by the employer free of cost, but subjected to reconciliation) | Sq.Mtr. | 1075 | 223 | Approved
CHANDANNAGAR COMMERCIAL | MAIN TOWER | Civil | Sub & Super Structure Work | WO/GC01/GC01/2 | Arsh Realcon | Ceiling plaster | All Charges for providing and applying plaster (to ceiling) of 6-10mm. thick with sand cement mortar (4 parts sand : 1 part cement) sand and cement mortar including rounding off or chamfering corners as directed and raking out joints or roughening of concrete surface, curing, complete as per drawing, specification and direction of Engineer-in-Charge. (Cement would be supplied by the employer free of cost, but subjected to reconciliation) | Sq.Mtr. | 194 | 213 | Approved
CHANDANNAGAR COMMERCIAL | MAIN TOWER | Civil | Sub & Super Structure Work | WO/GC01/GC01/2 | Arsh Realcon | External wall plaster | All Charges for providing and applying plaster (to external wall) of 20mm. thick (12mm +8mm) with sand cement mortar (6 parts sand : 1 part cement) including rounding off or chamfering corners as directed and raking out joints or roughening of concrete surface, including threading nosing and drip course where necessary including steel scaffolding, curing, complete as per drawing, specification and direction of Engineer-in-Charge. (Cement & Recron to be provided by Employer but subject to reconciliation) | Sq.Mtr. | 980.1 | 369 | Approved
CHANDANNAGAR COMMERCIAL | MAIN TOWER | Civil | Sub & Super Structure Work | WO/GC01/GC01/2 | Arsh Realcon | chicken wire mesh | All Charges for providing and fixing of Fiber Wire Mesh at concrete and brickwork joint before applying inside plaster and or outside plaster as per the direction of EIC, at any floor and level as per drawing and direction of Engineer-in-Charge | RMT | 1200 | 49 | Approved
CHANDANNAGAR COMMERCIAL | MAIN TOWER | Civil | Sub & Super Structure Work | WO/GC01/GC01/2 | Arsh Realcon | H.B Netting | All Charges for providing and fixing of approved H.B netting in every 3rd layers in 125 mm thick brick work at any floor and level as per drawing and direction of Engineer-in-Charge. | Sq.Mtr. | 0 | 39 | Approved
CHANDANNAGAR COMMERCIAL | MAIN TOWER | Civil | Sub & Super Structure Work | WO/GC01/GC01/2 | Arsh Realcon | 40 thk. Damp Proof | All Charges laying of folowing item- (i) 40mm thick Damp proof course at Plinth level with cement concrete 1:2:4 (1 Cement:2 Coarse sand : 4 graded stone aggregate) using 12.5 mm nominal size well-graded approved quality aggregate including compacting, scaffolding ,shuttering, curing all complete. (ii) providing and mixing waterproofing material in cement concrete work in doses by weight of cement as per manufacturer's specification etc. all complete as per direction of Engineer-in-Charge and technical specification. (Only Cement would be supplied by client but subjected to reconciliation) | Sq.Mtr. | 15 | 582 | Approved
CHANDANNAGAR COMMERCIAL | MAIN TOWER | Civil | Sub & Super Structure Work | WO/GC01/GC01/2 | Arsh Realcon | Doo frame fixing | All Charges for Door frame fixing including supply & fixing by Ms hold fast /Anchor fastener/clamp adjacent to Brick surface including concrete grouting with at any Level as per drawing and direction of Engineer-in-charge. (Door frame to be supplied by employer, but subjected to reconciliation.) | Nos | 4 | 417 | Approved
CHANDANNAGAR COMMERCIAL | MAIN TOWER | Civil | Sub & Super Structure Work | WO/GC01/GC01/2 | Arsh Realcon | Rung ladder fixing | Labour charges for fixing of Rung ladder in proper line at any level with supply of all tool tackles & machineries as per drawing & direction of EIC | Nos | 40 | 243 | Approved
CHANDANNAGAR COMMERCIAL | MAIN TOWER | Civil | Sub & Super Structure Work | WO/GC01/GC01/2 | Arsh Realcon | puddle flange fixing | Labour charges for fixing of Puddle flange in proper line at any level with supply of all tool tackles & machineries as per drawing & direction of EIC | Nos | 12 | 485 | Approved
CHANDANNAGAR COMMERCIAL | MAIN TOWER | Civil | Sub & Super Structure Work | WO/GC01/GC01/2 | Arsh Realcon | Manhole cover fixing | Labour charges for fixing of manhole with proper line level as per direction of EIC | Nos | 6 | 485 | Approved
CHANDANNAGAR COMMERCIAL | MAIN TOWER | Civil | Sub & Super Structure Work | WO/GC01/GC01/2 | Arsh Realcon | Centering and Shuttering | All Charges for providing, fabricating, erecting and fixing in position plained timber, plywood centering and shuttering true to line and level, including steel propping, staging, shuttering removal, applying shuttering oil, including required bracing, chamfering corners (of exposed edges) of beams, columns, walls etc. complete as per drawing and direction of Engineer-in-Charge. Rate shall also include removal and dismantling the aforesaid assembly after specified period complete at all depths and leads for all items, all profile and both sub & superstructure level all complete. | Sq.Mtr. | 2400 | 524 | Approved
CHANDANNAGAR COMMERCIAL | MAIN TOWER | Civil | Sub & Super Structure Work | WO/GC01/GC01/2 | Arsh Realcon | Elevation Groove Line | All Charges for making Elevation Groove line including lifting & shifting in plaster surface at any floor and level as per drawing, specification and direction of EIC. | RMT | 0 | 78 | Approved
The Ramdulari | OVERHEAD | Pest Control |  | WO/RP/RP04/5 | Legend Sanicure Private Limited | Integrated Mosquito control | Charges for Integrated Mosquito Control Services (Larva & Adult): For Entire project area (Including Labor Hutment). i) Anti Larval Treatment (Pest Covered- Mosquito Larvae): Chemical to be used- a) Baytex (Fenthion), Dosage- 0.75 ml/Ltr b) Chlorpyriphos, Dosage- 5ml/Ltr c) Diesel, Dosage-RTU Application will be as per annexure (4 treatments to be done in a month) ii) Anti Adult Space Spray (Pest Covered- Adult Mosquitos): Chemical to be used- a) Biflex (Bifenthrin), Dosage- 5-10 ml/Ltr b) Chlorpyriphos, Dosage- 10ml/Ltr c) Deltamethrin Flow (2.5% SC), Dosage- 8ml/Ltr Application will be as per annexure (9 treatments to be done in a month) iii) Hot Fogging: Chemical to be used- a) Kingfog (Deltamethrin 1.25% ULV), Dosage- 2ml/Ltr b) Biflex (Bifenthrin), Dosage- 5ml/Ltr Application will be as per annexure (9 treatments to be done in a month) (Period: from Sept,2022 to Feb'2023) | Months | 6 | 7000 | Approved
The Soul, Rajarhat | BLOCK | POP/PUTTY Work |  | WO/HR01/BOK01/150 | GAZI PAINTS PRIVATE LIMITED | Putty Snagging | Putty Snagging |  | 0 | 0 | Approved
The Soul, Rajarhat | BLOCK | POP/PUTTY Work |  | WO/HR01/BOK01/150 | GAZI PAINTS PRIVATE LIMITED | Skilled | Supply of Skilled labour (Putty) Working Hours: 7 to 8 H | Nos | 756 | 650 | Approved
The Soul, Rajarhat | BLOCK | POP/PUTTY Work |  | WO/HR01/BOK01/150 | GAZI PAINTS PRIVATE LIMITED | Unskilled | Supply of Unskilled labour (Putty Helper) Working Hours: 7 to 8 H | Nos | 747 | 500 | Approved
The Soul, Rajarhat | BLOCK | POP/PUTTY Work |  | WO/HR01/BOK01/150 | GAZI PAINTS PRIVATE LIMITED | Putty | Supply of Putty of Approved make | Kg | 4625 | 20 | Approved
The Soul, Rajarhat | BLOCK | POP/PUTTY Work |  | WO/HR01/BOK01/150 | GAZI PAINTS PRIVATE LIMITED | POP | Supply of Plaster of Paris of Approved make | Kg | 0 | 12 | Approved
The Soul, Rajarhat | BLOCK | Electrical | DG Cost | WO/HR01/BOK01/151 | OLYMPIA ENGINEERING | Obtain the approval of 625 KVA D. G. Set | Obtain the approval of 625 KVA D. G. Set from Deputy Chief Electrical Inspector, West Bengal State Electricity Board, as per Indian Electricity rules 1957 | Nos | 1 | 25000 | Approved
SOUTHWINDS PROJECT LLP (PHASE - III & IV) | MEP PHASE - III | Permanent Power | Electrical | WO/SP34/MW34/15 | Avisikta | Installation including unloading from truck 11KV 630Amps Ring main unit | Installation including unloading from truck within 50 Mtrs, assembly at site of four panel non extensible 11KV 630Amps 4Way Ring main unit + ME comprising of two incoming isolators and two outgoing VCBs on existing foundation, supplying of grouting bolts, Testing with 25 KV high pressure testing kit and comissioning | Nos | 1 | 20000 | Approved
SOUTHWINDS PROJECT LLP (PHASE - III & IV) | MEP PHASE - IV | Permanent Power | Electrical | WO/SP34/MW4/13 | Avisikta | Installation including unloading from truck 11KV 630Amps Ring main unit | Installation including unloading from truck within 50 Mtrs, assembly at site of four panel non extensible 11KV 630Amps 4Way Ring main unit + ME comprising of two incoming isolators and two outgoing VCBs on existing foundation, supplying of grouting bolts, Testing with 25 KV high pressure testing kit and comissioning | Nos | 4 | 20000 | Approved
SOUTHWINDS PROJECT LLP (PHASE - III & IV) | MEP PHASE - IV | Permanent Power | Electrical | WO/SP34/MW4/13 | Avisikta | 11KV 630Amps 5Way Ring main unit | Installation including unloading from truck within 50 Mtrs, assembly at site of four panel non extensible 11KV 630Amps 5Way Ring main unit + ME comprising of two incoming isolators and two outgoing VCBs on existing foundation, supplying of grouting bolts, Testing with 25 KV high pressure testing kit and comissioning | Nos | 0 | 20000 | Approved
SOUTHWINDS PROJECT LLP (PHASE - III & IV) | MEP PHASE - III | Permanent Power | Electrical | WO/SP34/MW34/15 | Avisikta | 11KV 630Amps 5Way Ring main unit | Installation including unloading from truck within 50 Mtrs, assembly at site of four panel non extensible 11KV 630Amps 5Way Ring main unit + ME comprising of two incoming isolators and two outgoing VCBs on existing foundation, supplying of grouting bolts, Testing with 25 KV high pressure testing kit and comissioning | Nos | 0 |  | Approved
SOUTHWINDS PROJECT LLP (PHASE - III & IV) | MEP PHASE - III | Permanent Power | Electrical | WO/SP34/MW34/15 | Avisikta | 11KV / 433 Volts 630 KVA DYN 11 outdoor type ONAN cooled transformers | Installation including unloading from truck within 50 Mtrs, assembly at site if any first filling of oil of 11KV / 433 Volts 630 KVA DYN 11 outdoor type ONAN cooled transformers on existing foundation, supplying of base channels, stoppers and all related civil works, Testing with 25 KV high pressure testing kit, transformer oil test kit, Filtration of oil with streamline filter if required and comissioning | Nos | 2 | 20000 | Approved
SOUTHWINDS PROJECT LLP (PHASE - III & IV) | MEP PHASE - IV | Permanent Power | Electrical | WO/SP34/MW4/13 | Avisikta | 11KV / 433 Volts 630 KVA DYN 11 outdoor type ONAN cooled transformers | Installation including unloading from truck within 50 Mtrs, assembly at site if any first filling of oil of 11KV / 433 Volts 630 KVA DYN 11 outdoor type ONAN cooled transformers on existing foundation, supplying of base channels, stoppers and all related civil works, Testing with 25 KV high pressure testing kit, transformer oil test kit, Filtration of oil with streamline filter if required and comissioning | Nos | 5 | 20000 | Approved
SOUTHWINDS PROJECT LLP (PHASE - III & IV) | MEP PHASE - IV | Permanent Power | Electrical | WO/SP34/MW4/13 | Avisikta | 11KV / 433 Volts 160 KVA DYN 11 outdoor type ONAN cooled transformers | Installation including unloading from truck within 50 Mtrs, assembly at site if any first filling of oil of 11KV / 433 Volts 160 KVA DYN 11 outdoor type ONAN cooled transformers on existing foundation, supplying of base channels, stoppers and all related civil works, Testing with 25 KV high pressure testing kit, transformer oil test kit, Filtration of oil with streamline filter if required and comissioning | Nos. | 2 | 8000 | Approved
SOUTHWINDS PROJECT LLP (PHASE - III & IV) | MEP PHASE - III | Permanent Power | Electrical | WO/SP34/MW34/15 | Avisikta | 11KV / 433 Volts 160 KVA DYN 11 outdoor type ONAN cooled transformers | Installation including unloading from truck within 50 Mtrs, assembly at site if any first filling of oil of 11KV / 433 Volts 160 KVA DYN 11 outdoor type ONAN cooled transformers on existing foundation, supplying of base channels, stoppers and all related civil works, Testing with 25 KV high pressure testing kit, transformer oil test kit, Filtration of oil with streamline filter if required and comissioning | Nos. | 0 |  | Approved
SOUTHWINDS PROJECT LLP (PHASE - III & IV) | MEP PHASE - III | Permanent Power | Electrical | WO/SP34/MW34/15 | Avisikta | L.T. 6 way feeder pillar | Installation ,unloading from truck within 50 Mtrs of outdoor type IP 55 L.T. 6 way feeder pillar made out of 12 SWG CRCA sheet with powder coating after pretreatment in 10 Tank process with the following as per attached SLD including of supply of Base channel, Foundation bolts & nuts etc as required to complete in all respect required as per following type :-- Incoming 1000A 4 Pole Re-wireable SFU- 2 Nos; Outgoing 315 A TPN Kit Kat Fuse( 4 Sets). | Nos | 2 | 10000 | Approved
SOUTHWINDS PROJECT LLP (PHASE - III & IV) | MEP PHASE - IV | Permanent Power | Electrical | WO/SP34/MW4/13 | Avisikta | L.T. 6 way feeder pillar | Installation ,unloading from truck within 50 Mtrs of outdoor type IP 55 L.T. 6 way feeder pillar made out of 12 SWG CRCA sheet with powder coating after pretreatment in 10 Tank process with the following as per attached SLD including of supply of Base channel, Foundation bolts & nuts etc as required to complete in all respect required as per following type :-- Incoming 1000A 4 Pole Re-wireable SFU- 2 Nos; Outgoing 315 A TPN Kit Kat Fuse( 4 Sets). | Nos | 7 | 10000 | Approved
SOUTHWINDS PROJECT LLP (PHASE - III & IV) | MEP PHASE - IV | Permanent Power | Electrical | WO/SP34/MW4/13 | Avisikta | 3 core 300 sq mm XLPE | Receiving , unloading from truck within 50 mtrs ,Laying of 11KV grade 3 core 300 sq mm XLPE cable in readymade trench /duct as per standard cable laying procedure of WBSEDCL | mtrs | 701 | 300 | Approved
SOUTHWINDS PROJECT LLP (PHASE - III & IV) | MEP PHASE - III | Permanent Power | Electrical | WO/SP34/MW34/15 | Avisikta | 3 core 300 sq mm XLPE | Receiving , unloading from truck within 50 mtrs ,Laying of 11KV grade 3 core 300 sq mm XLPE cable in readymade trench /duct as per standard cable laying procedure of WBSEDCL | mtrs | 18 | 300 | Approved
SOUTHWINDS PROJECT LLP (PHASE - III & IV) | MEP PHASE - III | Permanent Power | Electrical | WO/SP34/MW34/15 | Avisikta | 3 core 185 sq mm XLPE | Receiving , unloading from truck within 50 mtrs ,Laying of 11KV grade 3 core 185 sq mm XLPE cable in readymade trench /duct as per standard cable laying procedure of WBSEDCL | mtrs | 27 | 275 | Approved
SOUTHWINDS PROJECT LLP (PHASE - III & IV) | MEP PHASE - IV | Permanent Power | Electrical | WO/SP34/MW4/13 | Avisikta | 3 core 185 sq mm XLPE | Receiving , unloading from truck within 50 mtrs ,Laying of 11KV grade 3 core 185 sq mm XLPE cable in readymade trench /duct as per standard cable laying procedure of WBSEDCL | mtrs | 83 | 275 | Approved
SOUTHWINDS PROJECT LLP (PHASE - III & IV) | MEP PHASE - IV | Permanent Power | Electrical | WO/SP34/MW4/13 | Avisikta | 3 core 95 sq mm XLPE | Receiving , unloading from truck within 50 mtrs ,Laying of 11KV grade 3 core 95 sq mm XLPE cable in readymade trench /duct as per standard cable laying procedure of WBSEDCL | mtrs | 50 | 200 | Approved
SOUTHWINDS PROJECT LLP (PHASE - III & IV) | MEP PHASE - III | Permanent Power | Electrical | WO/SP34/MW34/15 | Avisikta | 3 core 95 sq mm XLPE | Receiving , unloading from truck within 50 mtrs ,Laying of 11KV grade 3 core 95 sq mm XLPE cable in readymade trench /duct as per standard cable laying procedure of WBSEDCL | mtrs | 0 |  | Approved
SOUTHWINDS PROJECT LLP (PHASE - III & IV) | MEP PHASE - III | Permanent Power | Electrical | WO/SP34/MW34/15 | Avisikta | 3x 300 sq mm. | End termination of 11KV XLPE cable 3x 300 sq mm. including supply of all materials end termination kits, Dowell make sockets , crimping paste and all other accessories | Nos | 2 | 10000 | Approved
SOUTHWINDS PROJECT LLP (PHASE - III & IV) | MEP PHASE - IV | Permanent Power | Electrical | WO/SP34/MW4/13 | Avisikta | 3x 300 sq mm. | End termination of 11KV XLPE cable 3x 300 sq mm. including supply of all materials end termination kits, Dowell make sockets , crimping paste and all other accessories | Nos | 10 | 10000 | Approved
SOUTHWINDS PROJECT LLP (PHASE - III & IV) | MEP PHASE - IV | Permanent Power | Electrical | WO/SP34/MW4/13 | Avisikta | 3x 185 sq mm. | End termination of 11KV XLPE cable 3x 185 sq mm. including supply of all materials end termination kits, Dowell make sockets , crimping paste and all other accessories | Nos | 10 | 9000 | Approved
SOUTHWINDS PROJECT LLP (PHASE - III & IV) | MEP PHASE - III | Permanent Power | Electrical | WO/SP34/MW34/15 | Avisikta | 3x 185 sq mm. | End termination of 11KV XLPE cable 3x 185 sq mm. including supply of all materials end termination kits, Dowell make sockets , crimping paste and all other accessories | Nos | 4 | 9000 | Approved
SOUTHWINDS PROJECT LLP (PHASE - III & IV) | MEP PHASE - III | Permanent Power | Electrical | WO/SP34/MW34/15 | Avisikta | 3x 95 sq mm. | End termination of 11KV XLPE cable 3x 95 sq mm. including supply of all materials end termination kits, Dowell make sockets , crimping paste and all other accessories | Nos | 0 |  | Approved
SOUTHWINDS PROJECT LLP (PHASE - III & IV) | MEP PHASE - IV | Permanent Power | Electrical | WO/SP34/MW4/13 | Avisikta | 3x 95 sq mm. | End termination of 11KV XLPE cable 3x 95 sq mm. including supply of all materials end termination kits, Dowell make sockets , crimping paste and all other accessories | Nos | 4 | 8000 | Approved
SOUTHWINDS PROJECT LLP (PHASE - III & IV) | MEP PHASE - IV | Permanent Power | Electrical | WO/SP34/MW4/13 | Avisikta | 4 core 300 Sq mm | Receiving , unloading from truck within 50 mtrs , Laying of PVC/XLPE Insulated Aluminium conductor cables 1100 V grade of following sizes on cable tray/ wall / in Hume pipe/ readymade trench including supply of G.I.saddles/ fastners wherever required and all hardware 4 core 300 Sq mm | mtrs | 305 | 200 | Approved
SOUTHWINDS PROJECT LLP (PHASE - III & IV) | MEP PHASE - III | Permanent Power | Electrical | WO/SP34/MW34/15 | Avisikta | 4 core 300 Sq mm | Receiving , unloading from truck within 50 mtrs , Laying of PVC/XLPE Insulated Aluminium conductor cables 1100 V grade of following sizes on cable tray/ wall / in Hume pipe/ readymade trench including supply of G.I.saddles/ fastners wherever required and all hardware 4 core 300 Sq mm | mtrs | 111 | 200 | Approved
SOUTHWINDS PROJECT LLP (PHASE - III & IV) | MEP PHASE - III | Permanent Power | Electrical | WO/SP34/MW34/15 | Avisikta | 4 core 185 Sq mm | Receiving , unloading from truck within 50 mtrs , Laying of PVC/XLPE Insulated Aluminium conductor cables 1100 V grade of following sizes on cable tray/ wall / in Hume pipe/ readymade trench including supply of G.I.saddles/ fastners wherever required and all hardware 4 core 185 Sq mm | mtrs | 0 |  | Approved
SOUTHWINDS PROJECT LLP (PHASE - III & IV) | MEP PHASE - IV | Permanent Power | Electrical | WO/SP34/MW4/13 | Avisikta | 4 core 185 Sq mm | Receiving , unloading from truck within 50 mtrs , Laying of PVC/XLPE Insulated Aluminium conductor cables 1100 V grade of following sizes on cable tray/ wall / in Hume pipe/ readymade trench including supply of G.I.saddles/ fastners wherever required and all hardware 4 core 185 Sq mm | mtrs | 54 | 185 | Approved
SOUTHWINDS PROJECT LLP (PHASE - III & IV) | MEP PHASE - IV | Permanent Power | Electrical | WO/SP34/MW4/13 | Avisikta | 4 core 95 Sq mm | Receiving , unloading from truck within 50 mtrs , Laying of PVC/XLPE Insulated Aluminium conductor cables 1100 V grade of following sizes on cable tray/ wall / in Hume pipe/ readymade trench including supply of G.I.saddles/ fastners wherever required and all hardware 4 core 95 Sq mm | mtrs | 1534 | 150 | Approved
SOUTHWINDS PROJECT LLP (PHASE - III & IV) | MEP PHASE - III | Permanent Power | Electrical | WO/SP34/MW34/15 | Avisikta | 4 core 95 Sq mm | Receiving , unloading from truck within 50 mtrs , Laying of PVC/XLPE Insulated Aluminium conductor cables 1100 V grade of following sizes on cable tray/ wall / in Hume pipe/ readymade trench including supply of G.I.saddles/ fastners wherever required and all hardware 4 core 95 Sq mm | mtrs | 498 | 150 | Approved
SOUTHWINDS PROJECT LLP (PHASE - III & IV) | MEP PHASE - III | Permanent Power | Electrical | WO/SP34/MW34/15 | Avisikta | 4 core 50 Sq mm | Receiving , unloading from truck within 50 mtrs , Laying of PVC/XLPE Insulated Aluminium conductor cables 1100 V grade of following sizes on cable tray/ wall / in Hume pipe/ readymade trench including supply of G.I.saddles/ fastners wherever required and all hardware 4 core 50 Sq mm | mtrs | 1188 | 100 | Approved
SOUTHWINDS PROJECT LLP (PHASE - III & IV) | MEP PHASE - IV | Permanent Power | Electrical | WO/SP34/MW4/13 | Avisikta | 4 core 50 Sq mm | Receiving , unloading from truck within 50 mtrs , Laying of PVC/XLPE Insulated Aluminium conductor cables 1100 V grade of following sizes on cable tray/ wall / in Hume pipe/ readymade trench including supply of G.I.saddles/ fastners wherever required and all hardware 4 core 50 Sq mm | mtrs | 1949 | 100 | Approved
SOUTHWINDS PROJECT LLP (PHASE - III & IV) | MEP PHASE - IV | Permanent Power | Electrical | WO/SP34/MW4/13 | Avisikta | 4 core 300 Sq mm | End terminations for PVC/XLPE Insulated Aluminium conductorcables of following sizes including supply of nickel plated heavy duty single compression brass cable glands, Dowell's make heavy duty aluminium sockets, PVC tapes and all other accessories 4 core 300 Sq mm | Nos | 48 | 2200 | Approved
SOUTHWINDS PROJECT LLP (PHASE - III & IV) | MEP PHASE - III | Permanent Power | Electrical | WO/SP34/MW34/15 | Avisikta | 4 core 300 Sq mm | End terminations for PVC/XLPE Insulated Aluminium conductorcables of following sizes including supply of nickel plated heavy duty single compression brass cable glands, Dowell's make heavy duty aluminium sockets, PVC tapes and all other accessories 4 core 300 Sq mm | Nos | 20 | 2200 | Approved
SOUTHWINDS PROJECT LLP (PHASE - III & IV) | MEP PHASE - III | Permanent Power | Electrical | WO/SP34/MW34/15 | Avisikta | 4 core 185 Sq mm | End terminations for PVC/XLPE Insulated Aluminium conductorcables of following sizes including supply of nickel plated heavy duty single compression brass cable glands, Dowell's make heavy duty aluminium sockets, PVC tapes and all other accessories 4 core 185 Sq mm | Nos | 0 |  | Amended & Approved
SOUTHWINDS PROJECT LLP (PHASE - III & IV) | MEP PHASE - IV | Permanent Power | Electrical | WO/SP34/MW4/13 | Avisikta | 4 core 185 Sq mm | End terminations for PVC/XLPE Insulated Aluminium conductorcables of following sizes including supply of nickel plated heavy duty single compression brass cable glands, Dowell's make heavy duty aluminium sockets, PVC tapes and all other accessories 4 core 185 Sq mm | Nos | 6 | 1800 | Approved
SOUTHWINDS PROJECT LLP (PHASE - III & IV) | MEP PHASE - IV | Permanent Power | Electrical | WO/SP34/MW4/13 | Avisikta | 4 core 95 Sq mm | End terminations for PVC/XLPE Insulated Aluminium conductorcables of following sizes including supply of nickel plated heavy duty single compression brass cable glands, Dowell's make heavy duty aluminium sockets, PVC tapes and all other accessories 4 core 95 Sq mm | Nos | 60 | 1600 | Approved
SOUTHWINDS PROJECT LLP (PHASE - III & IV) | MEP PHASE - III | Permanent Power | Electrical | WO/SP34/MW34/15 | Avisikta | 4 core 95 Sq mm | End terminations for PVC/XLPE Insulated Aluminium conductorcables of following sizes including supply of nickel plated heavy duty single compression brass cable glands, Dowell's make heavy duty aluminium sockets, PVC tapes and all other accessories 4 core 95 Sq mm | Nos | 8 | 1600 | Approved
SOUTHWINDS PROJECT LLP (PHASE - III & IV) | MEP PHASE - III | Permanent Power | Electrical | WO/SP34/MW34/15 | Avisikta | 4 core 50 Sq mm | End terminations for PVC/XLPE Insulated Aluminium conductorcables of following sizes including supply of nickel plated heavy duty single compression brass cable glands, Dowell's make heavy duty aluminium sockets, PVC tapes and all other accessories 4 core 50 Sq mm | Nos | 20 | 800 | Approved
SOUTHWINDS PROJECT LLP (PHASE - III & IV) | MEP PHASE - IV | Permanent Power | Electrical | WO/SP34/MW4/13 | Avisikta | 4 core 50 Sq mm | End terminations for PVC/XLPE Insulated Aluminium conductorcables of following sizes including supply of nickel plated heavy duty single compression brass cable glands, Dowell's make heavy duty aluminium sockets, PVC tapes and all other accessories 4 core 50 Sq mm | Nos | 52 | 800 | Approved
SOUTHWINDS PROJECT LLP (PHASE - III & IV) | MEP PHASE - IV | Permanent Power | Electrical | WO/SP34/MW4/13 | Avisikta | 3 core 300 Sq mm | Straight Through joint for 3 core 11 KV cables of following sizes including supply of all materials straight through Jointing kit,heavy duty AL. sockets, crimping paste, PVC tapes and all other accessories 3 core 300 Sq mm | Nos | 0 | 12000 | Approved
SOUTHWINDS PROJECT LLP (PHASE - III & IV) | MEP PHASE - III | Permanent Power | Electrical | WO/SP34/MW34/15 | Avisikta | 3 core 300 Sq mm | Straight Through joint for 3 core 11 KV cables of following sizes including supply of all materials straight through Jointing kit,heavy duty AL. sockets, crimping paste, PVC tapes and all other accessories 3 core 300 Sq mm | Nos | 0 |  | Approved
SOUTHWINDS PROJECT LLP (PHASE - III & IV) | MEP PHASE - III | Permanent Power | Electrical | WO/SP34/MW34/15 | Avisikta | 3 core 185 Sq mm | Straight Through joint for 3 core 11 KV cables of following sizes including supply of all materials straight through Jointing kit,heavy duty AL. sockets, crimping paste, PVC tapes and all other accessories 3 core 185 Sq mm | Nos | 0 |  | Approved
SOUTHWINDS PROJECT LLP (PHASE - III & IV) | MEP PHASE - IV | Permanent Power | Electrical | WO/SP34/MW4/13 | Avisikta | 3 core 185 Sq mm | Straight Through joint for 3 core 11 KV cables of following sizes including supply of all materials straight through Jointing kit,heavy duty AL. sockets, crimping paste, PVC tapes and all other accessories 3 core 185 Sq mm | Nos | 0 | 8000 | Approved
SOUTHWINDS PROJECT LLP (PHASE - III & IV) | MEP PHASE - IV | Permanent Power | Electrical | WO/SP34/MW4/13 | Avisikta | 4 core 95 Sq mm | Straight Through joint for 4 core cables of following sizes including supply of all materials straight through Jointing kit, Dowell's make heavy duty AL. sockets, crimping paste, PVC tapes and all other accessories 4 core 95 Sq mm | Nos | 0 | 3300 | Approved
SOUTHWINDS PROJECT LLP (PHASE - III & IV) | MEP PHASE - III | Permanent Power | Electrical | WO/SP34/MW34/15 | Avisikta | 4 core 95 Sq mm | Straight Through joint for 4 core cables of following sizes including supply of all materials straight through Jointing kit, Dowell's make heavy duty AL. sockets, crimping paste, PVC tapes and all other accessories 4 core 95 Sq mm | Nos | 0 |  | Approved
SOUTHWINDS PROJECT LLP (PHASE - III & IV) | MEP PHASE - III | Permanent Power | Electrical | WO/SP34/MW34/15 | Avisikta | 4 core 50 Sq mm | Straight Through joint for 4 core cables of following sizes including supply of all materials straight through Jointing kit, Dowell's make heavy duty AL. sockets, crimping paste, PVC tapes and all other accessories 4 core 50 Sq mm | Nos | 0 |  | Approved
SOUTHWINDS PROJECT LLP (PHASE - III & IV) | MEP PHASE - IV | Permanent Power | Electrical | WO/SP34/MW4/13 | Avisikta | 4 core 50 Sq mm | Straight Through joint for 4 core cables of following sizes including supply of all materials straight through Jointing kit, Dowell's make heavy duty AL. sockets, crimping paste, PVC tapes and all other accessories 4 core 50 Sq mm | Nos | 0 | 3000 | Approved
SOUTHWINDS PROJECT LLP (PHASE - III & IV) | MEP PHASE - IV | Permanent Power | Electrical | WO/SP34/MW4/13 | Avisikta | G.I. pipe type earth station | Installation of G.I. pipe type earth station complete with supply of 50mm dia 3 mtrs. Long G.I. pipe,salt, charcoal, watering chamber and pipe and all other materials as per enclosed drawing and IS 3043. Construction of pit chamber including supply of civil items like Brick, Sand, Cement, pit cover etc. to be supplied by contractor. | Nos. | 50 | 5000 | Approved
SOUTHWINDS PROJECT LLP (PHASE - III & IV) | MEP PHASE - III | Permanent Power | Electrical | WO/SP34/MW34/15 | Avisikta | G.I. pipe type earth station | Installation of G.I. pipe type earth station complete with supply of 50mm dia 3 mtrs. Long G.I. pipe,salt, charcoal, watering chamber and pipe and all other materials as per enclosed drawing and IS 3043. Construction of pit chamber including supply of civil items like Brick, Sand, Cement, pit cover etc. to be supplied by contractor. | Nos. | 14 | 5000 | Approved
SOUTHWINDS PROJECT LLP (PHASE - III & IV) | MEP PHASE - III | Permanent Power | Electrical | WO/SP34/MW34/15 | Avisikta | 50 x 6 mm G.I. strip | Supply & Fixing 50 x 6 mm G.I. strip from earth pit to main distribution panel earth bus including supply of G.I. bar saddles located at a distance not less than 600mm from each other and all hardwares etc as required to complete in all respect. | mtrs | 160 | 200 | Approved
SOUTHWINDS PROJECT LLP (PHASE - III & IV) | MEP PHASE - IV | Permanent Power | Electrical | WO/SP34/MW4/13 | Avisikta | 50 x 6 mm G.I. strip | Supply & Fixing 50 x 6 mm G.I. strip from earth pit to main distribution panel earth bus including supply of G.I. bar saddles located at a distance not less than 600mm from each other and all hardwares etc as required to complete in all respect. | mtrs | 298.1 | 200 | Approved
SOUTHWINDS PROJECT LLP (PHASE - III & IV) | MEP PHASE - IV | Permanent Power | Electrical | WO/SP34/MW4/13 | Avisikta | 25x6 mm G.I. strip | Supply & Fixing 25x6 mm G.I. strip from earth pit to main distribution panel earth bus including supply of G.I. bar saddles located at a distance not less than 600mm from each other and all hardwares etc asrequired to complete in all respect. | mtrs | 103 | 170 | Approved
SOUTHWINDS PROJECT LLP (PHASE - III & IV) | MEP PHASE - III | Permanent Power | Electrical | WO/SP34/MW34/15 | Avisikta | 25x6 mm G.I. strip | Supply & Fixing 25x6 mm G.I. strip from earth pit to main distribution panel earth bus including supply of G.I. bar saddles located at a distance not less than 600mm from each other and all hardwares etc asrequired to complete in all respect. | mtrs | 90 | 170 | Approved
SOUTHWINDS PROJECT LLP (PHASE - III & IV) | MEP PHASE - III | Permanent Power | Electrical | WO/SP34/MW34/15 | Avisikta | Covering the earth strips | Covering the earth strips laid underground with supply of tar felt tape and bituminous paint etc as required to complete in all respect. | mtrs | 40 | 60 | Approved
SOUTHWINDS PROJECT LLP (PHASE - III & IV) | MEP PHASE - IV | Permanent Power | Electrical | WO/SP34/MW4/13 | Avisikta | Covering the earth strips | Covering the earth strips laid underground with supply of tar felt tape and bituminous paint etc as required to complete in all respect. | mtrs | 165 | 60 | Approved
SOUTHWINDS PROJECT LLP (PHASE - III & IV) | MEP PHASE - IV | Permanent Power | Electrical | WO/SP34/MW4/13 | Avisikta | Supply, Installation ,testing & commissioning of Meter Busba | Supply, Installation ,testing & commissioning of Meter Busbar with supply of Cu. busbar chamber with provision of 320A, 4P Re-wirable SFU as I/c and 320 AMP 4P Re-wireble SFU for interlink as per WBSEDCL standard norms & specification. | Set | 20 | 52000 | Amended & Approved
SOUTHWINDS PROJECT LLP (PHASE - III & IV) | MEP PHASE - III | Permanent Power | Electrical | WO/SP34/MW34/15 | Avisikta | Supply, Installation ,testing & commissioning of Meter Busba | Supply, Installation ,testing & commissioning of Meter Busbar with supply of Cu. busbar chamber with provision of 320A, 4P Re-wirable SFU as I/c and 320 AMP 4P Re-wireble SFU for interlink as per WBSEDCL standard norms & specification. | Set | 7 | 47000 | Approved
SOUTHWINDS PROJECT LLP (PHASE - III & IV) | MEP PHASE - III | Permanent Power | Electrical | WO/SP34/MW34/15 | Avisikta | Installation of MS Channel, Angle , Flat | Supply and Installation of MS Channel, Angle , Flat of suitable sizes including fabrication of MS materials as per site requirement for support of equipment & HT cable etc as required to complete in all respect. | Kg | 66.4 | 120 | Approved
SOUTHWINDS PROJECT LLP (PHASE - III & IV) | MEP PHASE - IV | Permanent Power | Electrical | WO/SP34/MW4/13 | Avisikta | Installation of MS Channel, Angle , Flat | Supply and Installation of MS Channel, Angle , Flat of suitable sizes including fabrication of MS materials as per site requirement for support of equipment & HT cable etc as required to complete in all respect. | Kg | 314.67 | 120 | Approved
SOUTHWINDS PROJECT LLP (PHASE - III & IV) | IT EXPENSES | AMC and Services |  | WO/SP34/ITEX03/1 | Logarhythm Consultancy Pvt Ltd | AutoCAD LT 2022 | AutoCAD LT 2022 | Nos. | 6 | 20700 | Amended & Approved
Primarc Chambers | PRE-CONSTRUCTION PHASE | Construction Plant and Equipment |  | WO/PCH/PC02/18 | Spartan Engineering Industries Pvt. Ltd. | Erection and commissioning of Rack and Pinion Multifunctional Material Hoist | Service Charges for Erection & Commissioning of Rack & Pinion Multifunctional Material Hoist (Mtr.) | mtrs | 60 | 850 | Approved
The Soul, Rajarhat | COMMON INFRASTRUCTURE | Civil |  |  |  | Earth work in Excavation | Earth work in Excavation |  |  |  | Approved
The Soul, Rajarhat | COMMON INFRASTRUCTURE | Civil |  |  |  | Excavation | Charges for Earth work in Excavation at all depth and stack the excavated earth within 30m lead as per direction of EIC | Cum. |  |  | Approved
The Soul, Rajarhat | COMMON INFRASTRUCTURE | Civil |  |  |  | Loading Unloading | Charges for loading Unloading as per Direction of EIC | Cum. |  |  | Approved
The Soul, Rajarhat | COMMON INFRASTRUCTURE | Civil |  |  |  | Back Filling | Back Filling |  |  |  | Approved
The Soul, Rajarhat | COMMON INFRASTRUCTURE | Civil |  |  |  | Back Filling | Charges for Earth Filling with inside/excavated earth in layer not exceeding 150mm in depth including watering, ramming, compacting, consolidating in deposited layer within 30m lead as per direction of EIC | Cum. |  |  | Approved
The Soul, Rajarhat | COMMON INFRASTRUCTURE | Civil |  |  |  | Loading Unloading | Charges for loading Unloading as per Direction of EIC | Cum. |  |  | Approved
The Soul, Rajarhat | COMMON INFRASTRUCTURE | Civil |  |  |  | BFS | B.F.S. All charges for providing and laying single brick flat soling of picked, jhama bricks below foundation floor, tie beam etc. or any other location till Plinth level including ramming dressing and bringing to proper level and filling joints with sand including all materials, labour, tools and plants etc. complete below foundation as per specification, drawing and direction of Engineering-in-Charge | Sq.Mtr. |  |  | Approved
The Soul, Rajarhat | COMMON INFRASTRUCTURE | Civil |  |  |  | Loading Unloading | Charges for loading Unloading as per Direction of EIC | Sq.Mtr. |  |  | Approved
The Soul, Rajarhat | COMMON INFRASTRUCTURE | Civil |  |  |  | PCC | All charges for providing and laying PCC (1:4:8/ 1:3:6) (SMC) with proper compaction, Curing complete as per direction of EIC Only Cement will be supplied by Client but subjected to reconciliation | Cum. |  |  | Approved
The Soul, Rajarhat | COMMON INFRASTRUCTURE | Civil |  |  |  | Loading Unloading | Charges for loading Unloading as per Direction of EIC | Cum. |  |  | Approved
The Soul, Rajarhat | COMMON INFRASTRUCTURE | Civil |  |  |  | RCC (M20/ M25) | RCC (M20/ M25) |  |  |  | Approved
The Soul, Rajarhat | COMMON INFRASTRUCTURE | Civil |  |  |  | RCC | RCC M-20/M25 SMC All charges for providing and laying M-20/M25 Grade of reinforced cement concrete-by SMC till plinth level excluding shuttering and reinforcement, including concrete pump, vibrator with complete design of concrete mix as per IS code and relevant special publication , submission of job mix formula after preliminary mix design and testing of concrete cubes as per direction of Engineer-in-Charge. (Cement will be supplied by us but subjected to reconciliation.) | Cum. |  |  | Approved
The Soul, Rajarhat | COMMON INFRASTRUCTURE | Civil |  |  |  | Loading Unloading | Charges for loading Unloading as per Direction of EIC | Cum. |  |  | Approved
The Soul, Rajarhat | COMMON INFRASTRUCTURE | Civil |  |  |  | 200/250 mm Thick Brick Work | 200/250 mm Thick Brick Work |  |  |  | Approved
The Soul, Rajarhat | COMMON INFRASTRUCTURE | Civil |  |  |  | 200/250 mm Thick Brick Work | Providing and erecting 200 mm thick brick work with 1st class Fly Ash bricks of specified thickness in sand cement mortar (4 :1) including the cost of all material, labour, tools, tackles, scaffolding, curing etc. complete as per direction of Engineer-in-Charge and technical specification. (Cement would be supplied by the employer free of cost, but subjected to reconciliation) | Cum. |  |  | Approved
The Soul, Rajarhat | COMMON INFRASTRUCTURE | Civil |  |  |  | Loading Unloading | Charges for loading Unloading as per Direction of EIC | Cum. |  |  | Approved
The Soul, Rajarhat | COMMON INFRASTRUCTURE | Civil |  |  |  | Half Brick Work | Half Brick Work |  |  |  | Approved
The Soul, Rajarhat | COMMON INFRASTRUCTURE | Civil |  |  |  | Half Brick Work | Providing and erecting 125 mm thick brick work with 1st class Fly Ash bricks of specified thickness in sand cement mortar (4 :1) including the cost of all material, labour, tools, tackles, scaffolding, curing etc. complete as per direction of Engineer-in-Charge and technical specification. (Cement would be supplied by the employer free of cost, but subjected to reconciliation) | Sq.Mtr. |  |  | Approved
The Soul, Rajarhat | COMMON INFRASTRUCTURE | Civil |  |  |  | Loading Unloading | Charges for loading Unloading as per Direction of EIC | Sq.Mtr. |  |  | Approved
The Soul, Rajarhat | COMMON INFRASTRUCTURE | Civil |  |  |  | External Plaster | External Plaster |  |  |  | Approved
The Soul, Rajarhat | COMMON INFRASTRUCTURE | Civil |  |  |  | External Plaster | External wall plaster Providing and applying plaster ( to External Walls)of 20 mm thick , with sand and cement mortar ( 6:1) including rounding off or chamfering of corners as directed and raking out joints or roughening of concrete surface, including threading nosing and drip course where necessary including MS pipe scaffolding, curing etc. all complete as per drawing & direction of EIC. , at any floor and level . Scaffolding material will be provided by client. (Cement would be supplied by the employer free of cost, but subjected to reconciliation | Sq.Mtr. |  |  | Approved
The Soul, Rajarhat | COMMON INFRASTRUCTURE | Civil |  |  |  | Loading Unloading | Charges for loading Unloading as per Direction of EIC | Sq.Mtr. |  |  | Approved
The Soul, Rajarhat | COMMON INFRASTRUCTURE | Civil |  |  |  | Internal Plaster | Internal Plaster |  |  |  | Approved
The Soul, Rajarhat | COMMON INFRASTRUCTURE | Civil |  |  |  | Internal Plaster | Internal wall plaster Providing and applying plaster ( to internal walls) with sand and cement mortar including round off or chamfering of concrete surface, curing etc, complete as per direction of EIC - 12 mm thick sand cement mortar ( 6 parts sand : 1 part cement), at any floor and level. Scaffolding material will be provided by client. (Cement would be supplied by the employer free of cost, but subjected to reconciliation) | Sq.Mtr. |  |  | Approved
The Soul, Rajarhat | COMMON INFRASTRUCTURE | Civil |  |  |  | Loading Unloading | Charges for loading Unloading as per Direction of EIC | Sq.Mtr. |  |  | Approved
The Soul, Rajarhat | COMMON INFRASTRUCTURE | Civil |  |  |  | Neat Cement Punning | Neat Cement Punning |  |  |  | Approved
The Soul, Rajarhat | COMMON INFRASTRUCTURE | Civil |  |  |  | Neat Cement Punning | Neat Cement Punning: All charges for laying 2- 4 mm thick neat cement (cement consumption not more than 2.75 Kg/Sqm) inside surface on finish plaster with curing including tools tackles all complete as per direction of EIC | Sq.Mtr. |  |  | Approved
The Soul, Rajarhat | COMMON INFRASTRUCTURE | Civil |  |  |  | Loading Unloading | Charges for loading Unloading as per Direction of EIC | Sq.Mtr. |  |  | Approved
The Soul, Rajarhat | BASEMENT WITH PODIUM | Grill / Steel Work |  | WO/HR01/BP01/40 | PROTECH ENGINEERS | MS Stair_Podium | Supply, Fabrication and Erection of MS Stair made with Vertical & Inclined (100X100X6) Base Plate (250X250X10), 6mm Chequered Plate (100X1200 & 250X1200) MS Angle (50X50X6) and 40mm Dia. MS Pipe for Handrail complete including one coat of red-lead primer, transportation, lead and lifting as per drawing and direction of EIC Location: Podium | Kg | 662 | 105 | Approved
The Soul, Rajarhat | BASEMENT WITH PODIUM | Grill / Steel Work |  | WO/HR01/BP01/40 | PROTECH ENGINEERS | MS Stair Hand Railing | Supply, Fabrication and Erection of MS Stair Hand Railing made with 40mm (NB) thickness-2.9mm Dia. MS Pipe for Handrail complete including one coat of red-lead primer, transportation, lead and lifting as per drawing and direction of EIC Location: Podium to Block Connecting Stair | Kg | 354 | 105 | Approved
The Soul, Rajarhat | COMMON INFRASTRUCTURE | Civil | Misc Civil Work | WO/HR01/CIH01/88 | MD SATIKUL HOQUE | Earth work in Excavation | Earth work in Excavation |  | 0 | 0 | Approved
The Soul, Rajarhat | COMMON INFRASTRUCTURE | Civil | Misc Civil Work | WO/HR01/CIH01/88 | MD SATIKUL HOQUE | Excavation | Charges for Earth work in Excavation at all depth and stack the excavated earth within 30m lead as per direction of EIC | Cum. | 46 | 151 | Approved
The Soul, Rajarhat | COMMON INFRASTRUCTURE | Civil | Misc Civil Work | WO/HR01/CIH01/88 | MD SATIKUL HOQUE | Loading Unloading | Charges for loading Unloading as per Direction of EIC | Cum. | 46 | 5 | Approved
The Soul, Rajarhat | COMMON INFRASTRUCTURE | Civil | Misc Civil Work | WO/HR01/CIH01/88 | MD SATIKUL HOQUE | Back Filling | Back Filling |  | 0 | 0 | Approved
The Soul, Rajarhat | COMMON INFRASTRUCTURE | Civil | Misc Civil Work | WO/HR01/CIH01/88 | MD SATIKUL HOQUE | Back Filling | Charges for Earth Filling with inside/excavated earth in layer not exceeding 150mm in depth including watering, ramming, compacting, consolidating in deposited layer within 30m lead as per direction of EIC | Cum. | 71 | 78 | Approved
The Soul, Rajarhat | COMMON INFRASTRUCTURE | Civil | Misc Civil Work | WO/HR01/CIH01/88 | MD SATIKUL HOQUE | Loading Unloading | Charges for loading Unloading as per Direction of EIC | Cum. | 71 | 2 | Approved
The Soul, Rajarhat | COMMON INFRASTRUCTURE | Civil | Misc Civil Work | WO/HR01/CIH01/88 | MD SATIKUL HOQUE | BFS | B.F.S. All charges for providing and laying single brick flat soling of picked, jhama bricks below foundation floor, tie beam etc. or any other location till Plinth level including ramming dressing and bringing to proper level and filling joints with sand including all materials, labour, tools and plants etc. complete below foundation as per specification, drawing and direction of Engineering-in-Charge | Sq.Mtr. | 132 | 377 | Approved
The Soul, Rajarhat | COMMON INFRASTRUCTURE | Civil | Misc Civil Work | WO/HR01/CIH01/88 | MD SATIKUL HOQUE | Loading Unloading | Charges for loading Unloading as per Direction of EIC | Sq.Mtr. | 132 | 11 | Approved
The Soul, Rajarhat | COMMON INFRASTRUCTURE | Civil | Misc Civil Work | WO/HR01/CIH01/88 | MD SATIKUL HOQUE | PCC | All charges for providing and laying PCC (1:4:8/ 1:3:6) (SMC) with proper compaction, Curing complete as per direction of EIC Only Cement will be supplied by Client but subjected to reconciliation | Cum. | 10 | 5150 | Approved
The Soul, Rajarhat | COMMON INFRASTRUCTURE | Civil | Misc Civil Work | WO/HR01/CIH01/88 | MD SATIKUL HOQUE | Loading Unloading | Charges for loading Unloading as per Direction of EIC | Cum. | 10 | 155 | Approved
The Ramdulari | BLOCK | Civil | Sub & Super Structure Work | WO/RP/RP02/18 | JSRM Realtors Pvt. Ltd. | Supply of Brick for Sub & Super Structure Work. | Supply of Brick for Sub & Super Structure Work. |  | 0 | 0 | Amended & Approved
The Ramdulari | BLOCK | Civil | Sub & Super Structure Work | WO/RP/RP02/18 | JSRM Realtors Pvt. Ltd. | BFS | Supply of Jhama Brick for Single Layer Brick Flat Soling work as per specification, drawing and direction of EIC | Sq.Mtr. | 1010 | 260 | Approved
The Ramdulari | BLOCK | Civil | Sub & Super Structure Work | WO/RP/RP02/18 | JSRM Realtors Pvt. Ltd. | 250 mm thk. Brick work | Supply of Conventional Brick (1st Class) for 250 mm thk. brick work till plinth level as per specification, drawing and direction of EIC. | Cum. | 37 | 3850 | Approved
The Ramdulari | BLOCK | Civil | Sub & Super Structure Work | WO/RP/RP02/18 | JSRM Realtors Pvt. Ltd. | 125mm thk. Brick work | Supply of Conventional Brick (1st Class) for 125 mm thk. brick work till plinth level as per specification, drawing and direction of EIC. | Sq.Mtr. | 70 | 480 | Approved
The Ramdulari | BLOCK | Civil | Sub & Super Structure Work | WO/RP/RP02/18 | JSRM Realtors Pvt. Ltd. | 200mm thk AAC block | Supply of AAC Block (200mm) for Block work as per specification, drawing and direction of EIC. | Cum. | 875 | 3794 | Approved
The Ramdulari | BLOCK | Civil | Sub & Super Structure Work | WO/RP/RP02/18 | JSRM Realtors Pvt. Ltd. | 250mm thk Brick work | Supply of Conventional Brick (1st Class) for 250 mm thk. brick work above plinth level as per specification, drawing and direction of EIC. | Cum. | 97.5 | 3800 | Approved
The Ramdulari | BLOCK | Civil | Sub & Super Structure Work | WO/RP/RP02/18 | JSRM Realtors Pvt. Ltd. | 100/150mm thk AAC block | Supply of AAC Block (100/150mm) for Block work as per specification, drawing and direction of EIC. | Sq.Mtr. | 445.5 | 425 | Approved
The Ramdulari | BLOCK | Civil | Sub & Super Structure Work | WO/RP/RP02/18 | JSRM Realtors Pvt. Ltd. | 125mm thk Brick work | Supply of Conventional Brick (1st Class) for 125 mm thk. brick work above plinth level as per specification, drawing and direction of EIC. | Sq.Mtr. | 2840.5 | 475 | Approved
The Ramdulari | BLOCK | Civil | Sub & Super Structure Work | WO/RP/RP02/18 | JSRM Realtors Pvt. Ltd. | 125mm thk Fly ash Brick work | Supply of Fly Ash Brick (1st Class) for 125 mm thk.Fly Ash brick work (Ledge wall) at any level as per specification, drawing and direction of EIC. | Sq.Mtr. | 0 | 435 | Approved
The Ramdulari | BLOCK | Civil | Sub & Super Structure Work | WO/RP/RP02/18 | JSRM Realtors Pvt. Ltd. | 125mm thk Conventional Brick work | Supply of Conventional Brick (1st Class) for 125 mm thk. Conventional brick work (Ledge wall) at any level as per specification, drawing and direction of EIC. | Sq.Mtr. | 0 | 479 | Approved
The Soul, Rajarhat | COMMON INFRASTRUCTURE | Civil | Misc Civil Work | WO/HR01/CIH01/88 | MD SATIKUL HOQUE | RCC (M20/ M25) | RCC (M20/ M25) |  | 0 | 0 | Approved
The Soul, Rajarhat | COMMON INFRASTRUCTURE | Civil | Misc Civil Work | WO/HR01/CIH01/88 | MD SATIKUL HOQUE | RCC | RCC M-20/M25 SMC All charges for providing and laying M-20/M25 Grade of reinforced cement concrete-by SMC till plinth level excluding shuttering and reinforcement, including concrete pump, vibrator with complete design of concrete mix as per IS code and relevant special publication , submission of job mix formula after preliminary mix design and testing of concrete cubes as per direction of Engineer-in-Charge. (Cement will be supplied by us but subjected to reconciliation.) | Cum. | 3 | 5150 | Approved
The Soul, Rajarhat | COMMON INFRASTRUCTURE | Civil | Misc Civil Work | WO/HR01/CIH01/88 | MD SATIKUL HOQUE | Loading Unloading | Charges for loading Unloading as per Direction of EIC | Cum. | 3 | 155 | Approved
The Soul, Rajarhat | COMMON INFRASTRUCTURE | Civil | Misc Civil Work | WO/HR01/CIH01/88 | MD SATIKUL HOQUE | 200/250 mm Thick Brick Work | 200/250 mm Thick Brick Work |  | 0 | 0 | Approved
The Soul, Rajarhat | COMMON INFRASTRUCTURE | Civil | Misc Civil Work | WO/HR01/CIH01/88 | MD SATIKUL HOQUE | 200/250 mm Thick Brick Work | Providing and erecting 200 mm thick brick work with 1st class Fly Ash bricks of specified thickness in sand cement mortar (4 :1) including the cost of all material, labour, tools, tackles, scaffolding, curing etc. complete as per direction of Engineer-in-Charge and technical specification. (Cement would be supplied by the employer free of cost, but subjected to reconciliation) | Cum. | 90 | 6500 | Approved
The Soul, Rajarhat | COMMON INFRASTRUCTURE | Civil | Misc Civil Work | WO/HR01/CIH01/88 | MD SATIKUL HOQUE | Loading Unloading | Charges for loading Unloading as per Direction of EIC | Cum. | 90 | 185 | Approved
The Soul, Rajarhat | COMMON INFRASTRUCTURE | Civil | Misc Civil Work | WO/HR01/CIH01/88 | MD SATIKUL HOQUE | Half Brick Work | Half Brick Work |  | 0 | 0 | Approved
The Soul, Rajarhat | COMMON INFRASTRUCTURE | Civil | Misc Civil Work | WO/HR01/CIH01/88 | MD SATIKUL HOQUE | Half Brick Work | Providing and erecting 125 mm thick brick work with 1st class Fly Ash bricks of specified thickness in sand cement mortar (4 :1) including the cost of all material, labour, tools, tackles, scaffolding, curing etc. complete as per direction of Engineer-in-Charge and technical specification. (Cement would be supplied by the employer free of cost, but subjected to reconciliation) | Sq.Mtr. | 8 | 755 | Approved
The Soul, Rajarhat | COMMON INFRASTRUCTURE | Civil | Misc Civil Work | WO/HR01/CIH01/88 | MD SATIKUL HOQUE | Loading Unloading | Charges for loading Unloading as per Direction of EIC | Sq.Mtr. | 8 | 23 | Approved
The Soul, Rajarhat | COMMON INFRASTRUCTURE | Civil | Misc Civil Work | WO/HR01/CIH01/88 | MD SATIKUL HOQUE | External Plaster | External Plaster |  | 0 | 0 | Approved
The Soul, Rajarhat | COMMON INFRASTRUCTURE | Civil | Misc Civil Work | WO/HR01/CIH01/88 | MD SATIKUL HOQUE | External Plaster | External wall plaster Providing and applying plaster ( to External Walls)of 20 mm thick , with sand and cement mortar ( 6:1) including rounding off or chamfering of corners as directed and raking out joints or roughening of concrete surface, including threading nosing and drip course where necessary including MS pipe scaffolding, curing etc. all complete as per drawing & direction of EIC. , at any floor and level . Scaffolding material will be provided by client. (Cement would be supplied by the employer free of cost, but subjected to reconciliation | Sq.Mtr. | 368 | 200 | Approved
The Soul, Rajarhat | COMMON INFRASTRUCTURE | Civil | Misc Civil Work | WO/HR01/CIH01/88 | MD SATIKUL HOQUE | Loading Unloading | Charges for loading Unloading as per Direction of EIC | Sq.Mtr. | 368 | 6 | Approved
The Soul, Rajarhat | COMMON INFRASTRUCTURE | Civil | Misc Civil Work | WO/HR01/CIH01/88 | MD SATIKUL HOQUE | Internal Plaster | Internal Plaster |  | 0 | 0 | Approved
The Soul, Rajarhat | COMMON INFRASTRUCTURE | Civil | Misc Civil Work | WO/HR01/CIH01/88 | MD SATIKUL HOQUE | Internal Plaster | Internal wall plaster Providing and applying plaster ( to internal walls) with sand and cement mortar including round off or chamfering of concrete surface, curing etc, complete as per direction of EIC - 12 mm thick sand cement mortar ( 6 parts sand : 1 part cement), at any floor and level. Scaffolding material will be provided by client. (Cement would be supplied by the employer free of cost, but subjected to reconciliation) | Sq.Mtr. | 221 | 185 | Approved
The Soul, Rajarhat | COMMON INFRASTRUCTURE | Civil | Misc Civil Work | WO/HR01/CIH01/88 | MD SATIKUL HOQUE | Loading Unloading | Charges for loading Unloading as per Direction of EIC | Sq.Mtr. | 221 | 6 | Approved
The Soul, Rajarhat | COMMON INFRASTRUCTURE | Civil | Misc Civil Work | WO/HR01/CIH01/88 | MD SATIKUL HOQUE | Neat Cement Punning | Neat Cement Punning |  | 0 | 0 | Approved
The Soul, Rajarhat | COMMON INFRASTRUCTURE | Civil | Misc Civil Work | WO/HR01/CIH01/88 | MD SATIKUL HOQUE | Neat Cement Punning | Neat Cement Punning: All charges for laying 2- 4 mm thick neat cement (cement consumption not more than 2.75 Kg/Sqm) inside surface on finish plaster with curing including tools tackles all complete as per direction of EIC | Sq.Mtr. | 59 | 38 | Approved
The Soul, Rajarhat | COMMON INFRASTRUCTURE | Civil | Misc Civil Work | WO/HR01/CIH01/88 | MD SATIKUL HOQUE | Loading Unloading | Charges for loading Unloading as per Direction of EIC | Sq.Mtr. | 59 | 1 | Approved
The Ramdulari | BLOCK | Civil | Sub & Super Structure Work | WO/RP/RP02/19 | JSRM Realtors Pvt. Ltd. | Supply of Sand, Stone and AAC Block's Adhesive for Sub & Super Structure Work for "B+G+26" storied Residential Development. | Supply of Sand, Stone and AAC Block's Adhesive for Sub & Super Structure Work for "B+G+26" storied Residential Development. |  | 0 | 0 | Approved
The Ramdulari | BLOCK | Civil | Sub & Super Structure Work | WO/RP/RP02/19 | JSRM Realtors Pvt. Ltd. | Silver sand | Supply of Silver sand for silver sand cushion filling work as per specification, drawing and direction of EIC. | cum | 789.5 | 1000 | Approved
The Ramdulari | BLOCK | Civil | Sub & Super Structure Work | WO/RP/RP02/19 | JSRM Realtors Pvt. Ltd. | 250mm thk. Brick work | Supply of Sand for 250 mm thk. brick work till plinth level as per specification, drawing and direction of EIC. | cum | 37 | 650 | Approved
The Ramdulari | BLOCK | Civil | Sub & Super Structure Work | WO/RP/RP02/19 | JSRM Realtors Pvt. Ltd. | 125mm thk. Brick work | Supply of Sand for 125 mm thk. brick work till plinth level as per specification, drawing and direction of EIC. | Sq.Mtr. | 70 | 70 | Approved
The Ramdulari | BLOCK | Civil | Sub & Super Structure Work | WO/RP/RP02/19 | JSRM Realtors Pvt. Ltd. | Plaster (Internal wall) | Supply of Sand for Internal wall plaster till plinth level work as per specification, drawing and direction of EIC. | Sq.Mtr. | 0 | 36.9 | Approved
The Ramdulari | BLOCK | Civil | Sub & Super Structure Work | WO/RP/RP02/19 | JSRM Realtors Pvt. Ltd. | 200mm thk AAC block | Supply of AAC Block's Adhesive for 200 mm thk.Block work as per specification, drawing and direction of EIC. | cum | 875 | 500 | Approved
The Ramdulari | BLOCK | Civil | Sub & Super Structure Work | WO/RP/RP02/19 | JSRM Realtors Pvt. Ltd. | 250mm thk Brick work | Supply of Sand for 250 mm thk. brick work above plinth level as per specification, drawing and direction of EIC. | cum | 97.5 | 608 | Approved
The Ramdulari | BLOCK | Civil | Sub & Super Structure Work | WO/RP/RP02/19 | JSRM Realtors Pvt. Ltd. | 100/150mm thk AAC block | Supply of AAC Block's Adhesive for 100/150mm. thk. Block work as per specification, drawing and direction of EIC. | Sq.Mtr. | 445 | 125 | Approved
The Ramdulari | BLOCK | Civil | Sub & Super Structure Work | WO/RP/RP02/19 | JSRM Realtors Pvt. Ltd. | Plaster (Internal wall) | Supply of sand for Internal wall plaster above plinth level work as per specification, drawing and direction of EIC. | Sq.Mtr. | 8051 | 35 | Approved
The Ramdulari | BLOCK | Civil | Sub & Super Structure Work | WO/RP/RP02/19 | JSRM Realtors Pvt. Ltd. | Screed Concrete | Supply of sand & stone chips for Screed Concrete (1:2:4) of avg. thickness 65mm at all level as per specification, drawing and direction of EIC | Sq.Mtr. | 0 | 175.5 | Approved
The Ramdulari | BLOCK | Civil | Sub & Super Structure Work | WO/RP/RP02/19 | JSRM Realtors Pvt. Ltd. | Screed Concrete | Supply of sand & stone chips for Screed Concrete (1:2:4) of avg. thickness 75mm at Roof level as per specification, drawing and direction of EIC. | Sq.Mtr. | 0 | 186.1 | Approved
The Ramdulari | BLOCK | Civil | Sub & Super Structure Work | WO/RP/RP02/19 | JSRM Realtors Pvt. Ltd. | Screed Concrete | Supply of sand & stone chips for Screed Concrete (1:2:4) of avg. thickness 75mm at Deck level as per specification, drawing and direction of EIC. | Sq.Mtr. | 0 | 186.1 | Approved
The Ramdulari | BLOCK | Civil | Sub & Super Structure Work | WO/RP/RP02/19 | JSRM Realtors Pvt. Ltd. | IPS Flooring | Supply of sand & stone chips for IPS (1:2:4) of avg. thickness 40mm at any level as per specification, drawing and direction of EIC | Sq.Mtr. | 0 | 111.5 | Approved
The Ramdulari | BLOCK | Civil | Sub & Super Structure Work | WO/RP/RP02/19 | JSRM Realtors Pvt. Ltd. | 125mm thk Brick work | Supply of Sand for 125 mm thk. brick work above plinth level as per specification, drawing and direction of EIC. | Sq.Mtr. | 2840.5 | 125 | Approved
The Ramdulari | BLOCK | Civil | Sub & Super Structure Work | WO/RP/RP02/19 | JSRM Realtors Pvt. Ltd. | PCC (1:4:8) | Supply of sand & stone chips for PCC (1:4:8) Site Mix Concrete as per specification, drawing and direction of EIC. | cum | 0 | 3400 | Approved
The Ramdulari | BLOCK | Civil | Sub & Super Structure Work | WO/RP/RP02/19 | JSRM Realtors Pvt. Ltd. | RCC (1:2:4) | Supply of sand & stone chips for RCC (1:2:4) Site Mix Concrete as per specification, drawing and direction of EIC. | cum | 12.24 | 3300 | Approved
The Ramdulari | BLOCK | Civil | Sub & Super Structure Work | WO/RP/RP02/19 | JSRM Realtors Pvt. Ltd. | 125mm thk Fly ash Brick work | Supply of Sand for 125 mm thk.Fly Ash brick work (Ledge wall) at any level as per specification, drawing and direction of EIC. | Sq.Mtr. | 0 | 65 | Approved
The Ramdulari | BLOCK | Civil | Sub & Super Structure Work | WO/RP/RP02/19 | JSRM Realtors Pvt. Ltd. | 125mm thk Conventional Brick work | Supply of Sand for 125 mm thk. Conventional brick work (Ledge wall) at any level as per specification, drawing and direction of EIC. | Sq.Mtr. | 0 | 100 | Approved
The Ramdulari | BLOCK | Civil | Sub & Super Structure Work | WO/RP/RP02/19 | JSRM Realtors Pvt. Ltd. | Plaster (External wall) | Supply of sand for External wall plaster above plinth level work as per specification, drawing and direction of EIC. | Sq.Mtr. | 511 | 50 | Approved
CHANDANNAGAR COMMERCIAL | COMMON INFRASTRUCTURE | Consultancy Charges |  | WO/GC01/GC03/1 | Chanda Construction & Consultancy,Hooghly | Application and sanction of commencement of work, Plinth Checking, Reinforcement Checking of floor and assessment of the building | Application and sanction of commencement of work, Plinth Checking, Reinforcement Checking of floor and assessment of the commercial building |  | 0 | 0 | Amended & Approved
CHANDANNAGAR COMMERCIAL | COMMON INFRASTRUCTURE | Consultancy Charges |  | WO/GC01/GC03/1 | Chanda Construction & Consultancy,Hooghly | Commencement of work | Application and sanction of commencement of work for 3 nos floor (3 Floors-370.14 SQ.M/Per floor) | Lump Sum | 1 | 2000 | Approved
CHANDANNAGAR COMMERCIAL | COMMON INFRASTRUCTURE | Consultancy Charges |  | WO/GC01/GC03/1 | Chanda Construction & Consultancy,Hooghly | Plinth Checking | charges for Plinth Checking (370.14 SQ.M) | Lump Sum | 1 | 2000 | Approved
CHANDANNAGAR COMMERCIAL | COMMON INFRASTRUCTURE | Consultancy Charges |  | WO/GC01/GC03/1 | Chanda Construction & Consultancy,Hooghly | Reinforcement checking (3 Floors) | Charges for Reinforcement checking (3 Floors-370.14 SQ.M/Per floor) | Lump Sum | 1 | 8000 | Approved
CHANDANNAGAR COMMERCIAL | COMMON INFRASTRUCTURE | Consultancy Charges |  | WO/GC01/GC03/1 | Chanda Construction & Consultancy,Hooghly | Assessment | Charges for Assessment of (3 nos floor 370.14 SQ.M/Per floor) | Lump Sum | 1 | 8000 | Approved
CHANDANNAGAR COMMERCIAL | COMMON INFRASTRUCTURE | Consultancy Charges | FIRE SAFETY CONSULTANT | WO/GC01/GC03/2 | SD FIRETECH CONSULTANT | CONSULTANCY SERVICES FOR IMPLEMENTATION OF FIRE DETECTION AND FIRE FIGHTING SYSTEM FOR G+2 COMMERCIAL BUILDING PROJECT AT CHANDANNAGAR LOCATION | CONSULTANCY SERVICES FOR IMPLEMENTATION OF FIRE DETECTION AND FIRE FIGHTING SYSTEM FOR G+2 COMMERCIAL BUILDING PROJECT AT CHANDANNAGAR LOCATION |  | 0 | 0 | Approved
CHANDANNAGAR COMMERCIAL | COMMON INFRASTRUCTURE | Consultancy Charges | FIRE SAFETY CONSULTANT | WO/GC01/GC03/2 | SD FIRETECH CONSULTANT | Fire Detection and Fire Fighting System | Consultancy Services for Implementation of Fire Detection and Fire Fighting system at Commercial Building project at Chandannagar location. | Lump Sum | 1 | 75000 | Approved
SOUTHWINDS PROJECT LLP (PHASE - III & IV) | HARDSCAPE & LANDSCAPE PHASE - IV | Road Works |  | WO/SP34/HL4/2 | SHAHBAZ CONSTRUCTION | Road and Hardscape civil work from block-13 to 14. | Road and Hardscape civil work from block-13 to 14. |  | 0 | 0 | Approved
SOUTHWINDS PROJECT LLP (PHASE - III & IV) | HARDSCAPE & LANDSCAPE PHASE - IV | Road Works |  | WO/SP34/HL4/2 | SHAHBAZ CONSTRUCTION | -Earthwork in excavation | Earthwork in excavation upto 1.5 m deep & 50 Mtr Lead necessary for construction of road way embankment , in all types of soil, including clearing and grubbing of road land, removal of roots, stumps and vegetation,disposal of surplus earth at designated location with all leads and lifts etc. all complete as per Drawing & DIRECTION by the Engineer-in-Charge | Cum. | 385.362 | 225 | Approved
SOUTHWINDS PROJECT LLP (PHASE - III & IV) | HARDSCAPE & LANDSCAPE PHASE - IV | Road Works |  | WO/SP34/HL4/2 | SHAHBAZ CONSTRUCTION | -- All charges disposal of excavated earth | All charges disposal of excavated earth outside of the site premises/Phase - IV area as specified by statutory authorities under contractor's own arrangement including all statutory sanction and royalties if any shall be paid by the contractor. | cum | 0 | 125 | Approved
SOUTHWINDS PROJECT LLP (PHASE - III & IV) | HARDSCAPE & LANDSCAPE PHASE - IV | Road Works |  | WO/SP34/HL4/2 | SHAHBAZ CONSTRUCTION | Embankment with static roller of 8-10 ton capacity | Embankment with static roller of 8-10 ton capacity including minor cutting ,filling & dressing Note : - This activity to be followed by taking samples for 3rd party testing (to be arranged by Client) for the achieved compaction as per standard practices for roads construction. In case of non-achievement of the desired results, contractor has to repeat all steps at their own cost, till the desired results are obtained. All subsequent testing charges to be debited from Contractor's payments. Extension of time for re-working is not admissible) | Sq.Mtr. | 0 | 75 | Approved
SOUTHWINDS PROJECT LLP (PHASE - III & IV) | HARDSCAPE & LANDSCAPE PHASE - IV | Road Works |  | WO/SP34/HL4/2 | SHAHBAZ CONSTRUCTION | Construction of subgrade and earthen shoulder of minimum 200 mm thickness | Construction of subgrade and earthen shoulder of minimum 200 mm thickness, with suitable material satisfying the requirements of minimum soaked CBR (CBR>5) (95% Compaction) obtained from roadway, drainage excavation, etc. satisfying the requirements of specifications with all leads and lifts, watering, compaction etc. including clearing & Grubbing of road land, removal of roots, stumps, and vegetation all complete as per drawing and direction of Engineer-in-Charge. (Silver Sand or suitable material will be provided By client at near Bl-15 -This rate include lead 50 - 75 mt.) | Cum. | 0 | 500 | Approved
SOUTHWINDS PROJECT LLP (PHASE - III & IV) | HARDSCAPE & LANDSCAPE PHASE - IV | Road Works |  | WO/SP34/HL4/2 | SHAHBAZ CONSTRUCTION | Construction of subgrade and earthen shoulder | Construction of subgrade and earthen shoulder of minimum 250 mm thickness , with Silver Sand or suitable material satisfying the requirements of minimum soaked CBR (CBR>5) (95% Compaction) obtained from roadway, drainage excavation, etc. satisfying the requirements of specifications with all leads and lifts, watering, compaction etc. including clearing & Grubbing of road land, removal of roots, stumps, and vegetation all complete as per drawing and direction of Engineer-in-Charge | cum | 91.115 | 1650 | Approved
SOUTHWINDS PROJECT LLP (PHASE - III & IV) | HARDSCAPE & LANDSCAPE PHASE - IV | Road Works |  | WO/SP34/HL4/2 | SHAHBAZ CONSTRUCTION | --Single layer brick flat soling | Single layer brick flat soling work using Soling bricks including preparation of bed as necessary with joints properly filled in and packed with powdered earth or silver sand complete as per drawing, specification and direction of EIC. | Sq.Mtr. | 364.461 | 460 | Approved
SOUTHWINDS PROJECT LLP (PHASE - III & IV) | HARDSCAPE & LANDSCAPE PHASE - IV | Road Works |  | WO/SP34/HL4/2 | SHAHBAZ CONSTRUCTION | --Construction of water bound macadam (WBM) sub-base | Construction of water bound macadam (WBM) sub-base with over burnt brick aggregate and binding material, earth etc. of minimum thickness (150 mm Extra ) including screening, sorting, spreading to template and consolidation with 8-10 T Static Roller as per drawing and direction of Engineer-in-Charge. | Cum. | 54.669 | 3600 | Approved
SOUTHWINDS PROJECT LLP (PHASE - III & IV) | HARDSCAPE & LANDSCAPE PHASE - IV | Road Works |  | WO/SP34/HL4/2 | SHAHBAZ CONSTRUCTION | RCC M25 Providing and laying charges for M25 Grade of Concrete | RCC M25 Providing and laying charges for M25 Grade of Concrete at all levels and excluding shuttering and reinforcement, including concrete pump, curing, vibrator with complete design of concrete mix as per IS code and relevant special publication, submission of job mix formula after preliminary mix design and testing of concrete cubes as per dir. Of EIC. | Cum. | 71.305 | 6400 | Approved
SOUTHWINDS PROJECT LLP (PHASE - III & IV) | HARDSCAPE & LANDSCAPE PHASE - IV | Road Works |  | WO/SP34/HL4/2 | SHAHBAZ CONSTRUCTION | Reinforcement for reinforced cement concrete | Labour Charges for fixing Reinforcement for reinforced cement concrete work from in all sorts of structures including distribution bars, stirrups, binding wire etc. Initial straightening and removal of loose rust (if necessary) cutting to requisite length, hooking & bending to correct shape, placing in proper position & binding with 16 gauge black annealed wire/welding as per relevant I.S. code in every intersection complete as per drawing, specification of EIC for works in foundation, basement slab, wall,pile cap,tie beam, column, etc. including bailing out water during construction of foundation etc. all complete. | MT | 3.434 | 8000 | Approved
SOUTHWINDS PROJECT LLP (PHASE - III & IV) | HARDSCAPE & LANDSCAPE PHASE - IV | Road Works |  | WO/SP34/HL4/2 | SHAHBAZ CONSTRUCTION | Hire & labour charges for Shuttering with centering & necessary staging | Hire & labour charges for Shuttering with centering & necessary staging upto necessary height using approved stout props, 12mm thick quality ply board shuttering, with required bracing for curved or straight fitting, fixing & striking out after completion of works(including bailing of water) complete as per drawing, specification and direction of EIC | Sq.Mtr. | 44.143 | 500 | Approved
The Soul, Rajarhat | BLOCK | Plumbing/Sanitory | Internal Plumbing | WO/HR01/BOK01/152 | RAYS CLEANTECH | Tank Cleaning | Tank Cleaning as per direction of EIC Steps: 1. First stage is to drain out the water by using exit valve or high-capacity dewatering system 2. Second stage is cleaning all the algae formation inside the tank by using Approved Chemical. 3. Third stage is scrubbing the walls with mechanized scrubber & freshwater cleaning by high-speed jet pump 4. Fourth stage and first bacteria screening is Sterilization by using Approved Chemical 5. Fifth stage is cleaning the floor of the water tank by industrial vacuum cleaner. 6. Sixth stage is the second bacteria screening and sterilizing method by using ultra violet ray with in the tank and kills all suspended bacteria. |  | 0 | 0 | Approved
The Soul, Rajarhat | BLOCK | Plumbing/Sanitory | Internal Plumbing | WO/HR01/BOK01/152 | RAYS CLEANTECH | UGR Fire | UGR Fire Capacity: 125000 L | Nos | 2 | 2615 | Approved
The Soul, Rajarhat | BLOCK | Plumbing/Sanitory | Internal Plumbing | WO/HR01/BOK01/152 | RAYS CLEANTECH | UGR Domestic | UGR Domestic Capacity: 118000L | Nos | 1 | 2490 | Approved
The Soul, Rajarhat | BLOCK | Plumbing/Sanitory | Internal Plumbing | WO/HR01/BOK01/152 | RAYS CLEANTECH | UGR Row | UGR Row/ Flushing Capacity: 100000 | Nos | 2 | 2190 | Approved
The Soul, Rajarhat | BLOCK | Plumbing/Sanitory | Internal Plumbing | WO/HR01/BOK01/152 | RAYS CLEANTECH | OHR Fire | OHR Fire Capacity: 10000 | Nos | 2 | 790 | Approved
The Soul, Rajarhat | BLOCK | Plumbing/Sanitory | Internal Plumbing | WO/HR01/BOK01/152 | RAYS CLEANTECH | OHR Domestic | OHR Domestic Capacity: 13000 | Nos | 8 | 890 | Approved
The Soul, Rajarhat | BLOCK | Plumbing/Sanitory | Internal Plumbing | WO/HR01/BOK01/152 | RAYS CLEANTECH | OHR Flushing | OHR Flushing Capacity: 6500 | Nos | 8 | 690 | Approved
SOUTHWINDS PROJECT LLP (PHASE - III & IV) | MEP PHASE - IV | External Electrical | Civil | WO/SP34/MW4/14 | SHAHBAZ CONSTRUCTION | Construction of Electrical cable trench as per B.O.Q & direction of EIC. | Construction of Electrical cable trench as per B.O.Q & direction of EIC. |  | 0 | 0 | Approved
SOUTHWINDS PROJECT LLP (PHASE - III & IV) | MEP PHASE - IV | External Electrical | Civil | WO/SP34/MW4/14 | SHAHBAZ CONSTRUCTION | --Excavation Lead up to 75 m | All charges for doing excavation in required profile in all type of soils in dry and wet condition with a lead of 75 m as directed for pond cutting or any other foundation of the proposed structure as per drawings or direction of Engineer-in-Charge including dismantling of foundation (if any) made with brick, PCC, RCC, dressing of side, bottom, ramming of bottom, dewatering, shoring, strutting, diverting underground sewer line, water line, electrical line (if any) barricading the area providing caution board maintaining required slopes including all labour, materials, machinery, tools & tackles for all lead & lift to the entire satisfaction of EIC. Contractor will be paid for a working space of 600 mm or as indicated in IS : 1200 , which ever is less . The excavation drawing will be submitted by the contractor before starting the excavation for client's approval. | cum | 689.48 | 225 | Approved
SOUTHWINDS PROJECT LLP (PHASE - III & IV) | MEP PHASE - IV | External Electrical | Civil | WO/SP34/MW4/14 | SHAHBAZ CONSTRUCTION | --Earth work in filling | "Earth work in filling with earth obtained from excavation in layers not exceeding 250 mm including watering, ramming, etc., complete in all respect as per and direction of EIC (payment to be made on the basis of measurement of finished quantity of work) " | cum | 201.3 | 150 | Approved
SOUTHWINDS PROJECT LLP (PHASE - III & IV) | MEP PHASE - IV | External Electrical | Civil | WO/SP34/MW4/14 | SHAHBAZ CONSTRUCTION | --PCC | "Providing and laying 1:3:6 Cement concrete with 25mm & down screened and washed well graded stone chips excluding shuttering, consolidating complete in all respect as per drawing, specification and direction of EIC (Cement would be supplied by Employer free of cost, but subjected to reconciliation.)" | cum | 28.81 | 6300 | Approved
SOUTHWINDS PROJECT LLP (PHASE - III & IV) | MEP PHASE - IV | External Electrical | Civil | WO/SP34/MW4/14 | SHAHBAZ CONSTRUCTION | --M25 | "RCC M25 Providing and laying charges for M25 Grade of Concrete at all levels and excluding shuttering and reinforcement, including concrete pump, curing, vibrator with complete design of concrete mix as per IS code and relevant special publication, submission of job mix formula after preliminary mix design and testing of concrete cubes as per dir.of EIC." | cum | 167.27 | 6400 | Approved
SOUTHWINDS PROJECT LLP (PHASE - III & IV) | MEP PHASE - IV | External Electrical | Civil | WO/SP34/MW4/14 | SHAHBAZ CONSTRUCTION | --Reinforcement | Labour Charges for fixing Reinforcement for reinforced cement concrete work from in all sorts of structures including distribution bars, stirrups, binding wire etc. Initial straightening and removal of loost rust (if necessary) cutting to requisite length, hooking & bending to correct shape , placing in proper position & binding with 16 gauge black annealed wire/welding as per relevant I.S. code in every intersection complete as per drawing, specification of EIC for works in foundation, basement slab,wall,pile cap,tie beam, column, etc. including bailing out water during construction of foundation etc. all complete. | MT | 18.84 | 8000 | Approved
SOUTHWINDS PROJECT LLP (PHASE - III & IV) | MEP PHASE - IV | External Electrical | Civil | WO/SP34/MW4/14 | SHAHBAZ CONSTRUCTION | --shuttering | Hire & labour charges for Shuttering with centering & necessary staging upto necessary height using approved stout props, 12mm thick quality ply board shuttering, with required bracing for curved or straight fitting, fixing & striking out after completion of works(including bailing of water) complete as per drawing, specification and direction of EIC | Sq.Mtr. | 1200.71 | 500 | Approved
The Soul, Rajarhat | BLOCK | Flooring Work |  | WO/HR01/BOK01/153 | A.M. Enterprise | Supply of Daily labour and Mason | Supply of Daily labour and Mason for Tiles rectification work as per direction of EIC |  | 0 | 0 | Approved
The Soul, Rajarhat | BLOCK | Flooring Work |  | WO/HR01/BOK01/153 | A.M. Enterprise | Mason | Charges for Supply of Mason for tiles work as per direction of EIC | Nos | 1166 | 620 | Approved
The Soul, Rajarhat | BLOCK | Flooring Work |  | WO/HR01/BOK01/153 | A.M. Enterprise | Helper/ Daily labour | Charges for Supply of Helper/ Daily labour for tiles work as per direction of EIC | Nos | 1142 | 460 | Approved
CHANDANNAGAR COMMERCIAL | OVERHEAD | Security Expenditure |  | WO/GC01/OH03/2 | Secura Infra Services Pvt. Ltd. | Security Guard | Providing Security Guard @12 hr duty basis BOQ Calculation: Total Days of Contract = 105 days; Holidays = 5 days Total Days = 105+5 = 110 days, Total Heads = 1 nos. Total BOQ = 110 x 1 = 110 duties. | Duties | 111 | 544 | Approved
The Soul, Rajarhat | BLOCK | Civil | Sub & Super Structure Work | WO/HR01/BOK01/154 | MD SATIKUL HOQUE | Supply of Unskilled Labour | Supply of Unskilled Labour |  | 0 | 0 | Approved
The Soul, Rajarhat | BLOCK | Civil | Sub & Super Structure Work | WO/HR01/BOK01/154 | MD SATIKUL HOQUE | Supply of Unskilled Labour | Charges for Supply of Unskilled Labour as per direction of EIC | Nos | 130 | 420 | Approved
The Soul, Rajarhat | BLOCK | Civil | Sub & Super Structure Work | WO/HR01/BOK01/154 | MD SATIKUL HOQUE | Loading Unloading | Charges for loading Unloading as per direction of EC | Nos | 130 | 45 | Approved
SOUTHWINDS PROJECT LLP (PHASE - III & IV) | BLOCK PHASE - III | Water Proofing |  | WO/SP34/BP34/21 | PRERONA CONSTRUCTION | Waterproofing work at block-11 | Waterproofing work at block-13 |  | 0 | 0 | Amended & Approved
SOUTHWINDS PROJECT LLP (PHASE - III & IV) | BLOCK PHASE - IV | Water Proofing |  | WO/SP34/BP4/12 | PRERONA CONSTRUCTION | Waterproofing work at block-11 | Waterproofing work at block-13 |  | 0 | 0 | Approved
SOUTHWINDS PROJECT LLP (PHASE - III & IV) | BLOCK PHASE - IV | Water Proofing |  | WO/SP34/BP4/12 | PRERONA CONSTRUCTION | Water Proofing work at toilet, kitchen and balcony | Water Proofing Work at Kitchen ,toilet & Balcony with protective plaster: Waterproofing work in Toilet, Kitchen ,Balcony: I. Bore Packing: Preparing the inside surface of core and PVC by roughening using suitable file to get better adhesion prior to packing works. Cleaning the surface by wire brushing followed water jet to remove any laitance or loose flaky particles. Providing necessary formwork for packing the bore using suitable arrangement (depending upon site conditions). Applying a coat of styrene- butadiene based polymer coating using Nitobond SBR to enhance adhesion between the packing material and other surfaces and Packing the gap using non-shrink cement polymer based grout using Conbextra GP2 upto the surface of the bore whilst the Nitobond SBR is in tacky state and then sealing with epoxy/polyester sealant. I.Chipping and Cleaning of concrete surface to remove dust, oil, grease , loose paint / coating. II.Groove cutting and halloring work in floor and wall joints with Fosroc Hydraproof (Single Component Acrylic Polymer for cement based waterproof composite coating membrane) modified mortar. III.One coat Fosroc Brushbond RFX (High performance elastomeric cementitious waterproof coating) painting on entire surface. IV.Next day 2nd coat Fosroc Brushbond RFX (High performance elastomeric cementitious waterproof coating) painting on entire surface. Each coating of BrushbondRFX will be 90 degree to each other. (Application will be done as per Manufacturer’s specification). Sprinkle fine aggregate immediately after the application of second coat. Cure the BrushbondRFX membrane for minimum 3 days as per normal curing practice. Consumption of Fosroc Brushbond RFX - (15Kg +5.088 Kg Pack) 12m2 -14m2 Cement will be supplied by Client at free of cost but subjected to reconciliation. IV. Protective Plaster: The water proofing surface shall be protected with cement plaster of 12 mm (1:4) admixed with integral water proofing compound CONPLAST WL . (The minimum dosage is 125ml and the maximum is 200ml per 50kgs of cement) V. Curing Complete. Cement will be supplied by client but subjected to reconciliation ) | Sq.Ft. | 21469.831 | 38 | Approved
SOUTHWINDS PROJECT LLP (PHASE - III & IV) | BLOCK PHASE - III | Water Proofing |  | WO/SP34/BP34/21 | PRERONA CONSTRUCTION | Water Proofing work at toilet, kitchen and balcony | Water Proofing Work at Kitchen ,toilet & Balcony with protective plaster: Waterproofing work in Toilet, Kitchen ,Balcony: I. Bore Packing: Preparing the inside surface of core and PVC by roughening using suitable file to get better adhesion prior to packing works. Cleaning the surface by wire brushing followed water jet to remove any laitance or loose flaky particles. Providing necessary formwork for packing the bore using suitable arrangement (depending upon site conditions). Applying a coat of styrene- butadiene based polymer coating using Nitobond SBR to enhance adhesion between the packing material and other surfaces and Packing the gap using non-shrink cement polymer based grout using Conbextra GP2 upto the surface of the bore whilst the Nitobond SBR is in tacky state and then sealing with epoxy/polyester sealant. I.Chipping and Cleaning of concrete surface to remove dust, oil, grease , loose paint / coating. II.Groove cutting and halloring work in floor and wall joints with Fosroc Hydraproof (Single Component Acrylic Polymer for cement based waterproof composite coating membrane) modified mortar. III.One coat Fosroc Brushbond RFX (High performance elastomeric cementitious waterproof coating) painting on entire surface. IV.Next day 2nd coat Fosroc Brushbond RFX (High performance elastomeric cementitious waterproof coating) painting on entire surface. Each coating of BrushbondRFX will be 90 degree to each other. (Application will be done as per Manufacturer’s specification). Sprinkle fine aggregate immediately after the application of second coat. Cure the BrushbondRFX membrane for minimum 3 days as per normal curing practice. Consumption of Fosroc Brushbond RFX - (15Kg +5.088 Kg Pack) 12m2 -14m2 Cement will be supplied by Client at free of cost but subjected to reconciliation. IV. Protective Plaster: The water proofing surface shall be protected with cement plaster of 12 mm (1:4) admixed with integral water proofing compound CONPLAST WL . (The minimum dosage is 125ml and the maximum is 200ml per 50kgs of cement) V. Curing Complete. Cement will be supplied by client but subjected to reconciliation ) | Sq.Ft. | 16375.338 | 38 | Approved
SOUTHWINDS PROJECT LLP (PHASE - III & IV) | BLOCK PHASE - III | Water Proofing |  | WO/SP34/BP34/21 | PRERONA CONSTRUCTION | Water proofing work at lift pit | Waterproofing work in Lift Pit: I. Surface Preparation: All surfaces which are to receive the coating must be free from oil, grease, wax, dirt or any other form of foreign matter that might affect adhesion. Typically, concrete surfaces can be cleaned using a high pressure water jet and detergent. Poor quality, friable, or contaminated surfaces require grit-blasting or scrabbling. Spalled surfaces or those containing large blow-holes and other such defects should be repaired using Fosroc approved repair mortar or render. II. Coving with Nitobond SBR Latex: All charges for Coving all the junctions with fillet of size 75mm x 75mm with CM 1: 3 admixed with Nitobond SBR Latex. (5lit/50kg Cement) III. Application of waterproofing layer : Supply and apply of two coat of acrylic polymer modified cementitious waterproof coating Brushbond RFX over RCC at a total thickness of 1mm. Brushbond RFX shall contain a liquid polymer component and a cementitious powder component, which shall be mixed as per manufacturer’s instructions and applied over prepared concrete surface strictly maintaining the coverage specified by the manufacturer. The applied material of Brushbond RFX should have a weight loss of less than 1gm when tested for abrasion resistance according to ASTM-D4060, Pull off adhesion of greater than 1N/mm2 as per ASTM-D4541 and static crack accommodation of 1mm according to ASTM- C836.The performance of the coating should remain unaffected when tested for continuous exposure to UV rays in QUV weather meter. Each coating of BrushbondRFX will be 90 degree to each other. (Application will be done as per Manufacturer’s specification). Sprinkle fine aggregate immediately after the application of second coat. Cure the BrushbondRFX membrane for minimum 3 days as per normal curing practice. Consumption of Fosroc Brushbond RFX - (15Kg +5.088 Kg Pack) 12m2 -14m2 . Cement will be supplied by Client at free of cost but subjected to reconciliation. IV. Protective Plaster: The water proofing surface shall be protected with cement plaster of 12 mm (1:4) admixed with integral water proofing compound CONPLAST WL (The minimum dosage is 125ml and the maximum is 200ml per 50kgs of cement) . V. Neat Cement : Charges towards provide 4mm neat cement Punning (Cement consumption not more than 2.75kg/sqm) over Plastered surface using approved brand cement, all complete as per the specification and direction of Engineer-in-Charge. VI. Curing complete. (Cement will be supplied by client but subjected to reconciliation ) | Sq.Ft. | 430.409 | 45 | Approved
SOUTHWINDS PROJECT LLP (PHASE - III & IV) | BLOCK PHASE - IV | Water Proofing |  | WO/SP34/BP4/12 | PRERONA CONSTRUCTION | Water proofing work at lift pit | Waterproofing work in Lift Pit: I. Surface Preparation: All surfaces which are to receive the coating must be free from oil, grease, wax, dirt or any other form of foreign matter that might affect adhesion. Typically, concrete surfaces can be cleaned using a high pressure water jet and detergent. Poor quality, friable, or contaminated surfaces require grit-blasting or scrabbling. Spalled surfaces or those containing large blow-holes and other such defects should be repaired using Fosroc approved repair mortar or render. II. Coving with Nitobond SBR Latex: All charges for Coving all the junctions with fillet of size 75mm x 75mm with CM 1: 3 admixed with Nitobond SBR Latex. (5lit/50kg Cement) III. Application of waterproofing layer : Supply and apply of two coat of acrylic polymer modified cementitious waterproof coating Brushbond RFX over RCC at a total thickness of 1mm. Brushbond RFX shall contain a liquid polymer component and a cementitious powder component, which shall be mixed as per manufacturer’s instructions and applied over prepared concrete surface strictly maintaining the coverage specified by the manufacturer. The applied material of Brushbond RFX should have a weight loss of less than 1gm when tested for abrasion resistance according to ASTM-D4060, Pull off adhesion of greater than 1N/mm2 as per ASTM-D4541 and static crack accommodation of 1mm according to ASTM- C836.The performance of the coating should remain unaffected when tested for continuous exposure to UV rays in QUV weather meter. Each coating of BrushbondRFX will be 90 degree to each other. (Application will be done as per Manufacturer’s specification). Sprinkle fine aggregate immediately after the application of second coat. Cure the BrushbondRFX membrane for minimum 3 days as per normal curing practice. Consumption of Fosroc Brushbond RFX - (15Kg +5.088 Kg Pack) 12m2 -14m2 . Cement will be supplied by Client at free of cost but subjected to reconciliation. IV. Protective Plaster: The water proofing surface shall be protected with cement plaster of 12 mm (1:4) admixed with integral water proofing compound CONPLAST WL (The minimum dosage is 125ml and the maximum is 200ml per 50kgs of cement) . V. Neat Cement : Charges towards provide 4mm neat cement Punning (Cement consumption not more than 2.75kg/sqm) over Plastered surface using approved brand cement, all complete as per the specification and direction of Engineer-in-Charge. VI. Curing complete. (Cement will be supplied by client but subjected to reconciliation ) | Sq.Ft. | 646.583 | 45 | Approved
The Soul, Rajarhat | BASEMENT WITH PODIUM | Landscaping |  | WO/HR01/BP01/57 | ATEE ENTERPRISES | Sports Flooring | Sports Flooring Colour Code: Approved by Site |  | 0 | 0 | Approved
The Soul, Rajarhat | BASEMENT WITH PODIUM | Landscaping |  | WO/HR01/BP01/57 | ATEE ENTERPRISES | Basketball & Badminton Court | Providing and laying of ALL SPORT CUSHION SYSTEM : Eight layer all sport system First layer : bio cum primer, Two coat of resurfacer, Three coats of cushion fine liquid for 3 mm layer and finally one coat base and one coat of NON TEXTURED FINISH Special washable paint play marking for Basketball court at podium (2nd fl.) and 3rd Floor Badminton Court as per drawing and direction of Engineer-in-Charge | Sq.Ft. | 1622 | 130 | Approved
The Soul, Rajarhat | BASEMENT WITH PODIUM | Landscaping |  | WO/HR01/BP01/57 | ATEE ENTERPRISES | Skating Ring | "Material and application of HPU ( hybrid polyurethane)sports flooring having one coat of primer One coat of Resurfacer,One layer of Pre – Base color Coating, one coat of HPU 500 Top coat ( Two Component of water Based PU ,A +B ) Final Coat of HPU 500 Line marking. Applied on concrete surface after cleaning of surface and removing all dust and lose particles from the surface. -no water penetration from top layer to other below layers - top floor should be scratch resistant" Location: Skating Ring | Sq.Ft. | 1530 | 110 | Approved
SOUTHWINDS PROJECT LLP (PHASE - III & IV) | COMMON INFRASTRUCTURE - PHASE III & IV | Consultancy Charges |  |  |  | Soil Compaction Test | Soil Compaction Test |  |  |  | Approved
SOUTHWINDS PROJECT LLP (PHASE - III & IV) | COMMON INFRASTRUCTURE - PHASE III & IV | Consultancy Charges |  |  |  | Soil Field Compaction | Consultancy Charges for testing of Soil Field Compaction (By Core Cutter Method) as per direction of EIC Up to 06 Nos | Set |  |  | Approved
SOUTHWINDS PROJECT LLP (PHASE - III & IV) | COMMON INFRASTRUCTURE - PHASE III & IV | Consultancy Charges |  |  |  | Soil Standard Proctor Test | Consultancy Charges for Soil Standard Proctor Test as per direction by EIC . | Nos |  |  | Approved
SOUTHWINDS PROJECT LLP (PHASE - III & IV) | COMMON INFRASTRUCTURE - PHASE III & IV | Consultancy Charges |  |  |  | Conveyance Charges | Conveyance Charges for Sample Collection from Site . | Trip |  |  | Approved
The Soul, Rajarhat | CLUB | Interior Work |  | WO/HR01/CL07/24 | Smart Living Solution | Baffle False Ceiling | Providing and Fixing of 50mm X 75 mm metal Baffle Ceiling thickness 0.5 mm (G.I) shall be clipped on to GI carrier (Max.1.2 C/C Distance) Panel carrier shall be suspended on 4mm dia GI threated rod at every 1000 mm approx. Maximum overhang of carrier in the ends shall be less than 300 mm Specification: 1. Galvanized Steel 0.50 mm TCT 75X50 (Finish: Exterior Grade Powder coated; Color: Gray Matt Finish, Colour code to be approved by site) 2. GS 0.60 TCT Carrier 20X40 (Powder Coated¦¦ Color approved by Site) 3. GS 1.2 mm TCT L Clit 4. SS Screw Mode of Measurement: As per drawing length of 50mm X 75 mm metal Baffle (No payment will be made for lap on the joint and for wastage) | RMT | 1183 | 80 | Approved
SOUTHWINDS PROJECT LLP (PHASE - III & IV) | FINISHING PHASE - III | Grill / Steel Work |  | WO/SP34/FW34/4 | Balajee Fire | Providing and Fixing of M.S Work at Bl-11 as per B.O.Q & direction of EIC. | Providing and Fixing of M.S Work at Bl-11 as per B.O.Q & direction of EIC. |  | 0 | 0 | Amended & Approved
SOUTHWINDS PROJECT LLP (PHASE - III & IV) | FINISHING PHASE - III | Grill / Steel Work |  | WO/SP34/FW34/4 | Balajee Fire | M.S Balcony Railing & Fire Refuge Railing | Providing and Fixing of M.S Balcony Railing & Fire Refuge Railing made with 50 x 50 x 3.0 mm thick Hollow Section Handrail and vertical elevation 25 x 25 x 2.6 mm thick and 16 x 16 M.S Square bar as horizontal elevation and 12 x 12 solid Square bar as vertical as per drawing including one coat of Epoxy based primer, transporting, lifting to places and erection as per direction of EIC. | Kg | 7032.615 | 98 | Approved
SOUTHWINDS PROJECT LLP (PHASE - III & IV) | FINISHING PHASE - III | Grill / Steel Work |  | WO/SP34/FW34/4 | Balajee Fire | Stair Railing | Providing and Fixing of Stair Railing made with 50 mm SHS MS pipe as handrail , 12 mm Sq. Bar as horizontal elevation, 25 X 25 X 2.6 mm MS hollow section as vertical elevation inserted in 50x50x75 deep pocket as per drawing, 16mm Sq. Bar for connecting the vertical members to horizontal member in elevation and MS/SS cap at the bottom section of vertical member with all complete and including cost of one coat of Red Oxide Primar, Transportation, loading-unloading, Shifting & erection at all levels as per drawing and direction of Engineer-in-Charge. | Kg | 1871.509 | 98 | Approved
SOUTHWINDS PROJECT LLP (PHASE - III & IV) | FINISHING PHASE - III | Grill / Steel Work |  | WO/SP34/FW34/4 | Balajee Fire | MS Door and Ladder at Roof & Meter room Gate | MS Door and Ladder at Roof & Meter room Gate: Fabrication and erection charges of Door made with ISA 65X65X6/50x50x6 in door frame, ISA 50X50X6/40x40x6 in shutter frame, Stifner with 40x5/30x5 Flat, 2MM Sheet in overall surface and Ladder with ISA 50X50X6, 16MM MS Round bar complete, including cost of one coat of Epoxy based Primar ,Transportation and loading-unloading as per drawing and direction of Engineer-in-Charge. | Kg | 492 | 98 | Approved
SOUTHWINDS PROJECT LLP (PHASE - III & IV) | FINISHING PHASE - III | Grill / Steel Work |  | WO/SP34/FW34/4 | Balajee Fire | Ramp Railing | Fabrication & erection of Ramp Railing made with 50x50 SHS handrail (horizontal), 12 mm dia ms solid round bar,32x10 ms flat, 100x10 ms flat shoe, lugs all complete, including cost of one coat of Epoxy based primer, transportation and loading-unloading at ground floor level as per drawing and direction of Engineer-in-Charge. | Kg | 16.447 | 98 | Approved
SOUTHWINDS PROJECT LLP (PHASE - III & IV) | FINISHING PHASE - III | AC Ledge Works |  | WO/SP34/FW34/5 | Balajee Fire | Providing and Fixing of M.S Work at Bl-11 as per B.O.Q & direction of EIC. | Providing and Fixing of M.S Work at Bl-11 as per B.O.Q & direction of EIC. |  | 0 | 0 | Approved
SOUTHWINDS PROJECT LLP (PHASE - III & IV) | FINISHING PHASE - III | AC Ledge Works |  | WO/SP34/FW34/5 | Balajee Fire | A.C Ledge Railing at Balcony,bed room | Providing and Fixing of A.C Ledge Railing at Balcony and Bed room area made with 40 X 40 X 3.00 mm thick Hollow Section horizontal elevation @ equal c/c and projection & 2 nos 12 X 12 solid sq. bar in bottom line as per drawing, 20 X 20 X 2.0 SHS @ 4 layers as per drawing including one coat of Epoxy based Primer, Transporting, Lifting to places and erection at all levels as per drawing and direction of Engineer-in-Charge. | Kg | 5423.99 | 98 | Approved
SOUTHWINDS PROJECT LLP (PHASE - III & IV) | FINISHING PHASE - III | Grill / Steel Work |  | WO/SP34/FW34/6 | Dipankar Sarkar | Providing and Fixing of M.S work- balcony Railing, stair Railing, MS Door and ladder etc. at Bl-12, as per B.O.Q & direction of EIC | Providing and Fixing of M.S work- balcony Railing, stair Railing, MS Door and ladder etc. at Bl-12, as per B.O.Q & direction of EIC |  | 0 | 0 | Approved
SOUTHWINDS PROJECT LLP (PHASE - III & IV) | FINISHING PHASE - III | Grill / Steel Work |  | WO/SP34/FW34/6 | Dipankar Sarkar | M.S Balcony Railing & Fire Refuge Railing | Providing and Fixing of M.S Balcony Railing & Fire Refuge Railing made with 50 x 50 x 3.0 mm thick Hollow Section Handrail and vertical elevation 25 x 25 x 2.6 mm thick and 16 x 16 M.S Square bar as horizontal elevation and 12 x 12 solid Square bar as vertical as per drawing including one coat of Epoxy based primer, transporting, lifting to places and erection as per direction of EIC. | Kg | 3293.347 | 98 | Approved
SOUTHWINDS PROJECT LLP (PHASE - III & IV) | FINISHING PHASE - III | Grill / Steel Work |  | WO/SP34/FW34/6 | Dipankar Sarkar | Stair Railing | Providing and Fixing of Stair Railing made with 50 mm SHS MS pipe as handrail , 12 mm Sq. Bar as horizontal elevation, 25 X 25 X 2.6 mm MS hollow section as vertical elevation inserted in 50x50x75 deep pocket as per drawing, 16mm Sq. Bar for connecting the vertical members to horizontal member in elevation and MS/SS cap at the bottom section of vertical member with all complete and including cost of one coat of Red Oxide Primar, Transportation, loading-unloading, Shifting & erection at all levels as per drawing and direction of Engineer-in-Charge. | Kg | 800 | 98 | Approved
SOUTHWINDS PROJECT LLP (PHASE - III & IV) | FINISHING PHASE - III | Grill / Steel Work |  | WO/SP34/FW34/6 | Dipankar Sarkar | MS Door and Ladder at Roof & Meter room Gate | MS Door and Ladder at Roof & Meter room Gate: Fabrication and erection charges of Door made with ISA 65X65X6/50x50x6 in door frame, ISA 50X50X6/40x40x6 in shutter frame, Stifner with 40x5/30x5 Flat, 2MM Sheet in overall surface and Ladder with ISA 50X50X6, 16MM MS Round bar complete, including cost of one coat of Epoxy based Primar ,Transportation and loading-unloading as per drawing and direction of Engineer-in-Charge. | Kg | 490.626 | 98 | Approved
SOUTHWINDS PROJECT LLP (PHASE - III & IV) | FINISHING PHASE - III | Grill / Steel Work |  | WO/SP34/FW34/6 | Dipankar Sarkar | Ramp Railing | Fabrication & erection of Ramp Railing made with 50x50 SHS handrail (horizontal), 12 mm dia ms solid round bar,32x10 ms flat, 100x10 ms flat shoe, lugs all complete, including cost of one coat of Epoxy based primer, transportation and loading-unloading at ground floor level as per drawing and direction of Engineer-in-Charge. | Kg | 28.377 | 98 | Approved
SOUTHWINDS PROJECT LLP (PHASE - III & IV) | FINISHING PHASE - III | AC Ledge Works |  | WO/SP34/FW34/7 | Dipankar Sarkar | Providing and Fixing of M.S Work at Bl-12 as per B.O.Q & direction of EIC. | Providing and Fixing of M.S Work at Bl-12 as per B.O.Q & direction of EIC. |  | 0 | 0 | Approved
SOUTHWINDS PROJECT LLP (PHASE - III & IV) | FINISHING PHASE - III | AC Ledge Works |  | WO/SP34/FW34/7 | Dipankar Sarkar | A.C Ledge Railing at Balcony,bed room | Providing and Fixing of A.C Ledge Railing at Balcony and Bed room area made with 40 X 40 X 3.0 mm thick Hollow Section horizontal elevation @ equal c/c and projection & 2 nos 12 X 12 solid sq. bar in bottom line as per drawing, 20 X 20 X 2.0 SHS @ 4 layers as per drawing including one coat of Epoxy based Primer, Transporting, Lifting to places and erection at all levels as per drawing and direction of Engineer-in-Charge. | Kg | 4280 | 98 | Approved
SOUTHWINDS PROJECT LLP (PHASE - III & IV) | BLOCK PHASE - IV | Civil |  | WO/SP34/BP4/4 | PRIYA CONSTRUCTION | Shifting of Material | Labour charges for shifting of materials as per direction of Engineer-in-Charge. | Lump Sum | 1 | 9000 | Approved
CHANDANNAGAR COMMERCIAL | MAIN TOWER | Civil | Anti-Termite Work | WO/GC01/GC01/3 | Legend Sanicure Private Limited | Anti- Termite work at Block & UGR. | TREATMENT OF TOP SURFACE OF PLINTH FILLING AND JUNCTION OF THE WALL AND THE FLOOR >> ""The top surface of the consolidated earth within plinth walls shall be treated with chemical emulsion at the rate of 5 l/m2 of the surface before the sand bed or sub- grade is laid. If the filled earth has been well rammed and the surface does not allow the emulsion to seep through, holes up to 50 to 75 mm deep at 150 mm centres both ways maybe made with 12 mm diameter mild steel rod on the surface to facilitate saturation of the soil with the chemical emulsion. Treatment at Junction of the Wall and the Floor Special care shall be taken to establish continuity of the vertical soil & barrier on inner wall surface from ground level up to the level of the filled earth surface. To achieve this, a small channel 30 mm x 30 mm shall be made at all the junctions of wall and columns with the floor (before laying the sub-grade) the rod holes made in the channel up to the ground level 150 mm apart and the iron rod moved backward and forward to break up the earth and chemical emulsion poured along the wall at the rate of 7.5 l/m2 of vertical wall or column surface so as to soak the soil right to the bottom. The soil should be tamped back into place after the operation. "" TREATMENT OF SOIL ALONG EXTERNAL PERIMETER OF BUILDING: After the building is complete, the earth along the external perimeter of the building should be rodded at intervals of 150 mm and to a depth of 300 mm. The rods should be moved backward and forward parallel to the wall to break up the earth and chemical emulsion poured along the wall at the rate of 7.5 l/m2of vertical surfaces. After the treatment, the earth should be tamped back into place. Should the earth outside the building be graded on completion of building. Special care should be taken for treatment of soil surrounding pipes, wastes & conduits as per IS 16131 This rate including labour, materials, tools and tackles cost. Machine to be used: Pest control sprayer. Chemical Name>>Imidacloprid 30.5 SC (Premise, IS 16131) Manufactured by Bayer Crop science/ Equivalent Dosage :- 2.1 ml/Liter water . ( As per IS-6313-Part-2 ) |  | 0 | 0 | Approved
CHANDANNAGAR COMMERCIAL | MAIN TOWER | Civil | Anti-Termite Work | WO/GC01/GC01/3 | Legend Sanicure Private Limited | Block and UGR. | Building and UGR | Sq.Mtr. | 394 | 43 | Approved
SOUTHWINDS PROJECT LLP (PHASE - III & IV) | MEP PHASE - III | External Plumbing |  | WO/SP34/MW34/4 | R.M.CO.& PLAMBER | Rectification work which is debited from M.A Construction. | Rectification work which is debited from M.A Construction. | Lump Sum | 1 | 36848 | Approved
The Soul, Rajarhat | COMMON INFRASTRUCTURE | Landscaping |  |  |  | Grass (Mexican) | Grass (Mexican) |  |  |  | Approved
The Soul, Rajarhat | COMMON INFRASTRUCTURE | Landscaping |  |  |  | Supply of Mexican Grass | Supply of Mexican Grass | Sq.Ft. |  |  | Approved
The Soul, Rajarhat | COMMON INFRASTRUCTURE | Landscaping |  |  |  | Supply of Organic Manure | Supply of Organic Manure for Grass for 0ne Month | Sq.Ft. |  |  | Approved
The Soul, Rajarhat | COMMON INFRASTRUCTURE | Grill / Steel Work |  | WO/HR01/CIH01/90 | PROTECH ENGINEERS | PVC Chain Link Fencing | Providing, fabricating and installation of PVC Chain Link Fencing Fencing will be made of MS Tube 50X50X3.6 for Post, MS Angle 50 X50X6, MS Flat 40X6 including One Coat of Red Oxide Primer with 2 Coat Synthetic Enamel Paint of approved manufacture at all MS section, Gas Set, Welding set all Machinery, all tools & tackles and lifting, loading -unloading charges as per direction of Engineer-in-charge. Bottle Hinge & Lock arrangement are in contractor scope |  | 0 | 0 | Approved
The Soul, Rajarhat | COMMON INFRASTRUCTURE | Grill / Steel Work |  | WO/HR01/CIH01/90 | PROTECH ENGINEERS | MS Structure | Supply, fabrication and erection of MS Structure | Kg | 2727 | 101 | Approved
The Soul, Rajarhat | COMMON INFRASTRUCTURE | Grill / Steel Work |  | WO/HR01/CIH01/90 | PROTECH ENGINEERS | PVC Chainlink | PVC Chainlink: Supply and installation of PVC chain link fencing (Colour approved by Site) as per drawing and direction of EIC | Sq.Ft. | 1459 | 33 | Approved
The Soul, Rajarhat | COMMON INFRASTRUCTURE | Grill / Steel Work |  | WO/HR01/CIH01/90 | PROTECH ENGINEERS | Paint | Providing and applying charges of One Coat of Red Oxide Primer with 2 Coat Synthetic Enamel Paint of approved manufacture at all MS section surface as per direction of EIC | Sq.Ft. | 1006 | 15 | Approved
The Ramdulari | COMMON INFRASTRUCTURE | Landscaping |  | WO/RP/RP03/23 | Dipti Nursery | Supply of planter. | Supply of outside planter |  | 0 | 0 | Approved
The Ramdulari | COMMON INFRASTRUCTURE | Landscaping |  | WO/RP/RP03/23 | Dipti Nursery | Supply of outside plants. | BOTANICAL NAME: - Dracaena Victoria - 7" Polybag (OVERALL HEIGHT- 1ft-1.5 ft). | Nos. | 50 | 70 | Approved
The Ramdulari | COMMON INFRASTRUCTURE | Landscaping |  | WO/RP/RP03/23 | Dipti Nursery | Misc. Charges. | Misc. charges supply of Compost manure etc, | Lump Sum | 1 | 2500 | Approved
The Soul, Rajarhat | CLUB | Interior Work |  | WO/HR01/CL07/25 | Smart Living Solution | Wooden Panel Acoustical Systems | Providing and Fixing Wooden Panel Acoustical Systems perforated panels of width 128mm, thickness of 15mm and length 2400 mm, made of a Moisture resistant fibre board substrate with a laminated facing as per the approved shade. The boards shall have a special perforation pattern where the reverse surface has a perforation with consecutive 3mm wide groove followed by 13mm of visible panel. The edges of the panel shall be “tongue-and-grooved” to fix special clips and channels for installation and seamless visual. The back of the perforated panel shall have sound absorbing non-woven Soundtex acoustical fleece hot pressed to achieve NRC of 0.6. (Average value of Absorption Co-efficient. The panels shall be mounted on special aluminium splines (keel) using inside clips provided by the make and approved by the Architect/ Engineer-in-Charge | Sq.Ft. | 2240 | 50 | Approved
The Soul, Rajarhat | BASEMENT WITH PODIUM | Civil | Basement with Podium | WO/HR01/BP01/54 | SEKH ABDUL KALAM | Additional Charges | Additional Charges for Earth Filling at SHR level and other Extra lead are. | Cum. | 103 | 250 | Approved
The Soul, Rajarhat | COMMON INFRASTRUCTURE | Water Treatment Plant |  |  |  | WTP System (Multi Grade Filter with UV unit) | WTP System (Multi Grade Filter with UV unit) |  |  |  | Draft
The Soul, Rajarhat | COMMON INFRASTRUCTURE | Water Treatment Plant |  |  |  | FILTER FEED PUMP (with AUTO LEVEL CONTROL) | FILTER FEED PUMP (with AUTO LEVEL CONTROL) QTY - 2 NOS ( 1W+1S) MAKE KIRLOSKAR BROTHER LTD. FLOW 20M3/HR @ 30 MTRS. KW -PHASE 3.7KW ; 5.0 HP ; 3 PHASE PUMP TYPE SURFACE MONOBLOCK PUMP SUCTION & DELIVERY 65 X 50 mm WARRANTY 1 YEARS AT SITE* | Nos |  |  | Draft
The Soul, Rajarhat | COMMON INFRASTRUCTURE | Water Treatment Plant |  |  |  | SITE* 2 NOS MULTI GRADE FILTER | MULTI GRADE FILTER VESSEL DIMENSION 1600mm Dia X 2000 mm HT FILTRATION RATE 10 m3/hr/m2 VESSEL SPECIFICATION TRIPOD BASED MSEP VESSEL T/B OPENEING 6” WITH HAND HOLE , 21”MANHOLE BASE PLATE WITH STRAINER, AIR VENT & LIFTING LUGS PROVISION. MOC MSEP , 6mm SHELL,6mm Dish & 8mm DISH . MAKE TATA. FLOW 20M3 / HR WORKING PRESSURE 3.5 KG/CM2 MAX OPEARTING VALVE 50 N.B BUTTERFLY VALVE - 5 Nos FRONTIAL PIPE LINE 50 MM MSEP STRAINER TYPE PP DISC TYPE ROUND SHAPES 1”x3” , Mesh Size 100-200cm FILTER MEDIA TYPE 01 GRAVELS FILTER MEDIA 40-25mm FILTER MEDIA TYPE 02 PEBBELS FILTER MEDIA 25mm-8mm FILTER MEDIA TYPE 03 FILTER SAND MEDIA 16/32 MESH AIR VENT TYPE VACCUM BREAKER NOZZLE PRESSURE GAUGE 4”DIA BOTTOM FITTED GLYCERIN FILLED SS 316 | Nos |  |  | Draft
The Soul, Rajarhat | COMMON INFRASTRUCTURE | Water Treatment Plant |  |  |  | 2 Coat Epoxy Paint | 2 Coat Epoxy Paint | Lot |  |  | Draft
The Soul, Rajarhat | COMMON INFRASTRUCTURE | Water Treatment Plant |  |  |  | UV SYSTEM WITH UV MONITORING SYSTEM | UV SYSTEM WITH UV MONITORING SYSTEM QTY - 1 NOS (ISO 9001:2015 Certified Company) RG THERMAL SOLUTION PVT LTD SITE: THE SOUL, RAJARHAT MOC - SS316 MAKE- ALFA TYPE - ONLINE FLOW RATE- 20 CUM/HR. POWER RATING - 130 WATT SINGLE PHASE. The system is provided for the disinfection of the water. Since coliforms are present in the borewell water as per the test repot so water is to be from free from any bacteriological contamination. This is purely online treatment as well as chemical free treatment. UV rays destroy the chemical bonding of the bacteria and disinfect the water up to 99.99%. | Nos |  |  | Draft
The Soul, Rajarhat | COMMON INFRASTRUCTURE | Water Treatment Plant |  |  |  | AUTO CONTRO PANEL | AUTO CONTRO PANEL QTY - 1 NOS MAKE ASTRO ENBARK LTD. MODEL ASTRO NXT 33 FEAUTRES LED DISPLAY, PROCESS FLOW DIAGRAM, PUMP STATUS , TANK LEVEL INDICATOR , AUTOMATION PHILOSOPHY MICROPROCESSOR BASED PRE PROGRAMMED OPERATING LOGIC. THE PANEL CAN TAKE 3 INPUTS AS RAW WATER TANK LEVEL , TREATED WATER TANK LEVELS , PUMP STATUS & SIGNALS . THE ADVANCED ELECTRONICS ALSO TAKE SCARE OF REQUIRED MOTOR PROTECTION – OVER LOAD, DRY RUN & SINGLE PAHSING . STATING SEQUENCE AFTER SWITCHING ON POWER SUPPLY OF THE PANEL , IF THE LEVEL SWITCH OF RAW WATER TANK & TREATED WATER TANK IS OK , THEN PUMP 1 or PUMP 2 WILL START DEPENDING UPON THE OPERATION MODE | Nos |  |  | Draft
The Soul, Rajarhat | COMMON INFRASTRUCTURE | Water Treatment Plant |  |  |  | PIPE LINE MAXIMUM 20 FEET | PIPE LINE MAXIMUM 20 FEET QTY - 1 LOT. MOC - uPVC MAKE- ASTRAL / EQUIVALENT SIZE - 65 MM | Lot |  |  | Draft
The Soul, Rajarhat | COMMON INFRASTRUCTURE | Water Treatment Plant |  |  |  | VALVES | VALVES QTY - 1 LOT. MOC - PVC MAKE- INITIATIVE / EQUIVALENT SIZE - 65 MM . TYPE- MULTIPORT | Lot |  |  | Draft
The Soul, Rajarhat | COMMON INFRASTRUCTURE | Water Treatment Plant |  |  |  | 4"Dia Pressure Gauge Bottom Fitted Glycerin filled Nos 2 Micro, SS Body | 4"Dia Pressure Gauge Bottom Fitted Glycerin filled Nos 2 Micro, SS Body 4"Dia Pressure Gauge Bottom Fitted Glycerin filled Nos 4 Micro, SS Body | Lot |  |  | Draft
The Soul, Rajarhat | COMMON INFRASTRUCTURE | Water Treatment Plant |  |  |  | Installation & Commissioning of Plant | Installation & Commissioning of Plant | Lump Sum |  |  | Draft
The Soul, Rajarhat | COMMON INFRASTRUCTURE | Water Treatment Plant |  | WO/HR01/CIH01/91 | RG THERMAL SOLUTION PRIVATE LIMITED | WTP System (Multi Grade Filter with UV unit) | WTP System (Multi Grade Filter with UV unit) 1. FILTER FEED PUMP (with AUTO LEVEL CONTROL) QTY - 2 NOS ( 1W+1S) MAKE KIRLOSKAR BROTHER LTD. FLOW 20M3/HR @ 30 MTRS. KW -PHASE 3.7KW ; 5.0 HP ; 3 PHASE PUMP TYPE SURFACE MONOBLOCK PUMP SUCTION & DELIVERY 65 X 50 mm WARRANTY 1 YEARS AT SITE* 2. MULTI GRADE FILTER VESSEL DIMENSION 1600mm Dia X 2000 mm HT FILTRATION RATE 10 m3/hr/m2 VESSEL SPECIFICATION TRIPOD BASED MSEP VESSEL T/B OPENEING 6” WITH HAND HOLE , 21”MANHOLE BASE PLATE WITH STRAINER, AIR VENT & LIFTING LUGS PROVISION. MOC MSEP , 6mm SHELL,6mm Dish & 8mm DISH . MAKE TATA. FLOW 20M3 / HR WORKING PRESSURE 3.5 KG/CM2 MAX OPEARTING VALVE 50 N.B BUTTERFLY VALVE - 5 Nos FRONTIAL PIPE LINE 50 MM MSEP STRAINER TYPE PP DISC TYPE ROUND SHAPES 1”x3” , Mesh Size 100-200cm FILTER MEDIA TYPE 01 GRAVELS FILTER MEDIA 40-25mm FILTER MEDIA TYPE 02 PEBBELS FILTER MEDIA 25mm-8mm FILTER MEDIA TYPE 03 FILTER SAND MEDIA 16/32 MESH AIR VENT TYPE VACCUM BREAKER NOZZLE PRESSURE GAUGE 4”DIA BOTTOM FITTED GLYCERIN FILLED SS 316 3. 2 Coat Epoxy Paint 4. UV SYSTEM WITH UV MONITORING SYSTEM QTY - 1 NOS (ISO 9001:2015 Certified Company) RG THERMAL SOLUTION PVT LTD SITE: THE SOUL, RAJARHAT MOC - SS316 MAKE- ALFA TYPE - ONLINE FLOW RATE- 20 CUM/HR. POWER RATING - 130 WATT SINGLE PHASE. The system is provided for the disinfection of the water. Since coliforms are present in the borewell water as per the test repot so water is to be from free from any bacteriological contamination. This is purely online treatment as well as chemical free treatment. UV rays destroy the chemical bonding of the bacteria and disinfect the water up to 99.99%. 5. AUTO CONTRO PANEL QTY - 1 NOS MAKE ASTRO ENBARK LTD. MODEL ASTRO NXT 33 FEAUTRES LED DISPLAY, PROCESS FLOW DIAGRAM, PUMP STATUS , TANK LEVEL INDICATOR , AUTOMATION PHILOSOPHY MICROPROCESSOR BASED PRE PROGRAMMED OPERATING LOGIC. THE PANEL CAN TAKE 3 INPUTS AS RAW WATER TANK LEVEL , TREATED WATER TANK LEVELS , PUMP STATUS & SIGNALS . THE ADVANCED ELECTRONICS ALSO TAKE SCARE OF REQUIRED MOTOR PROTECTION – OVER LOAD, DRY RUN & SINGLE PAHSING . STATING SEQUENCE AFTER SWITCHING ON POWER SUPPLY OF THE PANEL , IF THE LEVEL SWITCH OF RAW WATER TANK & TREATED WATER TANK IS OK , THEN PUMP 1 or PUMP 2 WILL START DEPENDING UPON THE OPERATION MODE 6. PIPE LINE MAXIMUM 20 FEET QTY - 1 LOT. MOC - uPVC MAKE- ASTRAL / EQUIVALENT SIZE - 65 MM 7. VALVES QTY - 1 LOT. MOC - PVC MAKE- INITIATIVE / EQUIVALENT SIZE - 65 MM . TYPE- MULTIPORT 8. 4"Dia Pressure Gauge Bottom Fitted Glycerin filled Nos 2 Micro, SS Body 4"Dia Pressure Gauge Bottom Fitted Glycerin filled Nos 4 Micro, SS Body 9. Installation & Commissioning of Plant | Lump Sum | 1 | 380000 | Approved
Primarc Chambers | BLOCK | Lift |  | WO/PCH/PC01/13 | KONE ELEVATOR INDIA PRIVATE LIMITED | Service Elevator (Design as Fire Lift) for block | Supply and installation charges for Kone Stainless-steel hairline finish Model- IMNSS21, 16 Stops. and 15 Persons, Service Elevator (L1) as per specification attached and direction of Engineer-in-charge. | Nos | 1 | 2294915 | Amended & Approved
Primarc Chambers | BLOCK | Lift |  | WO/PCH/PC01/13 | KONE ELEVATOR INDIA PRIVATE LIMITED | Passenger Lift for Block - L2, L3 and L4. | Supply and installation charges for Kone Stainless Steel Hairline Finish model-MIBSL010 ,16 stops and 15 persons, Passenger Elevator (L2, L3 and L4) as per specification attached and direction of Engineer-In-Charge. | Nos | 3 | 2766102 | Amended & Approved
The Soul, Rajarhat | BLOCK | Plumbing/Sanitory | Internal Plumbing | WO/HR01/BOK01/156 | Twistar Engineers Pvt Ltd | Automation Operation of Water Supply | Automation Operation of Water Supply |  | 0 | 0 | Approved
The Soul, Rajarhat | BLOCK | Plumbing/Sanitory | Internal Plumbing | WO/HR01/BOK01/156 | Twistar Engineers Pvt Ltd | ACTUATOR BUTTERFLY VALVE (50MM) | PROVIDING & SUPPLYING & ERECTING & FINALLY COMMISSIONING ELECTRICAL ACTUATOR BUTTERFLY VALVE (50MM) FOR INDIVIDUAL ISOLATING OF INLET CONNECTION | Set | 20 | 14300 | Approved
The Soul, Rajarhat | BLOCK | Plumbing/Sanitory | Internal Plumbing | WO/HR01/BOK01/156 | Twistar Engineers Pvt Ltd | CONTROL PANEL FOR 2 NOS ACTUATOR VALVE | PROVIDING & SUPPLYING & ERECTING & FINALLY COMMISSIONING ELECTRONIC CONTROL PANEL FOR 2 NOS ACTUATOR VALVE OF OVER HEAD TANK. | Set | 10 | 14500 | Approved
The Soul, Rajarhat | BLOCK | Plumbing/Sanitory | Internal Plumbing | WO/HR01/BOK01/156 | Twistar Engineers Pvt Ltd | CABEL COMMISSIONING | ALL CABEL COMMISSIONING WITH RESPECTIVE DEVISE | Lump Sum | 1 | 20000 | Approved
The Soul, Rajarhat | BLOCK | Plumbing/Sanitory | Internal Plumbing | WO/HR01/BOK01/156 | Twistar Engineers Pvt Ltd | OVER FLOWSWITCH | PROVIDING & SUPPLYING & ERECTING & FINALLY COMMISSIONING OVER FLOWSWITCH WITH ELECTRICAL ARRANGEMENT FOR INDICATING. | Set | 20 | 2750 | Approved
The Soul, Rajarhat | BLOCK | Plumbing/Sanitory | Internal Plumbing | WO/HR01/BOK01/156 | Twistar Engineers Pvt Ltd | FLOAT SWITCH | PROVIDING & SUPPLYING & ERECTING & FINALLY COMMISSIONING LEVEL FLOAT SWITCH FOR WATER LEVEL CONTROLING (HIGH AND LOW) AND SENSING. | Set | 40 | 1750 | Approved
The Soul, Rajarhat | BLOCK | Plumbing/Sanitory | Internal Plumbing | WO/HR01/BOK01/156 | Twistar Engineers Pvt Ltd | ELECTRONIC ANNUNCIATOR PANEL | PROVIDING & SUPPLYING & ERECTING & FINALLY COMMISSIONING ELECTRONIC ANNUNCIATOR PANEL IN PUMP ROOM (ON GD. FL/BASEMENT) FOR INDICATING LOW & HIGH LEVELS OF WATER IN FLUSHING O.H. TANK WITH LIGHTS & COMMON HOOTER(MANUAL MODE ONLY),ALSO OVERFLOW INDICATION. | Set | 1 | 56500 | Approved
The Soul, Rajarhat | BLOCK | Plumbing/Sanitory | Internal Plumbing | WO/HR01/BOK01/156 | Twistar Engineers Pvt Ltd | ELECTRONIC ANNUNCIATOR PANEL | PROVIDING & SUPPLYING & ERECTING & FINALLY COMMISSIONING ELECTRONIC ANNUNCIATOR PANEL IN PUMP ROOM (ON GD. FL/BASEMENT) FOR INDICATING LOW & HIGH LEVELS OF WATER IN DOMESTIC O.H. TANK WITH LIGHTS & COMMON HOOTER(MANUAL MODE ONLY), ALSO OVERFLOW INDICATION. | Set | 1 | 56500 | Approved
The Soul, Rajarhat | BLOCK | Plumbing/Sanitory | Internal Plumbing | WO/HR01/BOK01/156 | Twistar Engineers Pvt Ltd | INDICATION PANEL | PROVIDING & SUPPLYING & ERECTING & FINALLY COMMISSIONING ELECTRONIC INDICATION (ONLY) PANEL IN CONTROL ROOM FOR INDICATING LOW AND HIGH LEVEL OF WATER IN DOMESTIC AND FLASHING INDICATION | Set | 2 | 15500 | Approved
CHANDANNAGAR COMMERCIAL | MAIN TOWER | Water Proofing |  | WO/GC01/GC01/4 | S K CONSTRUCTION | Water proofing work at UGR, Pump Room, Lift Pit area as per drawing and direction of EIC. | Water proofing work at UGR, Pump Room, Lift Pit area as per drawing and direction of EIC. |  | 0 | 0 | Approved
CHANDANNAGAR COMMERCIAL | MAIN TOWER | Water Proofing |  | WO/GC01/GC01/4 | S K CONSTRUCTION | UGR, Pump Room, Lift Pit | "Waterproofing work in UGR,Pump Room, Lift pit Preparing the inside surface of core and PVC by roughening using suitable file to get better adhesion prior to packing works. Cleaning the surface by wire brushing followed water jet to remove any laitance or loose flaky particles. Providing necessary formwork for packing the bore using suitable arrangement (depending upon site conditions). Applying a coat of styrene- butadiene based polymer coating using Nitobond SBR to enhance adhesion between the packing material and other surfaces andPacking the gap using non-shrink cement polymer based grout using Conbextra GP2upto the surface of the bore whilst the Nitobond SBR is in tacky stateand then sealing with epoxy/polyester sealant. I.Chipping and Cleaning of concrete surface to remove dust, oil, grease , loose paint / coating. II.Groove cutting and halloring work in floor and wall joints with Fosroc Hydraproof (Single Component Acrylic Polymer for cement based waterproof composite coating membrane) modified mortar. III.One coat Fosroc Brushbond RFX (High performance elastomeric cementitious waterproof coating) painting on entire surface. IV.Next day 2nd coat Fosroc Brushbond RFX (High performance elastomeric cementitious waterproof coating) painting on entire surface. Each coating of BrushbondRFX will be 90 degree to each other. (Application will be done as per Manufacturer’s specification). Sprinkle fine aggregate immediately after the application of second coat. Cure the BrushbondRFX membrane for minimum 3 days as per normal curing practice. Consumption of Fosroc Brushbond RFX - (15Kg +5.088 Kg Pack) 12m2 -14m2 Cement will be supplied by Client at free of cost but subjected to reconciliation."" V. Protective Plaster: The water proofing surface shall be protected with cement plaster of 12 mm (1:4) admixed with integral water proofing compound CONPLAST WL .(The minimum dosage is 125ml and the maximum is 200ml per 50kgs of cement) V. Curing Complete. (Only Cement will be supplied by Client, subjected to reconciliation)" | Sq.Ft. | 5119.5 | 36 | Approved
CHANDANNAGAR COMMERCIAL | MAIN TOWER | Water Proofing |  | WO/GC01/GC01/4 | S K CONSTRUCTION | Net Cement | Neat Cement Punning: All charges for laying of 4 mm thick neat cement (cement consumption not more than 2.75 KG/SQM) inside surface on protective finish plaster with curing including tools tackles all complete as per direction of EIC Cement will be supplied by client at free of cost but subjected to reconciliation (Location-Inside The Lift Pit) | Sq.Ft. | 326 | 3.5 | Approved
CHANDANNAGAR COMMERCIAL | MAIN TOWER | Water Proofing |  | WO/GC01/GC01/4 | S K CONSTRUCTION | Grouting Work | Grouting Work: Providing & Injection of expanding Nozzle Grout (Fosroc Cebex 100) with cement slurry admixed with expanding grout admixture to be mixed @225 gm per bag of cement with pressure grouting / Sika Intraplast @ 500 gms/ Bag of cement using 12 mm dia, 75 mm long PVC nozzles in the concrete including removing the nozzles, sealing the holes after grouting with latex enriched cement sand mortar etc. all complete as per manufacturers specification and direction of EIC | Nos | 230 | 120 | Approved
CHANDANNAGAR COMMERCIAL | MAIN TOWER | Water Proofing |  | WO/GC01/GC01/4 | S K CONSTRUCTION | Screed Concrete | SCREED CONCRETE : Charges towards laying of avg. 50mm screed concrete in prop. of 1:1.5:3 (1 part cement :1.5 part sand: 3 part aggregate) admixed with integral waterproofing compound Sika Plastocrete Plus @ 0.2% by wt. of cement over the floor area, complete as per specification & direction of EIC (Location-Inside the Floor- Lift Pit,UGR,Pump Room) | Sq.Ft. | 758 | 40 | Approved
The Soul, Rajarhat | COMMON INFRASTRUCTURE | Landscaping | Softscape | WO/HR01/CIH01/89 | Biswajit Sardar | Grass (Mexican) | Grass (Mexican) |  | 0 | 0 | Approved
The Soul, Rajarhat | COMMON INFRASTRUCTURE | Landscaping | Softscape | WO/HR01/CIH01/89 | Biswajit Sardar | Supply of Mexican Grass | Supply of Mexican Grass | Sq.Ft. | 5382 | 7 | Approved
The Soul, Rajarhat | COMMON INFRASTRUCTURE | Landscaping | Softscape | WO/HR01/CIH01/89 | Biswajit Sardar | Supply of Organic Manure | Supply of Organic Manure for Grass for 0ne Month | Sq.Ft. | 5382 | 1.2 | Approved
The Soul, Rajarhat | COMMON INFRASTRUCTURE | Landscaping | Softscape | WO/HR01/CIH01/92 | Mondal Nurseries & Exterior | Supply of Plant Around Block-A | Supply of Plant Around Block-A as per approved drawing, specification and direction of EIC |  | 0 | 0 | Approved
The Soul, Rajarhat | COMMON INFRASTRUCTURE | Landscaping | Softscape | WO/HR01/CIH01/92 | Mondal Nurseries & Exterior | Michelia Champaca (Champa) | Michelia Champaca (Champa) Type: Tree Height: 3000-3500 Girth Dia: Avg.1.5" | Nos | 13 | 3397 | Approved
The Soul, Rajarhat | COMMON INFRASTRUCTURE | Landscaping | Softscape | WO/HR01/CIH01/92 | Mondal Nurseries & Exterior | Plumeria Rubra | Plumeria Rubra (Champa Pink) Type: Tree Height: 2000-2500 Girth Dia: 2.5" | Nos | 22 | 4367 | Approved
The Soul, Rajarhat | COMMON INFRASTRUCTURE | Landscaping | Softscape | WO/HR01/CIH01/92 | Mondal Nurseries & Exterior | Plumeria Alaba (Champa White) | Plumeria Alaba (Champa White) Type: Tree Height: 2000-2500 Girth Dia: 2" | Nos | 8 | 3397 | Approved
Primarc Chambers | PRE-CONSTRUCTION PHASE | Site Office |  | WO/PCH/PC02/20 | PRAHALLAD CONSTRUCTION PRIVATE LIMITED | External drainage work asper Drawing and Direction of EIC. | External drainage work asper Drawing and Direction of EIC. |  | 0 | 0 | Approved
Primarc Chambers | PRE-CONSTRUCTION PHASE | Site Office |  | WO/PCH/PC02/20 | PRAHALLAD CONSTRUCTION PRIVATE LIMITED | Rectification Work | Charges for the Providing, fitting and fixing for external drainage work such as :- I). Dismantling of RCC/PCC Work, Manually or Mechanically including removal and disposal of debris as per direction of Engineer In Charge. II). Supply and Laying 160 Dia SWR pipes 3.00 mtr length. including laying the PCC over and bottom of the pipe and Properly Connect with Existing Pit. III) 160 X110 Yard Gully supply and fixing. IV). Construction of IP (300X300-In to in X750 Depth) in 230/250 mm thick brick masonry (Red Brick) in 1:4 cement motor, single layer BFS followed by 75 mm thick PCC in 1:3:6 cement concrete, 12 mm thick plaster in 1:4 to internal surface and joint filling the outside surface, Supply, fittings and fixing of C.I grating, Curing, Complete in all respect as required. Rates shall include the cost of excavation in all sorts of soil, compacting the base before PCC (1:3:6) work, backfilling work after completion of job. Inclusive all work complete as per direction of EIC. (All material supplied by contractor) | Lump Sum | 1 | 15000 | Approved
The Soul, Rajarhat | COMMON INFRASTRUCTURE | Landscaping | Softscape | WO/HR01/CIH01/92 | Mondal Nurseries & Exterior | Wodyetia Bifurcata | Wodyetia Bifurcata (Foxtail Palm) Type Palm Height: 3000-3500 (Trunck ht.) | Nos | 8 | 4367 | Approved
The Soul, Rajarhat | COMMON INFRASTRUCTURE | Landscaping | Softscape | WO/HR01/CIH01/92 | Mondal Nurseries & Exterior | Dieffenbechia Tropic Snow | Dieffenbechia Tropic Snow Type: Shrubs Height: 300 | Nos | 578 | 111 | Approved
The Soul, Rajarhat | COMMON INFRASTRUCTURE | Landscaping | Softscape | WO/HR01/CIH01/92 | Mondal Nurseries & Exterior | Dracaena Mahatma | Dracaena Mahatma Type: Shrubs Height: 300-450 | Nos | 582 | 120 | Approved
The Soul, Rajarhat | COMMON INFRASTRUCTURE | Landscaping | Softscape | WO/HR01/CIH01/92 | Mondal Nurseries & Exterior | Alocasia Macvori Zaha | Alocasia Macvori Zaha Type: Shrubs Height: 600-750 | Nos | 12 | 120 | Approved
The Soul, Rajarhat | COMMON INFRASTRUCTURE | Landscaping | Softscape | WO/HR01/CIH01/92 | Mondal Nurseries & Exterior | Pandanus (Light Green) | Pandanus (Light Green) Type: Shrubs Height: 150-250 | Nos | 767 | 110 | Approved
The Soul, Rajarhat | COMMON INFRASTRUCTURE | Landscaping | Softscape | WO/HR01/CIH01/92 | Mondal Nurseries & Exterior | Heliconia Rostata | Heliconia Rostata Type: Shrubs Height: 450 | Nos | 58 | 146 | Approved
The Soul, Rajarhat | COMMON INFRASTRUCTURE | Landscaping | Softscape | WO/HR01/CIH01/92 | Mondal Nurseries & Exterior | Schefflera Arboricola (Green) | Schefflera Arboricola (Green) Type: Shrubs Height: 450 | Nos | 442 | 66 | Approved
The Soul, Rajarhat | COMMON INFRASTRUCTURE | Landscaping | Softscape | WO/HR01/CIH01/92 | Mondal Nurseries & Exterior | Schefflera Arboricola (Green) | Schefflera Arboricola (Green) Type: Shrubs Height: 600 | Nos | 0 | 76 | Approved
The Soul, Rajarhat | COMMON INFRASTRUCTURE | Landscaping | Softscape | WO/HR01/CIH01/92 | Mondal Nurseries & Exterior | Philodendron Selloum | Philodendron Selloum Type: Shrubs Height: 450 | Nos | 0 | 380 | Approved
The Soul, Rajarhat | COMMON INFRASTRUCTURE | Landscaping | Softscape | WO/HR01/CIH01/92 | Mondal Nurseries & Exterior | Agloanema Commutatum Malay Beauty | Agloanema Commutatum Malay Beauty Type: Shrubs Height: 600 | Nos | 126 | 146 | Approved
The Soul, Rajarhat | COMMON INFRASTRUCTURE | Landscaping | Softscape | WO/HR01/CIH01/92 | Mondal Nurseries & Exterior | Agloanema Ernesto Hybrid | Agloanema Ernesto Hybrid Type: Shrubs Height: 600 | Nos | 98 | 380 | Approved
The Soul, Rajarhat | COMMON INFRASTRUCTURE | Landscaping | Softscape | WO/HR01/CIH01/92 | Mondal Nurseries & Exterior | Kentia Palm (3-4 Stems) | Kentia Plam (3-4 Stems) Type: Palm Height: 3000 | Nos | 14 | 1200 | Approved
The Soul, Rajarhat | COMMON INFRASTRUCTURE | Landscaping | Softscape | WO/HR01/CIH01/92 | Mondal Nurseries & Exterior | Golden Bechia | Golden Bechia Type: Palm Height: 1500 | Nos | 0 | 3000 | Approved
The Soul, Rajarhat | COMMON INFRASTRUCTURE | Landscaping | Softscape | WO/HR01/CIH01/92 | Mondal Nurseries & Exterior | Supply of Plant Infront of Podium | Supply of Plant Infront of Podium as per approved drawing, specification and direction of EIC |  | 0 | 0 | Approved
The Soul, Rajarhat | COMMON INFRASTRUCTURE | Landscaping | Softscape | WO/HR01/CIH01/92 | Mondal Nurseries & Exterior | Millingtonia Hortensis | Millingtonia Hortensis (Akashneem) Type: Tree Height: 3000-3500 Girth Dia: 2" | Nos | 30 | 2389 | Approved
The Soul, Rajarhat | COMMON INFRASTRUCTURE | Landscaping | Softscape | WO/HR01/CIH01/92 | Mondal Nurseries & Exterior | Terminalia catappa | Terminalia catappa (Jangli Badam Tree) Type: Tree Height: 3000-3500 Girth Dia: 1.5" | Nos | 24 | 3396 | Approved
The Soul, Rajarhat | COMMON INFRASTRUCTURE | Landscaping | Softscape | WO/HR01/CIH01/92 | Mondal Nurseries & Exterior | Acalypha wilkesiana rosea | Acalypha wilkesiana rosea Type: Shrubs Height: 450 | Nos | 0 | 46 | Approved
The Soul, Rajarhat | COMMON INFRASTRUCTURE | Landscaping | Softscape | WO/HR01/CIH01/92 | Mondal Nurseries & Exterior | Asparagus Sprengeri | Asparagus Sprengeri Type: Shrubs Height: 200 | Nos | 647 | 65 | Approved
The Soul, Rajarhat | COMMON INFRASTRUCTURE | Landscaping | Softscape | WO/HR01/CIH01/92 | Mondal Nurseries & Exterior | Canna Red Flower | Canna Red Flower Type: Shrubs Height: 300 | Nos | 0 | 67 | Approved
The Soul, Rajarhat | COMMON INFRASTRUCTURE | Landscaping | Softscape | WO/HR01/CIH01/92 | Mondal Nurseries & Exterior | Ceasalpinia pulcherrima | Ceasalpinia pulcherrima Type: Shrubs Height: 450 | Nos | 185 | 168 | Approved
The Soul, Rajarhat | COMMON INFRASTRUCTURE | Landscaping | Softscape | WO/HR01/CIH01/92 | Mondal Nurseries & Exterior | Heliconia psittacorum | Heliconia psittacorum Type: Shrubs Height: 450 | Nos | 1193 | 76 | Approved
The Soul, Rajarhat | COMMON INFRASTRUCTURE | Landscaping | Softscape | WO/HR01/CIH01/92 | Mondal Nurseries & Exterior | Ixora chinensis | Ixora chinensis Type: Shrubs Height: 200 | Nos | 1895 | 50 | Approved
The Soul, Rajarhat | COMMON INFRASTRUCTURE | Landscaping | Softscape | WO/HR01/CIH01/92 | Mondal Nurseries & Exterior | Schefflera Arboricolia Green | Schefflera Arboricolia Green Type: Shrubs Height: 450 | Nos | 185 | 49 | Approved
The Soul, Rajarhat | COMMON INFRASTRUCTURE | Landscaping | Softscape | WO/HR01/CIH01/92 | Mondal Nurseries & Exterior | Spider lily | Spider lily Type: Shrubs Height: 300 | Nos | 1275 | 24 | Approved
The Soul, Rajarhat | COMMON INFRASTRUCTURE | Landscaping | Softscape | WO/HR01/CIH01/92 | Mondal Nurseries & Exterior | Tecoma gaudichaudi | Tecoma gaudichaudi Type: Shrubs Height: 450 | Nos | 0 | 168 | Approved
The Soul, Rajarhat | COMMON INFRASTRUCTURE | Landscaping | Softscape | WO/HR01/CIH01/92 | Mondal Nurseries & Exterior | Supply of Plant South Side | Supply of Plant South Side as per approved drawing, specification and direction of EIC |  | 0 | 0 | Approved
The Soul, Rajarhat | COMMON INFRASTRUCTURE | Landscaping | Softscape | WO/HR01/CIH01/92 | Mondal Nurseries & Exterior | Tabebuia rosea | Tabebuia rosea (Pink Trumpet Tree) Type: Tree Height: 3500-4000 Girth Dia: 2.5"-3" | Nos | 5 | 2484 | Approved
The Soul, Rajarhat | COMMON INFRASTRUCTURE | Landscaping | Softscape | WO/HR01/CIH01/92 | Mondal Nurseries & Exterior | Melia azadirach | Melia azadirach (Ghoraneem) Type: Tree Height: 3000-3500 Girth Dia: 2.5"-3" | Nos | 24 | 3397 | Approved
The Soul, Rajarhat | COMMON INFRASTRUCTURE | Landscaping | Softscape | WO/HR01/CIH01/92 | Mondal Nurseries & Exterior | Bauhinia blakeana | Bauhinia blakeana (Kanchan) Type: Tree Height: 3000-3500 Girth Dia: 2.5"-3" | Nos | 12 | 2389 | Approved
The Soul, Rajarhat | COMMON INFRASTRUCTURE | Landscaping | Softscape | WO/HR01/CIH01/92 | Mondal Nurseries & Exterior | cassia fistula | Cassia fistula (Amaltas) Type: Tree Height: 2750 Girth Dia: 1" | Nos | 12 | 2480 | Approved
The Soul, Rajarhat | COMMON INFRASTRUCTURE | Landscaping | Softscape | WO/HR01/CIH01/92 | Mondal Nurseries & Exterior | spathodea companulata | spathodea companulata (Rudrapalash) Type: Tree Height: 3500-4000 Girth Dia: 2.5"-3" | Nos | 3 | 2484 | Approved
The Soul, Rajarhat | COMMON INFRASTRUCTURE | Landscaping | Softscape | WO/HR01/CIH01/92 | Mondal Nurseries & Exterior | Michelia champaca | Michelia champaca (Champa) Type: Tree Height: 3000-3500 Girth Dia: 1.5"-2" | Nos | 2 | 3397 | Approved
The Soul, Rajarhat | COMMON INFRASTRUCTURE | Landscaping | Softscape | WO/HR01/CIH01/92 | Mondal Nurseries & Exterior | Psidum guajava | Psidum guajava (Guava) Type: Tree Height: 1850 Girth Dia: 1" | Nos | 3 | 1500 | Approved
The Soul, Rajarhat | COMMON INFRASTRUCTURE | Landscaping | Softscape | WO/HR01/CIH01/92 | Mondal Nurseries & Exterior | Millingtonia Hortensis | Millingtonia Hortensis (Akashneem) Type: Tree Height: 3000-3500 Girth Dia: 2"-2.5" | Nos | 0 | 2389 | Approved
The Soul, Rajarhat | COMMON INFRASTRUCTURE | Landscaping | Softscape | WO/HR01/CIH01/92 | Mondal Nurseries & Exterior | Acalypha wilkesiana tahiti(Green) | Acalypha wilkesiana tahiti(Green) Type: Shrubs Height: 450-600 | Nos | 214 | 46 | Approved
The Soul, Rajarhat | COMMON INFRASTRUCTURE | Landscaping | Softscape | WO/HR01/CIH01/92 | Mondal Nurseries & Exterior | Acalypha wilkesiana Rosea (Red) | Acalypha wilkesiana Rosea (Red) Type: Shrubs Height: 450-600 | Nos | 268 | 46 | Approved
The Soul, Rajarhat | COMMON INFRASTRUCTURE | Landscaping | Softscape | WO/HR01/CIH01/92 | Mondal Nurseries & Exterior | Asparagus meyeri | Asparagus meyeri Type: Shrubs Height: 100-150 | Nos | 187 | 65 | Approved
The Soul, Rajarhat | COMMON INFRASTRUCTURE | Landscaping | Softscape | WO/HR01/CIH01/92 | Mondal Nurseries & Exterior | Bougainvillea torch glow(hedge) | Bougainvillea torch glow(hedge) Type: Shrubs Height: 300 | Nos | 500 | 120 | Approved
The Soul, Rajarhat | COMMON INFRASTRUCTURE | Landscaping | Softscape | WO/HR01/CIH01/92 | Mondal Nurseries & Exterior | Canna indiaca rubra | Canna indiaca rubra Type: Shrubs Height: 450-600 | Nos | 0 | 120 | Approved
The Soul, Rajarhat | COMMON INFRASTRUCTURE | Landscaping | Softscape | WO/HR01/CIH01/92 | Mondal Nurseries & Exterior | Canna malawiensis variegata | Canna malawiensis variegata Type: Shrubs Height: 450-600 | Nos | 620 | 57 | Approved
The Soul, Rajarhat | COMMON INFRASTRUCTURE | Landscaping | Softscape | WO/HR01/CIH01/92 | Mondal Nurseries & Exterior | Codiaem variegatum petra | Codiaem variegatum petra Type: Shrubs Height: 1200-1500 | Nos | 60 | 850 | Approved
The Soul, Rajarhat | COMMON INFRASTRUCTURE | Landscaping | Softscape | WO/HR01/CIH01/92 | Mondal Nurseries & Exterior | ixora chiensis | Ixora chiensis Type: Shrubs Height: 200 | Nos | 0 | 50 | Approved
The Soul, Rajarhat | COMMON INFRASTRUCTURE | Landscaping | Softscape | WO/HR01/CIH01/92 | Mondal Nurseries & Exterior | Lagerstroemia indica shrub red flowering | Lagerstroemia indica shrub red flowering Type: Shrubs Height: 900-1200 | Nos | 0 | 873 | Approved
The Soul, Rajarhat | COMMON INFRASTRUCTURE | Landscaping | Softscape | WO/HR01/CIH01/92 | Mondal Nurseries & Exterior | Murrya Exotica | Murrya Exotica Type: Shrubs Height: 450-600 | Nos | 659 | 143 | Approved
The Soul, Rajarhat | COMMON INFRASTRUCTURE | Landscaping | Softscape | WO/HR01/CIH01/92 | Mondal Nurseries & Exterior | Pandanus(yellow) | Pandanus(yellow) Type: Shrubs Height: 250-300 | Nos | 35 | 75 | Approved
The Soul, Rajarhat | COMMON INFRASTRUCTURE | Landscaping | Softscape | WO/HR01/CIH01/92 | Mondal Nurseries & Exterior | Schefflera arboricola (green) | Schefflera arboricola (green) Type: Shrubs Height:300-450 | Nos | 240 | 66 | Approved
The Soul, Rajarhat | COMMON INFRASTRUCTURE | Landscaping | Softscape | WO/HR01/CIH01/92 | Mondal Nurseries & Exterior | Tecoma Gaudi chaudi | Tecoma Gaudi chaudi Type: Shrubs Height:1200-1500 | Nos | 33 | 350 | Approved
The Soul, Rajarhat | COMMON INFRASTRUCTURE | Landscaping | Softscape | WO/HR01/CIH01/92 | Mondal Nurseries & Exterior | Tecoma stans | Tecoma stans Type: Shrubs Height:900 | Nos | 124 | 225 | Approved
The Soul, Rajarhat | COMMON INFRASTRUCTURE | Landscaping | Softscape | WO/HR01/CIH01/92 | Mondal Nurseries & Exterior | Supply of Plant Block-A (T8) _West Side | Supply of Plant Block-A (T8) _West Side as per approved drawing, specification and direction of EIC |  | 0 | 0 | Approved
The Soul, Rajarhat | COMMON INFRASTRUCTURE | Landscaping | Softscape | WO/HR01/CIH01/92 | Mondal Nurseries & Exterior | Dieffenbachia tropic snow | Dieffenbachia tropic snow Type: Shrubs Height:450 | Nos | 0 | 111 | Approved
The Soul, Rajarhat | COMMON INFRASTRUCTURE | Landscaping | Softscape | WO/HR01/CIH01/92 | Mondal Nurseries & Exterior | Dracaena trifasciata | Dracaena trifasciata Type: Shrubs Height:600 | Nos | 707 | 65 | Approved
The Soul, Rajarhat | COMMON INFRASTRUCTURE | Landscaping | Softscape | WO/HR01/CIH01/92 | Mondal Nurseries & Exterior | Heliconia rubra | Heliconia rubra Type: Shrubs Height:450 | Nos | 0 | 350 | Approved
The Soul, Rajarhat | COMMON INFRASTRUCTURE | Landscaping | Softscape | WO/HR01/CIH01/92 | Mondal Nurseries & Exterior | Kentia palm cluster | Kentia palm cluster Type: Palm Height:3000 | Nos | 6 | 1200 | Approved
The Soul, Rajarhat | COMMON INFRASTRUCTURE | Landscaping | Softscape | WO/HR01/CIH01/92 | Mondal Nurseries & Exterior | Schefflera arboricola green | Schefflera arboricola green Type: Shrubs Height:450-600 | Nos | 27 | 76 | Approved
The Soul, Rajarhat | COMMON INFRASTRUCTURE | Landscaping | Softscape | WO/HR01/CIH01/92 | Mondal Nurseries & Exterior | Syngonium podophyllum variegated | Syngonium podophyllum variegated Type: Shrubs Height:300 | Nos | 93 | 65 | Approved
The Soul, Rajarhat | COMMON INFRASTRUCTURE | Landscaping | Softscape | WO/HR01/CIH01/92 | Mondal Nurseries & Exterior | Foxtail palm | Foxtail palm Type: Palm Height:1200 Girth Dia: 3" | Nos | 0 | 550 | Approved
The Soul, Rajarhat | COMMON INFRASTRUCTURE | Landscaping | Softscape | WO/HR01/CIH01/92 | Mondal Nurseries & Exterior | Pygmy date palm | Pygmy date palm Type: Palm Height:600 Girth Dia: 2" | Nos | 2 | 950 | Approved
The Soul, Rajarhat | COMMON INFRASTRUCTURE | Landscaping | Softscape | WO/HR01/CIH01/92 | Mondal Nurseries & Exterior | Schefflera actinophylla | Schefflera actinophylla Type: Tree/ Shrubs Height:600 | Nos | 3 | 500 | Approved
The Soul, Rajarhat | COMMON INFRASTRUCTURE | Landscaping | Softscape | WO/HR01/CIH01/93 | Mondal Nurseries & Exterior | Charges for Transportation/ Soil Bed Preparation/ Plantation with Support/ Fertilizer/ Pesticides/ Cocopeat & Manure | Charges for Transportation/ Soil Bed Preparation/ Plantation with Support/ Fertilizer/ Pesticides/ Cocopeat & Manure |  | 0 | 0 | Approved
The Soul, Rajarhat | COMMON INFRASTRUCTURE | Landscaping | Softscape | WO/HR01/CIH01/93 | Mondal Nurseries & Exterior | Soil Bed Preparation | Soil Bed Preparation | Lump Sum | 0.795 | 36500 | Approved
The Soul, Rajarhat | COMMON INFRASTRUCTURE | Landscaping | Softscape | WO/HR01/CIH01/93 | Mondal Nurseries & Exterior | Plantation | Plantation with Support (as required) | Lump Sum | 0.795 | 159000 | Approved
The Soul, Rajarhat | COMMON INFRASTRUCTURE | Landscaping | Softscape | WO/HR01/CIH01/93 | Mondal Nurseries & Exterior | Fertilizer/ Pesticides/ Cocopeat & Manure | Supply and apply of Fertilizer/ Pesticides/ Cocopeat & Manure | Lump Sum | 0.795 | 84000 | Approved
The Soul, Rajarhat | CLUB | Painting | Internal Painting | WO/HR01/CL07/26 | B R C D ASSOCIATES | One coats of primer, followed by texture bubble finishing (Small Size), followed by 2 coats of acrylic emulsion paint (Premium Quality) | Providing & applying of One coats of primer, followed by texture bubble finishing (Small Size), followed by 2 coats of acrylic emulsion paint (Premium Quality) with complete finish as per approved shade, up to the required height including all surfaces properly cleaned by water and scrapping with hard coir rush prior to application of paint, rub down, clean, fill cracks and holes with approved filler with tool tackles & necessary scaffolding if required as per direction of Engineer in charge. (Shifting & lifting of all materials & machineries and scaffolding (if required) are in contractor's scope Brand: Asian Paints/ICI Color Code: As approved by Site | Sq.Ft. | 17113 | 17.2 | Approved
The Soul, Rajarhat | CLUB | Painting | Internal Painting | WO/HR01/CL07/26 | B R C D ASSOCIATES | One coat of approved Primer followed by two coats of Enamel Paint | Providing and applying of One coat of approved Primer followed by two coats of Enamel Paint with complete finish as per approved shade, up to the required height including all surfaces properly cleaned by water and scrapping prior to application of paint, rub down, clean, fill cracks and holes with approved filler with tool tackles & necessary scaffolding if required as per direction of Engineer in charge / Architect. (Shifting & lifting of all materials & machineries and scaffolding (if required) are in contractor's scope) Brand: Asian Paints/ICI Color Code: As approved by Site | Sq.Ft. | 0 | 9.5 | Approved
The Soul, Rajarhat | BLOCK | Painting | Internal Painting |  |  | One coat of approved Primer followed by two coats of Acrylic emulsion Paint | Providing and applying of One coat of approved Primer followed by two coats of Acrylic emulsion Paint (Premium Quality) with complete finish as per approved shade, up to the required height including all surfaces properly cleaned by water and scrapping prior to application of paint/ as per requirement, rub down, clean, fill cracks and holes with approved filler with tool tackles & necessary scaffolding if required as per direction of Engineer in charge / Architect. (Shifting & lifting of all materials & machineries and scaffolding (if required) are in contractor's scope) Brand: Asian Paints/ICI Color Code: As approved by Site | Sq.Ft. |  |  | Approved
The Soul, Rajarhat | CLUB | Painting | Internal Painting | WO/HR01/CL07/26 | B R C D ASSOCIATES | One coat of approved Primer followed by two coats of Acrylic emulsion Paint ( | Providing and applying of One coat of approved Primer followed by two coats of Acrylic emulsion Paint (Premium Quality) with complete finish as per approved shade, up to the required height including all surfaces properly cleaned by water and scrapping prior to application of paint/ as per requirement, rub down, clean, fill cracks and holes with approved filler with tool tackles & necessary scaffolding if required as per direction of Engineer in charge / Architect. (Shifting & lifting of all materials & machineries and scaffolding (if required) are in contractor's scope) Brand: Asian Paints/ICI Color Code: As approved by Site | Sq.Ft. | 46231.5 | 9 | Approved
SOUTHWINDS PROJECT LLP (PHASE - III & IV) | MEP PHASE - IV | External Electrical | Civil | WO/SP34/MW4/16 | PRAHALLAD CONSTRUCTION PRIVATE LIMITED | ELV Work at Concrete Road | ELV Work at Concrete Road |  | 0 | 0 | Approved
SOUTHWINDS PROJECT LLP (PHASE - III & IV) | MEP PHASE - IV | External Electrical | Civil | WO/SP34/MW4/16 | PRAHALLAD CONSTRUCTION PRIVATE LIMITED | 200 Dia RCC HUME pipes | Charges for Laying and jointing 200 mm dia RCC hume pipes (for Electrical cables underneath of Concrete Road) with socket & spigot jointed with stiff mixture of cement mortar with a proportion of 1:2 ( 1 cement : 2 sand ) in trenches to required depth from F.G.L complete with 75 thk. bed concrete as per drawing ( width of bed = OD of pipe + 150mm ), surround PCC ( 1:3:6 ) only in collar joint area. Pipes are to be laid in straight aligned lengths to correct line and level with sight rails and boning rods. Pipes shall be tested in 'as laid' condition. After testing, backfilling the trenches in layers of 100mm depth with selected backfill material and consolidating by manual ramming, dewatering etc. and disposing surplus earth hard soil, laterite etc. as directed upto a lead of 150m. Total works complete as per drawing & direction of EIC. (Only RCC pipe, pipe fitting & cement will be supplied by client) Rates shall exclude the cost of excavation | mtrs | 110.1 | 600 | Approved
SOUTHWINDS PROJECT LLP (PHASE - III & IV) | MEP PHASE - IV | External Electrical | Civil | WO/SP34/MW4/16 | PRAHALLAD CONSTRUCTION PRIVATE LIMITED | 200 Dia DWC pipes | Charges for laying , jointing, testing and commissioning of 200 Dia DWC pipes for depth up to required depth and width of trench ( minimum Pipe OD+300mm), length to correct grades levels and alignment including jointing with 75 mm thick & 150 mm width encasing with ( 1: 3: 6) PCC, testing and making good the leakage if any etc. Rates shall exclude the cost of excavation but including 75 mm thick and 250 mm width PCC (1:3:6 )along with the pipe before pipe laying, compacting the base before pcc work, disposing of surplus earth within the site premises ( lead up to 0.5 KM) , back filling work after completion of job all complete. The rate is inclusive of bailing out of water during pipe laying and shoring work, if required to prevent collapsing of soil. all complete as per specification and direction of the engineer in charge , only pipe, fittings and cement would be supplied by the Employer but subjected to reconciliation. Work to be done as per drawing and direction of engineer in charge. Rates shall exclude the cost of excavation | mtrs | 142.7 | 590 | Approved
SOUTHWINDS PROJECT LLP (PHASE - III & IV) | MEP PHASE - IV | External Electrical | Civil | WO/SP34/MW4/16 | PRAHALLAD CONSTRUCTION PRIVATE LIMITED | Manhole Pit | Construction of Manhole chambers in 230/250 mm thick brick masonry( Red Brick) in 1:4 cement motor, single layer BFS followed by 75 mm thick PCC in 1:3:6 cement concrete, 12 mm thick plaster in 1:4 to internal surface and joint filling the out side surface , fixing D.I / R.C.P.C manhole cover and frame , Curing, Complete in all respect as required . Rates shall include the cost of excavation upto PCC top level only in all sorts of soil, compacting the base before PCC(1:3:6) work, disposing of surplus earth within the site premises ( lead up to 0.5 KM) , backfilling work after completion of job. The rate is inclusive of bailing out of water during excavation and pipe laying and shoring work, if required to prevent collapsing of Soil and direction of engineer in Charge.Only Cement, Reinforcement Steel(Scrap), Cover would be supplied by the Employer but subject to reconciliation, work to be done as per drawing and direction of EIC. | Nos | 14 | 7204 | Approved
SOUTHWINDS PROJECT LLP (PHASE - III & IV) | OVERHEAD PHASE - III & IV | Pest Control |  | WO/SP34/OP34/4 | Secura Infra Services Pvt. Ltd. | Mosquito control | Larvae Control Treatment Spraying Chemical (Sumilarv/Bilarv) 3 times in Month. Adult Mosquito Control Treatment i. Spraying Chemical (Malathion/Lamda Cyhalothrin) 09 times in Month. ii. Smoke Fogging (Cyphenothrin 5% EC/Deltamethrin 1.25% ULV) 09 times in Month. At Project Premises: 1.Southwind site office 2.MA Construction Site Office 3.All labor accommodation & bath area at Danta city area 4.Security accommodation at Danta city 5.All Security posts 6.Batching plant area & QC lab Date – 01/11/22 to 30/04/23 | Months | 6 | 10000 | Approved
SOUTHWINDS PROJECT LLP (PHASE - III & IV) | COMMON INFRASTRUCTURE - PHASE III & IV | Land Development |  | WO/SP34/CI34/19 | Secura Infra Services Pvt. Ltd. | Snake control treatment | Snake control treatment for Danta City Area as per attached SOP , Annexure-1 & direction of EIC. ( Application to be done @ 1 times / month ) | Months | 3 | 2300 | Approved
The Soul, Rajarhat | COMMON INFRASTRUCTURE | Civil | Misc Civil Work | WO/HR01/CIH01/79 | NEW L. N. CONSTRUCTION | Foundation of Bollered and Pole light | Foundation of Bollered and Pole light with approved grade of RCC (M20) including excavation/ Reinforcement/ Rebar Grouting/Shuttering (As per requirement)/ Concreting as per drawing and direction of EIC |  | 0 | 0 | Approved
The Soul, Rajarhat | COMMON INFRASTRUCTURE | Civil | Misc Civil Work | WO/HR01/CIH01/79 | NEW L. N. CONSTRUCTION | Bollard Light Foundation | Bollard Light Foundation 200X200X300 Location: Ground | Nos | 42 | 234 | Approved
The Soul, Rajarhat | COMMON INFRASTRUCTURE | Civil | Misc Civil Work | WO/HR01/CIH01/79 | NEW L. N. CONSTRUCTION | Pole Light Foundation | Pole Light Foundation 400X400X500 Location: Ground | Nos | 46 | 650 | Approved
The Soul, Rajarhat | COMMON INFRASTRUCTURE | Civil | Misc Civil Work | WO/HR01/CIH01/79 | NEW L. N. CONSTRUCTION | Bollard/ Pole Light Foundation | Bollard/ Pole Light Foundation with 4 nos. 12 mm rebar grouting 200X200X250 Location: Podium | Nos | 5 | 656 | Approved
The Soul, Rajarhat | COMMON INFRASTRUCTURE | Civil | Misc Civil Work | WO/HR01/CIH01/79 | NEW L. N. CONSTRUCTION | Daily Labour | Daily Labour |  | 0 | 0 | Approved
The Soul, Rajarhat | COMMON INFRASTRUCTURE | Civil | Misc Civil Work | WO/HR01/CIH01/79 | NEW L. N. CONSTRUCTION | Mason | Supply of Mason Working Hour: 10-11H | Nos | 25 | 640 | Approved
The Soul, Rajarhat | COMMON INFRASTRUCTURE | Civil | Misc Civil Work | WO/HR01/CIH01/79 | NEW L. N. CONSTRUCTION | Helper | Supply of Helper Working Hour: 10-11H | Nos | 25 | 515 | Approved
The Soul, Rajarhat | CLUB | Interior Work |  | WO/HR01/CL07/27 | PROTECH ENGINEERS | Buffel ceiling/ wall | Supply Fabrication and Erection charges for reception area Buffel ceiling/ wall made with RHS 80X40X2.9 / MS Flat 32X6/ Tie Road or Tie channel / Fastner including one coat of red oxide primer all complete at all levels as per drawing and direction of EIC. Fastener will be supplied by client but subjected to reconciliation. | Kg | 2700 | 115 | Approved
Primarc Chambers | OVERHEAD | Overhead |  | WO/PCH/PC05/15 | EUREKA FORBES LIMITED | AMC for Water purifier (Period: 01.10.2022 to 31.10.2023) | Comprehensive Annual Maintenance Contract for Water Purifier Model: Purifier Aquaguard-Reviva Nxt (RO+UV+MTDS) (Period: 01.10.2022 to 31.10.2023) | Nos | 1 | 5169.5 | Approved
Primarc Chambers | OVERHEAD | Overhead |  | WO/PCH/PC05/8 | EUREKA FORBES LTD | AMC for Water purifier (Period: 01.10.2022 to 31.10.2023) | Comprehensive Annual Maintenance Contract for Water Purifier Model: Purifier Aquaguard-Reviva Nxt (RO+UV+MTDS) (Period: 01.10.2022 to 31.10.2023) | Nos | 1 | 5169.5 | Approved
SOUTHWINDS PROJECT LLP (PHASE - III & IV) | COMMON INFRASTRUCTURE - PHASE III & IV | Consultancy Charges | OTHER CONSLUTANTS | WO/SP34/CI34/52 | Skipper Technologies India Pvt Ltd | Servicing and Calibration charges for Sokkia Auto Level & Total Station | Servicing and Calibration charges for Sokkia Auto Level & Total Station |  | 0 | 0 | Approved
SOUTHWINDS PROJECT LLP (PHASE - III & IV) | COMMON INFRASTRUCTURE - PHASE III & IV | Consultancy Charges | OTHER CONSLUTANTS | WO/SP34/CI34/46 | Skipper Technologies India Pvt Ltd | Servicing and Calibration charges for Sokkia Auto Level & Total Station | Servicing and Calibration charges for Sokkia Auto Level & Total Station |  | 0 | 0 | Approved
SOUTHWINDS PROJECT LLP (PHASE - III & IV) | COMMON INFRASTRUCTURE - PHASE III & IV | Consultancy Charges | OTHER CONSLUTANTS | WO/SP34/CI34/46 | Skipper Technologies India Pvt Ltd | Service & Calibration Charges of Auto Level | Service & Calibration Charges of Sokkia Auto Level Model B30, (Sl.No-173485) | Nos. | 1 | 1000 | Approved
SOUTHWINDS PROJECT LLP (PHASE - III & IV) | COMMON INFRASTRUCTURE - PHASE III & IV | Consultancy Charges | OTHER CONSLUTANTS | WO/SP34/CI34/52 | Skipper Technologies India Pvt Ltd | Service & Calibration Charges of Auto Level | Service & Calibration Charges of Sokkia Auto Level Model B30, (Sl.No-173485) | Nos. | 1 | 1000 | Approved
SOUTHWINDS PROJECT LLP (PHASE - III & IV) | COMMON INFRASTRUCTURE - PHASE III & IV | Consultancy Charges | OTHER CONSLUTANTS | WO/SP34/CI34/46 | Skipper Technologies India Pvt Ltd | Service & Calibration Charges of Total Station | Service & Calibration Charges of Total Station Model CX-105, (Sl.No-GS0125) | Nos. | 1 | 12000 | Approved
SOUTHWINDS PROJECT LLP (PHASE - III & IV) | COMMON INFRASTRUCTURE - PHASE III & IV | Consultancy Charges | OTHER CONSLUTANTS | WO/SP34/CI34/52 | Skipper Technologies India Pvt Ltd | Service & Calibration Charges of Total Station | Service & Calibration Charges of Total Station Model CX-105, (Sl.No-GS0125) | Nos. | 1 | 12000 | Approved
The Soul, Rajarhat | BLOCK | Plumbing/Sanitory | Internal Plumbing | WO/HR01/BOK01/157 | THE NANDI ENTERPRISE | Cable laying work for Pump Automation | Receiving and laying of following size 1.1 KV grade PVC/ XLPE insulated and sheathed power cable in existing trench/ Underground/ pipe/ Cable tray including supply of cable tie, aluminium clamp, saddle, screw etc. as required to complete in all respect |  | 0 | 0 | Approved
The Soul, Rajarhat | BLOCK | Plumbing/Sanitory | Internal Plumbing | WO/HR01/BOK01/157 | THE NANDI ENTERPRISE | 2 Core 1.5 SQMM Cu./Ar. Cable | 2 Core 1.5 SQMM Cu./Ar. Cable | Mtrs. | 600 | 11 | Approved
The Soul, Rajarhat | BLOCK | Plumbing/Sanitory | Internal Plumbing | WO/HR01/BOK01/157 | THE NANDI ENTERPRISE | 3 Core 1.5 SQMM Cu./Ar. Cable | 3 Core 1.5 SQMM Cu./Ar. Cable | Mtrs. | 300 | 11 | Approved
The Soul, Rajarhat | BLOCK | Plumbing/Sanitory | Internal Plumbing | WO/HR01/BOK01/157 | THE NANDI ENTERPRISE | 4 Core 1.5 SQMM Cu./Ar. Cable | 4 Core 1.5 SQMM Cu./Ar. Cable | Mtrs. | 4250 | 11 | Approved
Primarc Chambers | PRE-CONSTRUCTION PHASE | Electrical | Infrastructure - Electrical & construction power | WO/PCH/PC02/21 | DIAMOND PROJECTS | Electrical work for Construction Power | Electrical work for Construction Power |  | 0 | 0 | Approved
Primarc Chambers | PRE-CONSTRUCTION PHASE | Electrical | Infrastructure - Electrical & construction power | WO/PCH/PC02/21 | DIAMOND PROJECTS | Cable Laying | Charges for cable laying and fixing-3.5 CX70 Sq.mm AL. AR. Cable including all fixing arrangements & hardware materials as required as per direction of EIC | mtrs | 70 | 35 | Approved
Primarc Chambers | PRE-CONSTRUCTION PHASE | Electrical | Infrastructure - Electrical & construction power | WO/PCH/PC02/21 | DIAMOND PROJECTS | Busbar Installation | Installation of Busbar chamber 100 Amps, 415V including all fixing arrangements & hardware materials as required as per direction of EIC | Nos | 1 | 1150 | Approved
Primarc Chambers | PRE-CONSTRUCTION PHASE | Electrical | Infrastructure - Electrical & construction power | WO/PCH/PC02/21 | DIAMOND PROJECTS | main switch | Charges for 63 AMPS,4 Pole,415 volt Main Switch Fixing as per direction of Engineer in chrge. | Nos | 2 | 742 | Approved
Primarc Chambers | PRE-CONSTRUCTION PHASE | Electrical | Infrastructure - Electrical & construction power | WO/PCH/PC02/21 | DIAMOND PROJECTS | termination | Cable end Gland with termination of 3.5Cx70sq.mm. Al armored Cable as per direction of Engineer in charge. | Nos | 6 | 280 | Approved
Primarc Chambers | PRE-CONSTRUCTION PHASE | Electrical | Infrastructure - Electrical & construction power | WO/PCH/PC02/21 | DIAMOND PROJECTS | Earthing | Supply & erection earthing station with associated G.I Strip including charcoal,salt,nut and bolt supplied by contractor, as per direction of EIC. | Set | 2 | 2050 | Approved
Primarc Chambers | PRE-CONSTRUCTION PHASE | Electrical | Infrastructure - Electrical & construction power | WO/PCH/PC02/21 | DIAMOND PROJECTS | Earthing busbar | Charges for earthing Busbar,making,installation and connection as required as per direction of EIC. | Nos | 2 | 328 | Approved
Primarc Chambers | PRE-CONSTRUCTION PHASE | Electrical | Infrastructure - Electrical & construction power | WO/PCH/PC02/21 | DIAMOND PROJECTS | Body Erathing | "Supply & fixing of 12 SWG GI wire for body earthing of different equipment's (main switch, busbar/etc. complete as required as per direction of EIC. " | Lump Sum | 1 | 480 | Approved
Primarc Chambers | MARKETING | Annual Maintenance Contract |  | WO/PCH/PC03/38 | DAIKIN AIRCONDITIONING INDIA PVT. LTD. | AMC for Daikin Air Conditioner | Comprehensive Maintenance contact for 8 HP Daikin Air-conditioner of following model. Product-:VRV Model-ODU: RXMQ8TY16 Sl No: E001710 (Contract period: 01.11.2022 to 31.10.2023) | HP | 8 | 2650 | Approved
SOUTHWINDS PROJECT LLP (PHASE - III & IV) | MARKETING PHASE - III & IV | Signages and Art Work |  | WO/SP34/MA34/6 | INFOSIGN SYSTEMS PVT. LTD. | Signage Work at Main Entry Gate (Gate No.3) infront of Block-13 | Signage Work at Main Entry Gate (Gate No.3) infront of Block-13 |  | 0 | 0 | Approved
SOUTHWINDS PROJECT LLP (PHASE - III & IV) | MARKETING PHASE - III & IV | Signages and Art Work |  | WO/SP34/MA34/6 | INFOSIGN SYSTEMS PVT. LTD. | Signage Work at Main Entry Gate (Gate No.3 | Charges for supply of Labour & material for carrying, lifting & fixing of Signage for the sizes as per Annexure-1 (Attached). Letter will be 70mm raised imported Acrylic Chanellium letter pasted with OWV in front as per design. Illumination will be from front only with branded LED Modules 1.2 Watt (IP-67/Waterproof) with adequate rain proof power supply. The Signage will be fixed on MS structure as per direction of EIC. | Lump Sum | 1 | 150000 | Approved
The Soul, Rajarhat | BASEMENT WITH PODIUM | Grill / Steel Work |  | WO/HR01/BP01/40 | PROTECH ENGINEERS | AC Support Structure | Supply, Fabrication, Erection of AC Support structure made with ISMC 150 and ISA 50X50X6 including one coat of red-lead primer, transportation, lead and lifting as per drawing and direction of EIC (8 Nos) Location: Podium | Kg | 500 | 105 | Approved
The Soul, Rajarhat | BASEMENT WITH PODIUM | Grill / Steel Work |  | WO/HR01/BP01/40 | PROTECH ENGINEERS | MS Door at Podium | Supply Fabrication & Erection of MS Door at Podium made with ISA 50X50X6, ISA 40X40X6, Flat 40X6 & 2mm Sheet including one coat of red-lead/ Oxide primer, transportation, lead and lifting as per drawing and direction of EIC (5 Nos) Location: Podium | Kg | 500 | 108 | Approved
The Soul, Rajarhat | BASEMENT WITH PODIUM | Grill / Steel Work |  | WO/HR01/BP01/40 | PROTECH ENGINEERS | MS Stair Railing Basement Connecting Stair | MS Stair Railing Basement Connecting Stair: Providing and Fixing of Stair Railing made with 9 x 25 MS Flat, 6 x 25 MS Flat, 12 x 12 Square Bar , 10 x 10 Square Vertical with all complete at all level including the cost of Red Oxide Primer, transportation and loading Unloading as per approved drawing and direction of EIC | Kg | 210 | 93 | Approved
SOUTHWINDS PROJECT LLP (PHASE - III & IV) | FINISHING PHASE - III | POP/PUTTY Work |  | WO/SP34/FW34/3 | Buildon Plasters Private Limited | Gypsum plaster (wall) & Gypsum-putty (Ceiling) application at Bl-12 (All Flat, Lobby & Staircase ) | Gypsum plaster (wall) & Gypsum-putty (Ceiling) application at Bl-12 (All Flat, Lobby & Staircase ) as per B.O.Q & direction of EIC. |  | 0 | 0 | Approved
SOUTHWINDS PROJECT LLP (PHASE - III & IV) | FINISHING PHASE - III | POP/PUTTY Work |  | WO/SP34/FW34/3 | Buildon Plasters Private Limited | Ceiling | Charges for Providing and Applying Gypsum & putty with 5 mm - 6 mm thickness to the ceiling ( on concrete surface ) including lifting, Scaffolding, preparing the surface, necessary hacking , grinding etc. all complete at all level as per drawing and direction of Engineer-in-Charge. Brand of Gypsum: Buildon Gypsum Brand of Putty: Asian / Berger /JK/ Birla White | Sq.Ft. | 51220.01 | 10.5 | Approved
SOUTHWINDS PROJECT LLP (PHASE - III & IV) | FINISHING PHASE - III | POP/PUTTY Work |  | WO/SP34/FW34/3 | Buildon Plasters Private Limited | Wall | Supply and application of Gypsum Plaster on Surfaces between 10mm to 12mm thickness. Finish will be line, level and plumb on Surface including all lifting, Scaffolding, preparing the surface, necessary hacking , grinding , supply & application of fibre mesh etc. all complete at all level as per drawing and direction of Engineer-in-Charge. Brand of Gypsum: Buildon Gypsum | Sq.Ft. | 0 |  | Approved
SOUTHWINDS PROJECT LLP (PHASE - III & IV) | MEP PHASE - III | Internal Electrical |  | WO/SP34/MW34/16 | JYOTI TILES LLP | Cutting of Granite/Black stones | Labour and Machinery Charges for Cutting of Granite/Black stones as per approved size, BOQ and direction of EIC, and Cutting slab will be stacked properly at the same place (cutting place) and all complete as per drawing and direction of EIC. Rate inclusive of Diamond Cutter and all required materials, labors, tools & tackles and necessary arrangements for the work & machineries are in contractor's scope, Only Granite/Black stone, electric point (in single point at each block) to be provided by client. (Slab Size - 300X550,550X550,300X750,750X750). |  | 0 | 0 | Approved
SOUTHWINDS PROJECT LLP (PHASE - III & IV) | MEP PHASE - III | Internal Electrical |  | WO/SP34/MW34/16 | JYOTI TILES LLP | Size -300x550 mm | Granite/Black stone cutting-Size -300x550 mm | Nos. | 80 | 27 | Approved
SOUTHWINDS PROJECT LLP (PHASE - III & IV) | MEP PHASE - III | Internal Electrical |  | WO/SP34/MW34/16 | JYOTI TILES LLP | Size -550x550 mm | Granite/Black stone cutting-Size -550x550 mm | Nos. | 5 | 50 | Approved
SOUTHWINDS PROJECT LLP (PHASE - III & IV) | MEP PHASE - IV | Internal Electrical |  | WO/SP34/MW4/17 | JYOTI TILES LLP | Cutting of Granite/Black stones | Labour and Machinery Charges for Cutting of Granite/Black stones as per approved size, BOQ and direction of EIC, and Cutting slab will be stacked properly at the same place (cutting place) and all complete as per drawing and direction of EIC. Rate inclusive of Diamond Cutter and all required materials, labors, tools & tackles and necessary arrangements for the work & machineries are in contractor's scope, Only Granite/Black stone, electric point (in single point at each block) to be provided by client. (Slab Size - 300X550,550X550,300X750,750X750). |  | 0 | 0 | Approved
SOUTHWINDS PROJECT LLP (PHASE - III & IV) | MEP PHASE - IV | Internal Electrical |  | WO/SP34/MW4/17 | JYOTI TILES LLP | Size -300x550 mm | Granite/Black stone cutting-Size -300x550 mm | Nos. | 320 | 27 | Approved
SOUTHWINDS PROJECT LLP (PHASE - III & IV) | MEP PHASE - IV | Internal Electrical |  | WO/SP34/MW4/17 | JYOTI TILES LLP | Size -550x550 mm | Granite/Black stone cutting-Size -550x550 mm | Nos. | 55 | 50 | Approved
SOUTHWINDS PROJECT LLP (PHASE - III & IV) | MEP PHASE - IV | Internal Electrical |  | WO/SP34/MW4/17 | JYOTI TILES LLP | Size -300x750 mm | Granite/Black stone cutting-Size -300x750 mm | Nos. | 25 | 37 | Approved
SOUTHWINDS PROJECT LLP (PHASE - III & IV) | MEP PHASE - IV | Internal Electrical |  | WO/SP34/MW4/17 | JYOTI TILES LLP | Size -750x750 mm | Granite/Black stone cutting-Size -750x750 mm | Nos. | 5 | 92 | Approved
The Soul, Rajarhat | CLUB | False Celling |  | WO/HR01/CL07/28 | Ajay Gaurisaria | Gypsum board False Ceiling | Providing and fixing with Gypsum board 12 mm thk. flat framework comprising of rolled galvanized metal sections consisting of the main channels to run in one direction at 1000mm c/c and secondary ceiling section at 525-650mm c/c in other direction connected to main channel with GI connecting clips of 10 SWG of approved quality. The grids shall be suspended from structural slab by GI strap hangers 15mmx15mm size @ 1000mm C/C both ways from structural support. Gypsum board 12 mm thick is then screwed & fixed to ceiling section, finished with jointing compound, paper tape including necessary scaffolding & tool tackles all complete as per direction of drawing and direction of Engineer-In-Charge" Gypsum Board Make: Saint Gobin Channel Make: Saint Gobin |  | 0 | 0 | Approved
The Soul, Rajarhat | CLUB | False Celling |  | WO/HR01/CL07/28 | Ajay Gaurisaria | Gypsum board False Ceiling | Gypsum board False Ceiling | Sq.Ft. | 7995.5 | 80 | Approved
The Soul, Rajarhat | CLUB | False Celling |  | WO/HR01/CL07/28 | Ajay Gaurisaria | Gypsum board False Ceiling | Gypsum board False Ceiling (Less than 200mm width) | Rft | 500 | 75 | Approved
The Soul, Rajarhat | CLUB | False Celling |  | WO/HR01/CL07/28 | Ajay Gaurisaria | False Ceiling (Inside of Toilet) | False Ceiling (Inside of Toilet) Providing and fixing with Everest Cement board (Moisture resistant) 6 mm thk. Flat framework comprising of rolled galvanized metal sections consisting of the main channels to run in one direction at 1000mm c/c and secondary ceiling section at 525-650mm c/c in other direction connected to main channel with GI connecting clips of 10 SWG of approved quality. The grids shall be suspended from structural slab by GI strap hangers 15mm x 15mm size @ 1000mm C/C both ways from structural support. Everest Cement board 6 mm thk is then screwed & fixed to ceiling section, finished with jointing compound, paper tape including necessary scaffolding & tool tackles all complete as per direction of drawing and direction of Engineer-In-Charge. Board Brand: Everest Channel Make: Indian Gypsum/ Equivalent |  | 0 | 0 | Approved
The Soul, Rajarhat | CLUB | False Celling |  | WO/HR01/CL07/28 | Ajay Gaurisaria | False Ceiling (Inside of Toilet) | False Ceiling (Inside of Toilet) | Sq.Ft. | 1990.5 | 75 | Approved
The Soul, Rajarhat | CLUB | False Celling |  | WO/HR01/CL07/28 | Ajay Gaurisaria | False Ceiling (Inside of Toilet) | False Ceiling (Inside of Toilet) (Less than 200mm) | Rft | 0 | 70 | Approved
The Soul, Rajarhat | CLUB | False Celling |  | WO/HR01/CL07/28 | Ajay Gaurisaria | Charges for Loading Unloading | Charges for Loading Unloading as per direction of EIC |  | 0 | 0 | Approved
The Soul, Rajarhat | CLUB | False Celling |  | WO/HR01/CL07/28 | Ajay Gaurisaria | Gypsum board False Ceiling (1.1) | Gypsum board False Ceiling (1.1) | Sq.Ft. | 7995.5 | 2.4 | Approved
The Soul, Rajarhat | CLUB | False Celling |  | WO/HR01/CL07/28 | Ajay Gaurisaria | Gypsum board False Ceiling (1.2) | Gypsum board False Ceiling (1.2) | Rft | 500 | 2.25 | Approved
The Soul, Rajarhat | CLUB | False Celling |  | WO/HR01/CL07/28 | Ajay Gaurisaria | False Ceiling (Inside of Toilet) (2.1) | False Ceiling (Inside of Toilet) (2.1) | Sq.Ft. | 1990.5 | 2.25 | Approved
The Soul, Rajarhat | CLUB | False Celling |  | WO/HR01/CL07/28 | Ajay Gaurisaria | False Ceiling (Inside of Toilet) (2.2) | False Ceiling (Inside of Toilet) (2.2) | Rft | 0 | 2.1 | Approved
SOUTHWINDS PROJECT LLP (PHASE - III & IV) | BLOCK PHASE - IV | Civil |  | WO/SP34/BP4/11 | M.A Construction | Civil Work for Pile Build Up below Raft for Block-14 UGR | Civil Work for Pile Build Up below Raft for Block-14 UGR |  | 0 | 0 | Approved
SOUTHWINDS PROJECT LLP (PHASE - III & IV) | BLOCK PHASE - IV | Civil |  | WO/SP34/BP4/11 | M.A Construction | EARTH WORK IN EXCAVATION (3.0 - 4.5 METERS) | EARTH WORK IN EXCAVATION General earthwork excavation in all types of soil, any kind of backfilled material for levelling & lowering the ground level up to the pcc bottom ( As shown in the drawing ), stacking the excavated earth & disposable material where ever indicated in site, up to a lead of 50m including filling depressions wherever necessary, watering, consolidating, etc. complete. Contractor shall get acquainted with site conditions, nature of soil and adopt suitable adequate dewatering system as deemed fit for the nature of soil, prevailing water table and water collected by runoff or rain to get the surface reasonably dry for laying pcc at the time of execution, provide necessary soring system so that execution will not be hampered or delayed. etc complete as per the instruction of Engineer. The rates shall also include for royalty charges, obtaining permission for excavation and all other related matters from concerned authorities, keeping the site and approach roads neat and clean, maintaining appropriate slope of sides of excavation to prevent collapse of earth, dewatering etc. to the satisfaction of Engineer. The Contractor shall be paid only for excavation as actual / as per IS 1200 / discretion of EIC (3.0 - 4.5 METERS - PILE BUILD UP FOR BLOCK-14 UGR) | Cum. | 249.6 | 350 | Approved
SOUTHWINDS PROJECT LLP (PHASE - III & IV) | BLOCK PHASE - IV | Civil |  | WO/SP34/BP4/11 | M.A Construction | Filling with excavated earth available at site | Filling in foundation ( Up to plinth level ) and under floors with selected earth in layers (Height should be as per Specification ) including watering, ramming, consolidation etc. as directed. The rates are inclusive of all labours, tools/tackles, pumps, vibratory roller/earth compactor temporary works, etc. complete [ Measurement should be as per specification. ] Filling with excavated earth available at site | Cum. | 0 |  | Approved
SOUTHWINDS PROJECT LLP (PHASE - III & IV) | BLOCK PHASE - IV | Civil |  | WO/SP34/BP4/11 | M.A Construction | Formwork / Ply Shuttering | Labour charges for fixing of formwork by using material from re-fabrication of Garbage chutes to Moulds (2nos.) & including all leads with necessary supporting arrangement, applying shuttering oil ( Like ' REBOL' from FOSROC or any other approved ) on the form work, keeping the form work in position after concreting for a period as specified in the relevant I .S. Code and removing the form work after expiry of the specified period, labour, tools & tackles etc. all as per drawing and specification. The form work shall be water tight and shall be free from warping, denting and unevenness.. Proper care during de-shuttering to avoid any damage to existing facilities. FORM & SHUTTERING UPTO PLINTH LVL | Sq.Mtr. | 78.786 | 300 | Approved
SOUTHWINDS PROJECT LLP (PHASE - III & IV) | BLOCK PHASE - IV | Civil |  | WO/SP34/BP4/11 | M.A Construction | MS Shuttering | Labour charges for fixing of MS formwork, including all leads with necessary supporting arrangement, applying shuttering oil ( Like ' REBOL' from FOSROC or any other approved ) on the form work, keeping the form work in position after concreting for a period as specified in the relevant I .S. Code and removing the form work after expiry of the specified period, complete with all labour, tools & tackles etc. all as per drawing and specification. The form work shall be water tight and shall be free from warping, denting and unevenness. Proper care during de-shuttering to avoid any damage to existing facilities. FORM & SHUTTERING UPTO PLINTH LVL (Supply of all MS member & Fabrication of all boxes are done by client, but shifting of all material are in contractor scope) | Sq.Mtr. | 391.68 | 300 | Approved
SOUTHWINDS PROJECT LLP (PHASE - III & IV) | BLOCK PHASE - IV | Civil |  | WO/SP34/BP4/11 | M.A Construction | REINFORCEMENT WORK-UPTO PLINTH LVL | Providing, unloading, handling, storing and hoisting into place at all levels and then straightening, cutting to length, bending hooked ends, binding in position of reinforcement bars to shape and size as detailed in drawing and approved bar bending schedules, including welding wherever necessary as per drawing in all kinds of works at all heights & depths as specified including approved cover blocks spaces and binding wire of 18 gauge, annealed wire hooks if required and such other works that are required to make it complete as per drawing. No payment to be made for Rolling Merging. Laps, chairs and spacers will be measured and counted in pour cards and paid in addition to the quantities in BBS. UPTO PLINTH LVL | MT | 1.33 | 6700 | Approved
SOUTHWINDS PROJECT LLP (PHASE - III & IV) | BLOCK PHASE - IV | Civil |  | WO/SP34/BP4/11 | M.A Construction | REINFORCED CEMENT CONCRETE- M35. (UPTO PLINTH LVL.) | Supply of Material ( Like sand, stone chips etc. as per T & C ) for REINFORCED CEMENT CONCRETE. ( M25/M30/M35)as per specification, drawing & direction of EIC. (UPTO PLINTH LVL.) | Cum. | 11.501 | 4800 | Approved
SOUTHWINDS PROJECT LLP (PHASE - III & IV) | BLOCK PHASE - IV | Civil |  | WO/SP34/BP4/11 | M.A Construction | Hire charges for Excavator -71 on Hourly rental basis | Hire charges for "Excavator -71" on Hourly rental basis including Fuel & Operator for Pile Build Up below Raft for Block-14 UGR as per direction of EIC. | hrs. | 76.5 | 1100 | Approved
SOUTHWINDS PROJECT LLP (PHASE - III & IV) | BLOCK PHASE - IV | Civil |  | WO/SP34/BP4/11 | M.A Construction | Hire charges for Excavator -210 on Hourly rental basis | Hire charges for "Excavator -210" on Hourly rental basis including Fuel & Operator for Pile Build Up below Raft for Block-14 UGR as per direction of EIC. | hrs. | 56.5 | 1400 | Approved
SOUTHWINDS PROJECT LLP (PHASE - III & IV) | BLOCK PHASE - IV | Civil |  | WO/SP34/BP4/11 | M.A Construction | Supply of Unskilled Labour (Working Hour 12 H/Day including lunch) | Supply of Unskilled Labour for Pile Build Up below Raft for Block-14 UGR as per direction of EIC. | Nos. | 336.5 | 450 | Approved
SOUTHWINDS PROJECT LLP (PHASE - III & IV) | BLOCK PHASE - IV | Civil |  | WO/SP34/BP4/11 | M.A Construction | Misc. Civil Work | Misc. Civil Work |  | 0 | 0 | Approved
SOUTHWINDS PROJECT LLP (PHASE - III & IV) | BLOCK PHASE - IV | Civil |  | WO/SP34/BP4/11 | M.A Construction | Hire charges for JCB on Hourly rental basis | Hire charges for "JCB" on Hourly rental basis including Fuel & Operator for Misc. Civil Work as per direction of EIC. | hrs. | 101.56 | 1050 | Approved
SOUTHWINDS PROJECT LLP (PHASE - III & IV) | BLOCK PHASE - IV | Civil |  | WO/SP34/BP4/11 | M.A Construction | Supply of Skilled Mason (Working Hour 12 H/Day including lunch) | Supply of Skilled Mason for Misc. Civil Work as per direction of EIC. | Nos. | 133.5 | 550 | Approved
SOUTHWINDS PROJECT LLP (PHASE - III & IV) | BLOCK PHASE - IV | Civil |  | WO/SP34/BP4/11 | M.A Construction | Supply of Unskilled Labour (Working Hour 12 H/Day including lunch) | Supply of Unskilled Labour for Misc. Civil Work as per direction of EIC. | Nos. | 222.188 | 450 | Approved
The Soul, Rajarhat | BLOCK | Wood Work |  | WO/HR01/BOK01/66 | M.R. Furniture | Cylindrical lock Re- Fixing | Charges for Cylindrical lock Re- Fixing Location T-08 | Nos | 77 | 30 | Approved
The Soul, Rajarhat | BLOCK | Wood Work |  | WO/HR01/BOK01/66 | M.R. Furniture | Misc. Charges | Charges for loading - unloading, transportation, hire charges for machinery as per direction of Engineer-in-Charge | Nos | 77 | 1.2 | Approved
The Soul, Rajarhat | OVERHEADS | Facility Management | Housekeeping Service (FM) | WO/HR01/OHES/67 | Right Facility Management & Services Pvt Ltd | Housekeeping staff wef. 01.11.2022 | Providing Housekeeping staff @9 hr X Full month including reliever charges wef. 01.11.2022. The rate is including 6% Management Fees. BOQ Calculation: Total Manpower = 21 nos. (18 nos. Janitor, 2 nos. Janitor at Club and 1 no. Lady Janitor. Deployment shall be done periodically as per instruction.) Total Months = 4 months Total BOQ = 21 X 4 = 84 Months | Months | 40 | 14807 | Approved
The Soul, Rajarhat | OVERHEADS | Facility Management | Housekeeping Service (FM) | WO/HR01/OHES/67 | Right Facility Management & Services Pvt Ltd | Housekeeping Supervisor wef. 01.11.2022 | Providing Housekeeping Supervisor @9 hr X Full month including reliever charges wef. 01.11.2022. The rate is including 6% Management Fees. BOQ Calculation: Total Manpower = 1 no. Total Months = 4 months Total BOQ = 1 X 4 = 4 Months | Months | 3.5 | 16811 | Approved
The Soul, Rajarhat | COMMON INFRASTRUCTURE | Landscaping | Hardscape | WO/HR01/CIH01/94 | M.R. Furniture | Shipwreck Making | Labour charges for Shipwreck Making including the cost of araldite and sundry material all complete as per drawing and direction of EIC | Lump Sum | 1 | 90000 | Approved
The Soul, Rajarhat | COMMON INFRASTRUCTURE | Landscaping | Hardscape | WO/HR01/CIH01/94 | M.R. Furniture | Loading Unloading Charges | Loading Unloading Charges | Lump Sum | 1 | 5400 | Approved
SOUTHWINDS PROJECT LLP (PHASE - III & IV) | PRE-CONSTRUCTION PHASE - III & IV | Borewell Installation |  | WO/SP34/PC34/28 | Shiva Enterprises | Replaced spare charges and labour charges for dismantling, Servicing as per BOQ and Direction of EIC. | Replaced spare charges and labour charges for dismantling, Servicing as per BOQ and Direction of EIC. |  | 0 | 0 | Approved
SOUTHWINDS PROJECT LLP (PHASE - III & IV) | PRE-CONSTRUCTION PHASE - III & IV | Borewell Installation |  | WO/SP34/PC34/28 | Shiva Enterprises | HCS 730 SP (JOB NO :516/L) | Replaced Spare Charges for TEXMO Make Pump Set Type HCS 730 SP (JOB NO :516/L), 220 Volts,1 Phase 1.0 HP, suitable for DOL Starting with Serial No: 37004343, (Replaced Spare for following item :- Winding Wire ,Wooden Wedges,Rotor Bush,O- Ring,Bearing,Mechanical Seal,Circlip,Oil Seal Bush,Cable Grommet,M S Nut,M S Washer,Nylon Washer,Stud,Terminal With Box,Capacitor,Allen Screw,Stud & Nut and Etc.) and Labour Charges for Dismantling, Servicing, Re Winding , Machining, Grinding, Assembling, Testing and Painting (Labour Charges for following job -Heat Varnishing,Rewinding & Motor Assembling,Stator Core Cleaning / Straightening,Cable Jointing,Impeller Welding / Machining,Shaft Checking & Straightening,Rotor Cooling Fan Side Welding Machining,Pump Set Assembling,Painting). all work complete as per drawing direction of EIC. | Lump Sum | 1 | 6500 | Approved
SOUTHWINDS PROJECT LLP (PHASE - III & IV) | PRE-CONSTRUCTION PHASE - III & IV | Borewell Installation |  | WO/SP34/PC34/28 | Shiva Enterprises | HCS 730 SP (JOB NO :517/L) | Replaced Spare Charges for TEXMO Make Pump Set Type HCS 730 SP (JOB NO :517/L) , 220 Volts,1 Phase 1.0 HP, suitable for DOL Starting with Serial No: 37003865 (Replaced Spare for following item :-Winding Wire ,Wooden Wedges,O- Ring,Bearing,Bearing,Mechanical Seal,Circlip,Oil Seal Bush,Cable Grommet,M S Nut,M S Washer,M S Washer,Nylon Washer,Stud,Terminal With Box,Capacitor,Impeller) and Labour Charges for Dismantling, Servicing, Re Winding ,Machining, Grinding,Assembling, Testing and painting (Labour Charges for following job :- Heat Varnishing,Rewinding & Motor Assembling,Stator Core Cleaning / Straightening,Cable Jointing,Shaft Checking & Straightening,Pump Set Assembling,Painting). all work complete as per drawing direction of EIC. | Lump Sum | 1 | 6000 | Approved
The Soul, Rajarhat | BASEMENT WITH PODIUM | Civil | Basement with Podium | WO/HR01/BP01/19 | NEW L. N. CONSTRUCTION | MS Angle For Drain Gratings Fixing (50X50X6) | MS Angle For Drain Gratings Fixing (50X50X6) Providing and fixing of ISA 50X50x6 including all sundry material as per drawing and direction of EIC | RMT | 211 | 385 | Approved
The Soul, Rajarhat | BASEMENT WITH PODIUM | Civil | Basement with Podium | WO/HR01/BP01/19 | NEW L. N. CONSTRUCTION | Slush Cleaning | Basement Slush Cleaning after heavy rain in the year 2021 | Lump Sum | 1 | 41000 | Approved
The Soul, Rajarhat | BLOCK | Plumbing/Sanitory | Internal Plumbing | WO/HR01/BOK01/158 | R.M.CO.& PLAMBER | C.P and sanitary Fittings and Finishing | Charges for Internal Plumbing Work C.P and sanitary Fittings and Finishing, Water Supply, Line testing and rectification of line from Ring line to Toilet/ Kitchen (if any) including the supply of all sundry material all complete at all levels as per drawing and direction of EIC |  | 0 | 0 | Approved
SOUTHWINDS PROJECT LLP (PHASE - III & IV) | PRE-CONSTRUCTION PHASE - III & IV | Borewell Installation |  | WO/SP34/PC34/29 | D.S.P Pumps | 3 HP Submersible Pump Repairing,Withdrawing & Installation | 3 HP Submersible Pump Repairing,Withdrawing & Installation |  | 0 | 0 | Approved
SOUTHWINDS PROJECT LLP (PHASE - III & IV) | PRE-CONSTRUCTION PHASE - III & IV | Borewell Installation |  | WO/SP34/PC34/54 | D.S.P Pumps | 3 HP Submersible Pump Repairing,Withdrawing & Installation | 3 HP Submersible Pump Repairing,Withdrawing & Installation |  | 0 | 0 | Approved
SOUTHWINDS PROJECT LLP (PHASE - III & IV) | PRE-CONSTRUCTION PHASE - III & IV | Borewell Installation |  | WO/SP34/PC34/29 | D.S.P Pumps | Providing Winding Coil. | Providing Winding Coil | Set | 1 | 3500 | Approved
SOUTHWINDS PROJECT LLP (PHASE - III & IV) | PRE-CONSTRUCTION PHASE - III & IV | Borewell Installation |  | WO/SP34/PC34/29 | D.S.P Pumps | Providing Bush | Providing Bush. | Nos. | 4 | 250 | Approved
SOUTHWINDS PROJECT LLP (PHASE - III & IV) | PRE-CONSTRUCTION PHASE - III & IV | Borewell Installation |  | WO/SP34/PC34/54 | D.S.P Pumps | Providing Bush | Providing Bush. | Nos. | 4 | 250 | Approved
SOUTHWINDS PROJECT LLP (PHASE - III & IV) | PRE-CONSTRUCTION PHASE - III & IV | Borewell Installation |  | WO/SP34/PC34/29 | D.S.P Pumps | Shaft Machining | Shaft Machining | Lump Sum | 1 | 200 | Approved
SOUTHWINDS PROJECT LLP (PHASE - III & IV) | PRE-CONSTRUCTION PHASE - III & IV | Borewell Installation |  | WO/SP34/PC34/54 | D.S.P Pumps | Shaft Machining | Shaft Machining | Lump Sum | 1 | 200 | Approved
SOUTHWINDS PROJECT LLP (PHASE - III & IV) | PRE-CONSTRUCTION PHASE - III & IV | Borewell Installation |  | WO/SP34/PC34/29 | D.S.P Pumps | Providing coupling | Providing coupling . | Nos. | 1 | 405 | Approved
SOUTHWINDS PROJECT LLP (PHASE - III & IV) | PRE-CONSTRUCTION PHASE - III & IV | Borewell Installation |  | WO/SP34/PC34/29 | D.S.P Pumps | Providing impeller. | Providing impeller. | Nos | 3 | 135 | Approved
SOUTHWINDS PROJECT LLP (PHASE - III & IV) | PRE-CONSTRUCTION PHASE - III & IV | Borewell Installation |  | WO/SP34/PC34/54 | D.S.P Pumps | Providing impeller. | Providing impeller. | Nos | 6 | 135 | Approved
SOUTHWINDS PROJECT LLP (PHASE - III & IV) | PRE-CONSTRUCTION PHASE - III & IV | Borewell Installation |  | WO/SP34/PC34/29 | D.S.P Pumps | Providing Difuser. | Providing Difuser. | Nos | 3 | 135 | Approved
SOUTHWINDS PROJECT LLP (PHASE - III & IV) | PRE-CONSTRUCTION PHASE - III & IV | Borewell Installation |  | WO/SP34/PC34/54 | D.S.P Pumps | Providing Difuser. | Providing Difuser. | Nos | 6 | 135 | Approved
SOUTHWINDS PROJECT LLP (PHASE - III & IV) | PRE-CONSTRUCTION PHASE - III & IV | Borewell Installation |  | WO/SP34/PC34/29 | D.S.P Pumps | Providing Top impellar. | Providing Top impellar. | Nos. | 1 | 342 | Approved
SOUTHWINDS PROJECT LLP (PHASE - III & IV) | PRE-CONSTRUCTION PHASE - III & IV | Borewell Installation |  | WO/SP34/PC34/54 | D.S.P Pumps | Providing Top impellar. | Providing Top impellar. | Nos. | 1 | 342 | Approved
SOUTHWINDS PROJECT LLP (PHASE - III & IV) | PRE-CONSTRUCTION PHASE - III & IV | Borewell Installation |  | WO/SP34/PC34/29 | D.S.P Pumps | Labour charges for pump repair. | Labour charges for pump repair. | Lump Sum | 1 | 750 | Approved
SOUTHWINDS PROJECT LLP (PHASE - III & IV) | PRE-CONSTRUCTION PHASE - III & IV | Borewell Installation |  | WO/SP34/PC34/54 | D.S.P Pumps | Labour charges for pump repair. | Labour charges for pump repair. | Lump Sum | 1 | 750 | Approved
SOUTHWINDS PROJECT LLP (PHASE - III & IV) | PRE-CONSTRUCTION PHASE - III & IV | Borewell Installation |  | WO/SP34/PC34/29 | D.S.P Pumps | Withdrawing defective submersible pump | Labour charges for withdrawing defective submersible pump motor set as per direction of Engineer-in-Charge. | Lump Sum | 1 | 1900 | Approved
SOUTHWINDS PROJECT LLP (PHASE - III & IV) | PRE-CONSTRUCTION PHASE - III & IV | Borewell Installation |  | WO/SP34/PC34/54 | D.S.P Pumps | Withdrawing defective submersible pump | Labour charges for withdrawing defective submersible pump motor set as per direction of Engineer-in-Charge. | Lump Sum | 1 | 1900 | Approved
SOUTHWINDS PROJECT LLP (PHASE - III & IV) | PRE-CONSTRUCTION PHASE - III & IV | Borewell Installation |  | WO/SP34/PC34/29 | D.S.P Pumps | Installation of Repair Pump Motor Set | Labour charges for installation of repair pump motor set as per direction of Engineer-in-Charge | Lump Sum | 1 | 1900 | Approved
SOUTHWINDS PROJECT LLP (PHASE - III & IV) | PRE-CONSTRUCTION PHASE - III & IV | Borewell Installation |  | WO/SP34/PC34/54 | D.S.P Pumps | Installation of Repair Pump Motor Set | Labour charges for installation of repair pump motor set as per direction of Engineer-in-Charge | Lump Sum | 1 | 1900 | Approved
SOUTHWINDS PROJECT LLP (PHASE - III & IV) | PRE-CONSTRUCTION PHASE - III & IV | Borewell Installation |  | WO/SP34/PC34/29 | D.S.P Pumps | up and down transportation | Charges for up and down transportation as per direction of Engineer-in-Charge. | Lump Sum | 1 | 400 | Approved
SOUTHWINDS PROJECT LLP (PHASE - III & IV) | PRE-CONSTRUCTION PHASE - III & IV | Borewell Installation |  | WO/SP34/PC34/54 | D.S.P Pumps | up and down transportation | Charges for up and down transportation as per direction of Engineer-in-Charge. | Lump Sum | 1 | 500 | Approved
SOUTHWINDS PROJECT LLP (PHASE - III & IV) | BLOCK PHASE - IV | Civil |  | WO/SP34/BP4/11 | M.A Construction | Earth Shifting | Charges for loading & shifting of stack Soil at outside from southwinds project by dumper as per direction of EIC. Cost includes all type of machineries (JCB, Dumper etc) with Operator & Fuel. |  | 0 | 0 | Amended & Approved
SOUTHWINDS PROJECT LLP (PHASE - III & IV) | BLOCK PHASE - IV | Civil |  | WO/SP34/BP4/11 | M.A Construction | Dumper (6 Wheeler) | Dumper (6 Wheeler) | Trip | 345 | 3500 | Approved
SOUTHWINDS PROJECT LLP (PHASE - III & IV) | BLOCK PHASE - IV | Civil |  | WO/SP34/BP4/11 | M.A Construction | Dumper (10 Wheeler) | Dumper (10 Wheeler) | Trip | 18 | 4000 | Approved
The Soul, Rajarhat | BASEMENT WITH PODIUM | Grill / Steel Work |  | WO/HR01/BP01/51 | ADA-METCON | Additional Cost for Transportation | Additional Cost for Transportation | Lump Sum | 1 | 3000 | Approved
SOUTHWINDS PROJECT LLP (PHASE - III & IV) | BLOCK PHASE - IV | Water Proofing |  | WO/SP34/BP4/9 | AKJ Engineers Pvt. Ltd. | Pipe Penetration area peripheral treatment : | Pipe Penetration area peripheral treatment: Charges towards cleaning the same properly to remove loose foreign materials/adhering particles, dirt etc, filling the angular gap between pipe periphery and concrete with ready to use high strength mortar Sika Top 122 HS and sealing the inside joint mouth with Sikagard 694F(I), a moisture intensive epoxy putty in a continuous,10mm thick gasket around the pipes to a width of approximately 10mm, complete as per manufacturers specification & direction of EIC. Only Cement , Sand & Stonechips will be supplied by Client, but subjected to reconciliation. (Note: -This Rate cannot be considered for future reference due to the rate is higher side with respect of smaller quantity) | Nos | 20 | 550 | Amended & Approved
Primarc Chambers | BLOCK | Civil | Sub & Super Structure Work | WO/PCH/PC01/4 | BBR (INDIA) PRIVATE LIMITED | Escalation for HT Strand (29.970 MT) | Escalation for Supply of HT Strand (29.970 MT) | MT | 29.97 | 9000 | Approved
SOUTHWINDS PROJECT LLP (PHASE - III & IV) | PRE-CONSTRUCTION PHASE - III & IV | Labour Hutment |  | WO/SP34/PC34/24 | Sanjukta Enterprise | Kitchen Room for labour with bamboo structure with CGI sheet | Kitchen Room for labour with bamboo structure with CGI sheet and Walling with bamboo structure (Kitchen Room Partition) and Door made by bamboo structure with CGI sheet |  | 0 | 0 | Approved
SOUTHWINDS PROJECT LLP (PHASE - III & IV) | PRE-CONSTRUCTION PHASE - III & IV | Labour Hutment |  | WO/SP34/PC34/24 | Sanjukta Enterprise | Labour Kitchen Room | Providing and making charges of Kitchen Room for labour with bamboo structure with CGI sheet including all consumables,tools & tackles as per drawing and direction of EIC. ( CGI sheet will be supplied by client but subject to reconciliation) (Payment will be done as per plan area measurement) Location-Beside MLCP Block | SqFt | 199 | 36 | Approved
SOUTHWINDS PROJECT LLP (PHASE - III & IV) | PRE-CONSTRUCTION PHASE - III & IV | Labour Hutment |  | WO/SP34/PC34/24 | Sanjukta Enterprise | Kitchen Partition wall with door' | Providing and making charges of Walling with bamboo structure (Kitchen Room Partition) and Door made by bamboo structure with CGI including all consumables,tools & tackles as per drawing and direction of EIC.(CGI sheet will be supplied by client but subject to reconciliation) (Payment will be done as per wall area measurement) Location-Beside MLCP Block | SqFt | 2116 | 18 | Approved
SOUTHWINDS PROJECT LLP (PHASE - III & IV) | PRE-CONSTRUCTION PHASE - III & IV | Borewell Installation |  | WO/SP34/PC34/25 | D.S.P Pumps | 10HP Pump Repair Near Bl-10 | 10HP Pump Repair Near Bl-10 |  | 0 | 0 | Approved
SOUTHWINDS PROJECT LLP (PHASE - III & IV) | PRE-CONSTRUCTION PHASE - III & IV | Borewell Installation |  | WO/SP34/PC34/25 | D.S.P Pumps | Wind Coil | Pump Repairing_ Wind Coil | Set | 1 | 7000 | Approved
SOUTHWINDS PROJECT LLP (PHASE - III & IV) | PRE-CONSTRUCTION PHASE - III & IV | Borewell Installation |  | WO/SP34/PC34/25 | D.S.P Pumps | Bush | Pump Repairing_ Bush | Nos | 4 | 250 | Approved
SOUTHWINDS PROJECT LLP (PHASE - III & IV) | PRE-CONSTRUCTION PHASE - III & IV | Borewell Installation |  | WO/SP34/PC34/25 | D.S.P Pumps | Shaft Machine | Pump Repairing_ Shaft Machine | Lump Sum | 1 | 200 | Approved
SOUTHWINDS PROJECT LLP (PHASE - III & IV) | PRE-CONSTRUCTION PHASE - III & IV | Borewell Installation |  | WO/SP34/PC34/25 | D.S.P Pumps | Thurs Plate | Pump Repairing_ Thurs Plate | Nos | 1 | 750 | Approved
SOUTHWINDS PROJECT LLP (PHASE - III & IV) | PRE-CONSTRUCTION PHASE - III & IV | Borewell Installation |  | WO/SP34/PC34/25 | D.S.P Pumps | Thurs Bearing | Pump Repairing_ Thurs Bearing | Nos | 1 | 650 | Approved
SOUTHWINDS PROJECT LLP (PHASE - III & IV) | PRE-CONSTRUCTION PHASE - III & IV | Borewell Installation |  | WO/SP34/PC34/25 | D.S.P Pumps | Withdrawal of defective Pump | Withdrawal of defective Pump | Lump Sum | 1 | 1900 | Approved
SOUTHWINDS PROJECT LLP (PHASE - III & IV) | PRE-CONSTRUCTION PHASE - III & IV | Borewell Installation |  | WO/SP34/PC34/25 | D.S.P Pumps | Installation of defective Pump | Installation of defective Pump | Lump Sum | 1 | 1900 | Approved
SOUTHWINDS PROJECT LLP (PHASE - III & IV) | PRE-CONSTRUCTION PHASE - III & IV | Borewell Installation |  | WO/SP34/PC34/25 | D.S.P Pumps | Up Down Transportation | Up Down Transportation | Lump Sum | 1 | 400 | Approved
SOUTHWINDS PROJECT LLP (PHASE - III & IV) | PRE-CONSTRUCTION PHASE - III & IV | Borewell Installation |  | WO/SP34/PC34/25 | D.S.P Pumps | Installation | Hiring Charges of Pump 10HP/7HP Installation | Lump Sum | 1 | 1900 | Approved
SOUTHWINDS PROJECT LLP (PHASE - III & IV) | PRE-CONSTRUCTION PHASE - III & IV | Borewell Installation |  | WO/SP34/PC34/25 | D.S.P Pumps | Withdrawal | Hiring Charges of Pump 10HP/7HP Withdrawal | Lump Sum | 1 | 1900 | Approved
SOUTHWINDS PROJECT LLP (PHASE - III & IV) | PRE-CONSTRUCTION PHASE - III & IV | Borewell Installation |  | WO/SP34/PC34/25 | D.S.P Pumps | Hire Charge | Hiring Charges of Pump 10HP/7HP Hire Charge | Lump Sum | 1 | 1000 | Approved
SOUTHWINDS PROJECT LLP (PHASE - III & IV) | PRE-CONSTRUCTION PHASE - III & IV | Borewell Installation |  | WO/SP34/PC34/25 | D.S.P Pumps | Up Down Transportation | Hiring Charges of Pump 10HP/7HP Up Down Transportation | Lump Sum | 1 | 400 | Approved
SOUTHWINDS PROJECT LLP (PHASE - III & IV) | PRE-CONSTRUCTION PHASE - III & IV | Borewell Installation |  | WO/SP34/PC34/25 | D.S.P Pumps | Impeller | Pump Repairing_ Impeller | Nos | 5 | 250 | Approved
SOUTHWINDS PROJECT LLP (PHASE - III & IV) | PRE-CONSTRUCTION PHASE - III & IV | Borewell Installation |  | WO/SP34/PC34/25 | D.S.P Pumps | Top Bush | Pump Repairing_ Top Bush | Nos | 1 | 380 | Approved
SOUTHWINDS PROJECT LLP (PHASE - III & IV) | PRE-CONSTRUCTION PHASE - III & IV | Borewell Installation |  | WO/SP34/PC34/25 | D.S.P Pumps | Top sleeve Bush | Pump Repairing_ Top sleeve Bush | Nos | 1 | 220 | Approved
SOUTHWINDS PROJECT LLP (PHASE - III & IV) | PRE-CONSTRUCTION PHASE - III & IV | Borewell Installation |  | WO/SP34/PC34/25 | D.S.P Pumps | Labour Charges for Repairing | Labour Charges for Repairing | Lump Sum | 1 | 1500 | Approved
The Ramdulari | BLOCK | Networking-Interiors |  | WO/RP/RP02/20 | ZED SECURITY SERVICES | CCTV SYSTEM. | CCTV SYSTEM. |  | 0 | 0 | Approved
The Ramdulari | PRE-CONSTRUCTION PHASE | Networking-Interiors |  |  |  | CCTV SYSTEM. | CCTV SYSTEM. |  |  |  | Amended & Submitted
The Ramdulari | PRE-CONSTRUCTION PHASE | Networking-Interiors |  |  |  | RG-6 video cable | Supply, installations, Testing & Commission of RG-6 video cable (Make: Finolex)- Qty-at actual. | mtrs |  |  | Approved
The Ramdulari | BLOCK | Networking-Interiors |  | WO/RP/RP02/20 | ZED SECURITY SERVICES | RG-6 video cable | Supply, installations, Testing & Commission of RG-6 video cable (Make: Finolex)- Qty-at actual. | mtrs | 350 | 28 | Approved
The Ramdulari | BLOCK | Networking-Interiors |  | WO/RP/RP02/20 | ZED SECURITY SERVICES | 2 Core 1.0 Sq.mm Cable | Supply, installations, Testing & Commission of 2 core 1.0 sq.mm cable (Make: Poly cab)· Qty at actual. | mtrs | 250 | 37 | Approved
The Ramdulari | PRE-CONSTRUCTION PHASE | Networking-Interiors |  |  |  | 2 Core 1.0 Sq.mm Cable | Supply, installations, Testing & Commission of 2 core 1.0 sq.mm cable (Make: Poly cab)· Qty at actual. | mtrs |  |  | Approved
The Ramdulari | PRE-CONSTRUCTION PHASE | Networking-Interiors |  |  |  | BNC Connector | Supply, installations, Testing & Commission of BNC Connector (Make: MX). | Nos |  |  | Approved
The Ramdulari | BLOCK | Networking-Interiors |  | WO/RP/RP02/20 | ZED SECURITY SERVICES | BNC Connector | Supply, installations, Testing & Commission of BNC Connector (Make: MX). | Nos | 10 | 40 | Approved
The Ramdulari | BLOCK | Networking-Interiors |  | WO/RP/RP02/20 | ZED SECURITY SERVICES | RG-6 Video Jointer | Supply, installations, Testing & Commission of RG-6 jointer.- Qty-at actual. | Nos | 7 | 50 | Approved
The Ramdulari | PRE-CONSTRUCTION PHASE | Networking-Interiors |  |  |  | RG-6 Video Jointer | Supply, installations, Testing & Commission of RG-6 jointer.- Qty-at actual. | Nos |  |  | Approved
The Ramdulari | PRE-CONSTRUCTION PHASE | Networking-Interiors |  |  |  | "F" type Connector. | Supply, installations, Testing & Commission of "F" type Connector. | Nos |  |  | Approved
The Ramdulari | BLOCK | Networking-Interiors |  | WO/RP/RP02/20 | ZED SECURITY SERVICES | "F" type Connector. | Supply, installations, Testing & Commission of "F" type Connector. | Nos | 14 | 50 | Approved
The Ramdulari | BLOCK | Networking-Interiors |  | WO/RP/RP02/20 | ZED SECURITY SERVICES | Dismantle and Reinstallation of Existing System | Dismantle and Reinstallation of Existing System | Lot | 1 | 2500 | Approved
The Ramdulari | PRE-CONSTRUCTION PHASE | Networking-Interiors |  |  |  | Dismantle and Reinstallation of Existing System | Dismantle and Reinstallation of Existing System | Lot |  |  | Approved
The Ramdulari | PRE-CONSTRUCTION PHASE | Site Office | Electrical | WO/RP/RP01/33 | ZED SECURITY SERVICES | CCTV SYSTEM. | CCTV SYSTEM. |  | 0 | 0 | Approved
The Ramdulari | PRE-CONSTRUCTION PHASE | Site Office | Electrical | WO/RP/RP01/33 | ZED SECURITY SERVICES | RG-6 video cable | Supply, installations, Testing & Commission of RG-6 video cable (Make: Finolex)- Qty-at actual. | mtrs | 350 | 28 | Approved
The Ramdulari | PRE-CONSTRUCTION PHASE | Site Office | Electrical | WO/RP/RP01/33 | ZED SECURITY SERVICES | 2 Core 1.0 Sq.mm Cable | Supply, installations, Testing & Commission of 2 core 1.0 sq.mm cable (Make: Poly cab)· Qty at actual. | mtrs | 294 | 37 | Approved
The Ramdulari | PRE-CONSTRUCTION PHASE | Site Office | Electrical | WO/RP/RP01/33 | ZED SECURITY SERVICES | BNC Connector | Supply, installations, Testing & Commission of BNC Connector (Make: MX). | Nos | 10 | 40 | Approved
The Ramdulari | PRE-CONSTRUCTION PHASE | Site Office | Electrical | WO/RP/RP01/33 | ZED SECURITY SERVICES | RG-6 Video Jointer | Supply, installations, Testing & Commission of RG-6 jointer.- Qty-at actual. | Nos | 7 | 50 | Approved
The Ramdulari | PRE-CONSTRUCTION PHASE | Site Office | Electrical | WO/RP/RP01/33 | ZED SECURITY SERVICES | "F" type Connector. | Supply, installations, Testing & Commission of "F" type Connector. | Nos | 14 | 50 | Approved
The Ramdulari | PRE-CONSTRUCTION PHASE | Site Office | Electrical | WO/RP/RP01/33 | ZED SECURITY SERVICES | Dismantle and Reinstallation of Existing System | Dismantle and Reinstallation of Existing System | Lot | 1 | 2500 | Approved
The Soul, Rajarhat | CLUB | Wood Work |  | WO/HR01/CL07/19 | M.R. Furniture | Other Area Door | Labour charges for for lifting, carrying and fixing of flush door Shutters with both side laminate pasting/ Hardware fixing as per drawing, fixing of door jointing lipping work, along with supply of screw,pvc gutkha,nails and gum as necessary for entire work, cleaning the work area, shifting all the debris/wastes to a designated place at ground floor level, at all level as per approved drawing and direction of Engineer in charge. (Wooden Flush door shutter, all hardwares as mentioned above including hinges, Laminate, lipping will be supplied by client free of cost and on reconciliation basis) This rate inclusive of door beat and frame architrave fixing. |  | 0 | 0 | Approved
The Soul, Rajarhat | CLUB | Wood Work |  | WO/HR01/CL07/19 | M.R. Furniture | 1800X2150 | 1800X2150 (Double Shutter) | Nos | 5 | 5000 | Approved
The Soul, Rajarhat | CLUB | Wood Work |  | WO/HR01/CL07/19 | M.R. Furniture | 1200X2150 | 1200X2150 (Single Shutter) | Nos | 1 | 3500 | Approved
The Soul, Rajarhat | CLUB | Wood Work |  | WO/HR01/CL07/19 | M.R. Furniture | 900X2150 | 900X2150 (Single Shutter) | Nos | 2 | 3000 | Approved
The Soul, Rajarhat | CLUB | Wood Work |  | WO/HR01/CL07/19 | M.R. Furniture | 750X2150 | 750X2150 (Single Shutter) | Nos | 1 | 3000 | Approved
The Soul, Rajarhat | CLUB | Wood Work |  | WO/HR01/CL07/19 | M.R. Furniture | Toilet Entry Facia (Section 250X50) | Charges for making Toilet Entry Facia (Section 250X50) with Veneer pasting with supply of adhesive as per approved drawing and direction of EIC |  | 0 | 0 | Approved
The Soul, Rajarhat | CLUB | Wood Work |  | WO/HR01/CL07/19 | M.R. Furniture | Woodwork with Veneer Pasting | Woodwork with Veneer Pasting | Rft | 42 | 125 | Approved
The Soul, Rajarhat | CLUB | Wood Work |  | WO/HR01/CL07/19 | M.R. Furniture | Polish 9"-11" | Polish 9"-11" | Rft | 42 | 150 | Approved
The Soul, Rajarhat | CLUB | Wood Work |  | WO/HR01/CL07/19 | M.R. Furniture | Polish 0.5"-2" | Polish 0.5"-2" | Rft | 84 | 82 | Approved
The Soul, Rajarhat | CLUB | Wood Work |  | WO/HR01/CL07/19 | M.R. Furniture | Lift Facia | Charges for Lift Facia woodwork with front area Molding and polishing the wood surface as per direction of EIC |  | 0 | 0 | Approved
The Soul, Rajarhat | CLUB | Wood Work |  | WO/HR01/CL07/19 | M.R. Furniture | Wood Work | Wood Work | Rft | 206.5 | 110 | Approved
The Soul, Rajarhat | CLUB | Wood Work |  | WO/HR01/CL07/19 | M.R. Furniture | Wooden Molding | Wooden Molding | Rft | 206.5 | 25 | Approved
The Soul, Rajarhat | CLUB | Wood Work |  | WO/HR01/CL07/19 | M.R. Furniture | Wooden Polish | Wooden Polish | Rft | 206.5 | 130 | Approved
The Soul, Rajarhat | CLUB | Wood Work |  | WO/HR01/CL07/19 | M.R. Furniture | 32X12 Polished wooden Bead making | 32X12 Polished wooden Bead making: Charges for fixing of 32X12 mm Matt lacquer polish wooden bead with all necessary hardware fittings with proper line and level as per direction of EIC | Rft | 0 | 0 | Approved
The Soul, Rajarhat | CLUB | Wood Work |  | WO/HR01/CL07/19 | M.R. Furniture | Wooden Bead Fixing | Wooden Bead Fixing | Rft | 778 | 9.75 | Approved
SOUTHWINDS PROJECT LLP (PHASE - III & IV) | FINISHING PHASE - III | Flooring Work |  | WO/SP34/FW34/8 | SHAQUIB ENTERPRISES | Flooring Work at block-11 | Flooring Work at block-11 |  | 0 | 0 | Amended & Approved
SOUTHWINDS PROJECT LLP (PHASE - III & IV) | FINISHING PHASE - III | Flooring Work |  | WO/SP34/FW34/8 | SHAQUIB ENTERPRISES | Vitrified Tiles at Bed Room, Living-Dinning Room | Providing & Fixing Charges for of Floor Vitrified Tiles at Bed Room, Living-Dinning Room for all levels over a bed of 35-45 mm thick cement mortar (1:4) , joints filled with white cement slurry pigmented to match after acid washing including all finishing & Cleaning as per drawing and direction of Engineer-In-Charge. Tiles, Cement will be supplied by Client. | Sq.Ft. | 69229.818 | 34.5 | Approved
SOUTHWINDS PROJECT LLP (PHASE - III & IV) | FINISHING PHASE - III | Flooring Work |  | WO/SP34/FW34/8 | SHAQUIB ENTERPRISES | ( Vitrified/Antiskid Ceramic) at Skirting/Windowsill of Bed Room, Living-Dinning Room, Kitchen, Balcony | Providing & Fixing Charges for of Tiles ( Vitrified/Antiskid Ceramic) at Skirting/Windowsill of Bed Room, Living-Dinning Room, Kitchen, Balcony for all levels over a bed of 35-45 mm thick cement mortar (1:4) , joints filled with white cement slurry pigmented to match after acid washing including all finishing & Cleaning as per drawing and direction of Engineer-In-Charge. Tiles , Cement will be supplied by Client. | Rft | 26886.652 | 27.5 | Approved
SOUTHWINDS PROJECT LLP (PHASE - III & IV) | FINISHING PHASE - III | Flooring Work |  | WO/SP34/FW34/8 | SHAQUIB ENTERPRISES | Antiskid Ceramic Tiles at Toilet and Kitchen | Providing & Fixing Charges for of Floor Antiskid Ceramic Tiles at Toilet and Kitchen for all levels over a bed of 35-45 mm thick cement mortar (1:4) , joints filled with white cement slurry pigmented to match after acid washing including all finishing & Cleaning as per drawing and direction of Engineer-In-Charge. Tiles , Cement will be supplied by Client. | Sq.Ft. | 18409.734 | 34.5 | Approved
SOUTHWINDS PROJECT LLP (PHASE - III & IV) | FINISHING PHASE - III | Flooring Work |  | WO/SP34/FW34/8 | SHAQUIB ENTERPRISES | Ceramic Tiles at Toilet and Kitchen Wall/Dado | Providing & Fixing Charges for of Ceramic Tiles at Toilet and Kitchen Wall/Dado for all levels over a bed of 35-45 mm thick cement mortar (1:4) , joints filled with white cement slurry pigmented to match after acid washing including all finishing & Cleaning as per drawing and direction of Engineer-In-Charge. Tiles, Cement will be supplied by Client. | Sq.Ft. | 48586.231 | 35.5 | Approved
SOUTHWINDS PROJECT LLP (PHASE - III & IV) | FINISHING PHASE - III | Flooring Work |  | WO/SP34/FW34/8 | SHAQUIB ENTERPRISES | Granite Slab on Counter Top | Providing & Fixing Charges for of Fixing of Granite Slab on Counter Top as per showing in the drawing & joints filled with white cement slurry pigmented to match including TINEX,ARALDITE,OXIDE,PUTTY all finishing & Cleaning as per drawing and direction of Engineer-In-Charge. Granite Slab , Cement will be supplied by Client. | Sq.Ft. | 3387.409 | 51.8 | Approved
SOUTHWINDS PROJECT LLP (PHASE - III & IV) | FINISHING PHASE - III | Flooring Work |  | WO/SP34/FW34/8 | SHAQUIB ENTERPRISES | Moulding & Polishing of Counter(s) | Labour Charges for Moulding & Polishing of Counter(s) for all levels as per drawing and direction of Engineer-In-Charge | Rft | 1483.56 | 33 | Approved
SOUTHWINDS PROJECT LLP (PHASE - III & IV) | FINISHING PHASE - III | Flooring Work |  | WO/SP34/FW34/8 | SHAQUIB ENTERPRISES | Granite Patty/Facia" Providing & Fixing Charges of Granite Patty at Kitchen Counter | "Fixing of Kitchen counter Granite Patty/Facia" Providing & Fixing Charges of Granite Patty at Kitchen Counter Over a bed of 35-40 mm thick cement mortar(1:4),joints filled with white cement slurry pigmented to match after acid washing including all finishing & cleaning as per Cleaning as per drawing and direction of Engineer-In-Charge.{Granite,Cement will be supplied by Client} | Rft | 2156.813 | 49.3 | Approved
SOUTHWINDS PROJECT LLP (PHASE - III & IV) | FINISHING PHASE - III | Flooring Work |  | WO/SP34/FW34/8 | SHAQUIB ENTERPRISES | Black Stone for support & partition | "Fixing of Black stone at support & partition of Granite counter" Providing & Fixing charges for of Fixing of Black Stone for support & partition of Granite Counter Top at Kitchen including skirting at partition wall and brick wall cutting for groove making for all levels as per drawing and direction of Engineer-In-Charge.{Black stone,cement will be supplied by Client} | Sq.Ft. | 5758.783 | 41.8 | Approved
SOUTHWINDS PROJECT LLP (PHASE - III & IV) | FINISHING PHASE - III | Flooring Work |  | WO/SP34/FW34/8 | SHAQUIB ENTERPRISES | adjacent Black Stone/Kadappa Stones to act as single partition | Charges for supply of sand to be used in mortar (1:4) for fixing of two adjacent Black Stone/Kadappa Stones to act as single partition beneath the Kitchen Counter. The mortar thickness shall be of 10 mm to 12 mm thk.. | Sq.Ft. | 1586.377 | 6 | Approved
SOUTHWINDS PROJECT LLP (PHASE - III & IV) | FINISHING PHASE - III | Flooring Work |  | WO/SP34/FW34/8 | SHAQUIB ENTERPRISES | V-Groove making of at Wall Tiles (Typ Floor) | Labour Charges of V-Groove making of at Wall Tiles (Typ Floor) for all levels as per drawing and direction of Engineer-In-Charge. | Rft | 5794.054 | 15 | Approved
SOUTHWINDS PROJECT LLP (PHASE - III & IV) | FINISHING PHASE - III | Flooring Work |  | WO/SP34/FW34/8 | SHAQUIB ENTERPRISES | Vitrified Tiles at lobby | Providing & Fixing Charges for Fixing of Floor Vitrified Tiles at lobby area for all levels over a bed of 35-45 mm thick cement mortar (1:4) , joints filled with white cement slurry pigmented to match after acid washing including all finishing & Cleaning as per drawing and direction of Engineer-In-Charge. Tiles , Cement will be supplied by Client. | Sq.Ft. | 11118.157 | 34.5 | Approved
SOUTHWINDS PROJECT LLP (PHASE - III & IV) | FINISHING PHASE - III | Flooring Work |  | WO/SP34/FW34/8 | SHAQUIB ENTERPRISES | Vitrified Tiles at Skirting of lobby | Providing & Fixing Charges of Floor Vitrified Tiles at Skirting of lobby area for all levels over a bed of 35-45 mm thick cement mortar (1:4) , joints filled with white cement slurry pigmented to match after acid washing including all finishing & Cleaning as per drawing and direction of Engineer-In-Charge. Tiles, Cement will be supplied by Client. | Rft | 2854.748 | 27.5 | Approved
SOUTHWINDS PROJECT LLP (PHASE - III & IV) | FINISHING PHASE - III | Flooring Work |  | WO/SP34/FW34/8 | SHAQUIB ENTERPRISES | Chipping work in floor | Labour Charges for Chipping work in floor for fixing of Tiles, Marble and Granite at all levels as per drawing and direction of Engineer-In-Charge. | Sq.Ft. | 88723.745 | 1.5 | Approved
SOUTHWINDS PROJECT LLP (PHASE - III & IV) | FINISHING PHASE - III | Flooring Work |  | WO/SP34/FW34/8 | SHAQUIB ENTERPRISES | kitchen & Gas Hole Cutting | "Sink Cutting at kitchen & Gas Hole Cutting at Kitchen Slab" Charges for Sink & Gas Hole Cutting Granite counter Top as per Drawing & Direction of EIC. | Nos | 103 | 325 | Approved
SOUTHWINDS PROJECT LLP (PHASE - III & IV) | FINISHING PHASE - III | Flooring Work |  | WO/SP34/FW34/8 | SHAQUIB ENTERPRISES | Screed Conc.At Toilet & Balcony(50mm-60mm) | "Screed Conc.At Toilet & Balcony(50mm-60mm)" Providing and Fixing charges for Laying of 1:3:6 rough casting over the waterproofing coating,thickness varies from 50mm to 60mm on the floor of Toilet,Kitchen,Balcony at all levels including curing in all respect,all lead and lift of the material as per drawing and direction of Engineer-In-Charge. {Cement will be supplied by client,but subjected to reconciliation} | Sq.Ft. | 15103.902 | 49 | Approved
SOUTHWINDS PROJECT LLP (PHASE - III & IV) | FINISHING PHASE - III | Flooring Work |  | WO/SP34/FW34/8 | SHAQUIB ENTERPRISES | Stair Tread & Landing | "Fixing Tiles at Stair Tread & Landing" Providing & Fixing Charges for of Floor Tiles at Tread & Landing Portion of Stair and Fire Slab for all levels over a bed of 35-45 mm thick cement mortar(1:4),joints filled with white cement slurry pigmented to match after acid washing including all finishing & cleaning as per drawing and direction of Engineer-In-Charge.{Tiles ,Cement will be Supplied by Client} | Sq.Ft. | 0 |  | Approved
SOUTHWINDS PROJECT LLP (PHASE - III & IV) | FINISHING PHASE - III | Flooring Work |  | WO/SP34/FW34/8 | SHAQUIB ENTERPRISES | Tiles at Stair riser & skirting | "Fixing Tiles at Stair riser & skirting" Providing & Fixing Charges for of Floor Tiles at Riser & Skirting Portion of Stair and Fire Slab for all levels over a bed of 35-45 mm thick cement mortar(1:4),joints filled with white cement slurry pigmented to match after acid washing including all finishing & cleaning as per drawing and direction of Engineer-In-Charge.{Tiles ,Cement will be Supplied by Client} | Rft | 0 |  | Approved
SOUTHWINDS PROJECT LLP (PHASE - III & IV) | FINISHING PHASE - III | Flooring Work |  | WO/SP34/FW34/8 | SHAQUIB ENTERPRISES | Tiles at Lift Facia(Typ Floor) | "Fixing of Tiles at Lift Facia(Typ Floor)" Providing & Fixing Charges of Tiles at Lift Facia for all levels over a bed of 25-45 mm thick cement mortar(1:4),after acid washing including all finishing & Cleaning,and groove making 4mm(W) x 10mm(D) and applying and filling with white cement upto 5mm and balance 5mm by Cement grout in Lift Facia as per drawing and direction of Engineer-In-Charge.{Tiles,Cement will be supplied by Client-Typical Floor} | Sq.Ft. | 1142.685 | 50.5 | Approved
SOUTHWINDS PROJECT LLP (PHASE - III & IV) | FINISHING PHASE - III | Flooring Work |  | WO/SP34/FW34/8 | SHAQUIB ENTERPRISES | Granite at Lift Facia | Providing & Fixing Charges of Granite at Lift Facia, for all levels over a bed of 35-45 mm thick cement mortar (1:4) , joints filled with white cement slurry pigmented to match after acid washing including all finishing & Cleaning as per drawing and direction of Engineer-In-Charge. Granite, Cement will be supplied by Client.-Typical Floor | Sq.Ft. | 32.626 | 58 | Approved
SOUTHWINDS PROJECT LLP (PHASE - III & IV) | FINISHING PHASE - III | Flooring Work |  | WO/SP34/FW34/8 | SHAQUIB ENTERPRISES | Granite at Lift Facia (Patti) | Providing & Fixing Charges of Granite at Lift Facia (Patti) for all levels over a bed of 25-45 mm thick cement mortar (1:4) , joints filled with white cement slurry pigmented to match after acid washing including all finishing & Cleaning ,as per drawing and direction of Engineer-In-Charge. Tiles, Cement will be supplied by Client.-Ground Floor | Rft | 489.507 | 50.3 | Approved
SOUTHWINDS PROJECT LLP (PHASE - III & IV) | FINISHING PHASE - III | Flooring Work |  | WO/SP34/FW34/8 | SHAQUIB ENTERPRISES | Moulding & Polishing of Lift facia | Labour Charges for Moulding & Polishing of Lift facia for all levels as per drawing and direction of Engineer-In-Charge | Rft | 417.019 | 33 | Approved
SOUTHWINDS PROJECT LLP (PHASE - III & IV) | FINISHING PHASE - III | Flooring Work |  | WO/SP34/FW34/8 | SHAQUIB ENTERPRISES | Vitrified Tiles at Ground Floor Lobby | Providing & Fixing Charges for of Floor Vitrified Tiles at Ground Floor Lobby over a bed of 35-45 mm thick cement mortar (1:4) , joints filled with white cement slurry pigmented to match after acid washing including all finishing & Cleaning as per drawing and direction of Engineer-In-Charge. Tiles, Cement will be supplied by Client. | SqFt | 616.809 | 34.5 | Approved
SOUTHWINDS PROJECT LLP (PHASE - III & IV) | FINISHING PHASE - III | Flooring Work |  | WO/SP34/FW34/8 | SHAQUIB ENTERPRISES | Vitrified Tiles at Ground Floor Lobby Wall/Dado | Providing & Fixing Charges for of Vitrified Tiles at Ground Floor Lobby Wall/Dado over a bed of 35-45 mm thick cement mortar (1:4) , joints filled with white cement slurry pigmented to match after acid washing including all finishing & Cleaning as per drawing and direction of Engineer-In-Charge. Tiles, Cement will be supplied by Client. | SqFt | 1866.574 | 35 | Approved
SOUTHWINDS PROJECT LLP (PHASE - III & IV) | FINISHING PHASE - III | Flooring Work |  | WO/SP34/FW34/8 | SHAQUIB ENTERPRISES | Planter Box" Providing & Fixing Charges for of Floor Tiles at Wall Portion of Planter | "Fixing Tiles at "Planter Box" Providing & Fixing Charges for of Floor Tiles at Wall Portion of Planter for Gr Floor over a bed of 35-45 mm thick cement mortar(1:4),joints filled with white cement slurry pigmented to match after acid washing including all finishing & cleaning as per drawing and direction of Engineer-In-Charge.{Tiles ,Cement will be Supplied by Client} | SqFt | 0 |  | Approved
SOUTHWINDS PROJECT LLP (PHASE - III & IV) | FINISHING PHASE - III | Flooring Work |  | WO/SP34/FW34/8 | SHAQUIB ENTERPRISES | Planter Box" Providing & Fixing Charges for of Floor Tiles at Tops & sides Portion of Planter | "Fixing Tiles at "Planter Box" Providing & Fixing Charges for of Floor Tiles at Tops & sides Portion of Planter for Gr Floor over a bed of 35-45 mm thick cement mortar(1:4),joints filled with white cement slurry pigmented to match after acid washing including all finishing & cleaning as per drawing and direction of Engineer-In-Charge.{Tiles ,Cement will be Supplied by Client} | Rft | 0 |  | Approved
SOUTHWINDS PROJECT LLP (PHASE - III & IV) | FINISHING PHASE - III | Flooring Work |  | WO/SP34/FW34/8 | SHAQUIB ENTERPRISES | Granite Floor at Ground Floor Lobby | Providing & Fixing Charges of Granite Floor at Ground Floor Lobby over a bed of 35-45mm thick cement mortar (1:4) , joints filled with white cement slurry pigmented to match after acid washing including all finishing & Cleaning as per drawing and direction of Engineer-In-Charge. Granite Slab , Cement will be supplied by Client. | Sq.Ft. | 291.327 | 56.8 | Approved
SOUTHWINDS PROJECT LLP (PHASE - III & IV) | FINISHING PHASE - III | Flooring Work |  | WO/SP34/FW34/8 | SHAQUIB ENTERPRISES | Granite Skirting and Top at Ground Floor Lobby | Providing & Fixing Charges of Granite Skirting and Top at Ground Floor Lobby over a bed of 35-45mm thick cement mortar (1:4) , joints filled with white cement slurry pigmented to match after acid washing including all finishing & Cleaning as per drawing and direction of Engineer-In-Charge. Granite Slab , Cement will be supplied by Client | Rft | 366.146 | 50.3 | Approved
SOUTHWINDS PROJECT LLP (PHASE - III & IV) | FINISHING PHASE - III | Flooring Work |  | WO/SP34/FW34/8 | SHAQUIB ENTERPRISES | Moulding & Polishing of Granite at Ground Floor Lobby | Labour Charges for Moulding & Polishing of Granite at Ground Floor Lobby as per drawing and direction of Engineer-In-Charge | Rft | 210.51 | 33 | Approved
SOUTHWINDS PROJECT LLP (PHASE - III & IV) | FINISHING PHASE - III | Flooring Work |  | WO/SP34/FW34/8 | SHAQUIB ENTERPRISES | Granite Stone with adhesive at inside lift floor…..EIC | Providing & Fixing Labour charges for Granite Stone with adhesive at inside lift floor…..EIC | Sq.Ft. | 42.442 | 52.8 | Approved
SOUTHWINDS PROJECT LLP (PHASE - III & IV) | FINISHING PHASE - III | Flooring Work |  | WO/SP34/FW34/8 | SHAQUIB ENTERPRISES | Floor Tiles at Car Parking | Providing & Fixing Charges for of Floor Tiles at Car Parking for all levels over a bed of 35-45 mm thick cement mortar (1:4) , joints filled with white cement slurry pigmented to match after acid washing including all finishing & Cleaning as per drawing and direction of Engineer-In-Charge. Tiles, Cement will be supplied by Client. | Sq.Ft. | 6929.68 | 33.5 | Approved
SOUTHWINDS PROJECT LLP (PHASE - III & IV) | FINISHING PHASE - III | Flooring Work |  | WO/SP34/FW34/8 | SHAQUIB ENTERPRISES | Ceramic Tiles at Servant Toilet Floor | Providing & Fixing Charges for of Ceramic Tiles at Servant Toilet Floor for all levels over a bed of 35-45 mm thick cement mortar (1:4) , joints filled with white cement slurry pigmented to match after acid washing including all finishing & Cleaning as per drawing and direction of Engineer-In-Charge. Tiles , Cement will be supplied by Client. | Sq.Ft. | 89.255 | 34.5 | Approved
SOUTHWINDS PROJECT LLP (PHASE - III & IV) | FINISHING PHASE - III | Flooring Work |  | WO/SP34/FW34/8 | SHAQUIB ENTERPRISES | Ceramic Tiles at Servant Toilet Wall/Dado | Providing & Fixing Charges for of Ceramic Tiles at Servant Toilet Wall/Dado for all levels over a bed of 35-45 mm thick cement mortar (1:4) , joints filled with white cement slurry pigmented to match after acid washing including all finishing & Cleaning as per drawing and direction of Engineer-In-Charge. Tiles, Cement will be supplied by Client. | Sq.Ft. | 235.807 | 35.5 | Approved
SOUTHWINDS PROJECT LLP (PHASE - III & IV) | FINISHING PHASE - III | Flooring Work |  | WO/SP34/FW34/8 | SHAQUIB ENTERPRISES | V-Groove making of at Wall Tiles (Gr Floor) | Labour Charges of V-Groove making of at Wall Tiles (Gr Floor) for all levels as per drawing and direction of Engineer-In-Charge. | Rft | 0 |  | Approved
SOUTHWINDS PROJECT LLP (PHASE - III & IV) | FINISHING PHASE - III | Flooring Work |  | WO/SP34/FW34/8 | SHAQUIB ENTERPRISES | Black Stone for Ramp patti | Providing and Labour Charges for fixing of Black Stone for Ramp patti of average over a bed of 35-45mm thick cement mortar (1:4)at Car Parking area for all levels as per drawing and direction of Engineer-In-Charge. Black Stone , Cement will be supplied by Client. | Rft | 939.13 | 43 | Approved
SOUTHWINDS PROJECT LLP (PHASE - III & IV) | FINISHING PHASE - III | Flooring Work |  | WO/SP34/FW34/8 | SHAQUIB ENTERPRISES | Granite for Ramp patti of average over a bed of 35-45mm thick cement mortar (1:4)at Handicapped Ramp area | Providing and Labour Charges for fixing of Granite for Ramp patti of average over a bed of 35-45mm thick cement mortar (1:4)at Handicapped Ramp area for all levels as per drawing and direction of Engineer-In-Charge. Black Stone , Cement will be supplied by Client. | Rft | 135.694 | 49.3 | Approved
SOUTHWINDS PROJECT LLP (PHASE - III & IV) | FINISHING PHASE - III | Flooring Work |  | WO/SP34/FW34/8 | SHAQUIB ENTERPRISES | chamfering & Polishing of Granite for Ramp patti for Handicapped Ramp area | Labour Charges for chamfering & Polishing of Granite for Ramp patti for Handicapped Ramp area as per drawing and direction of Engineer-In-Charge | Rft | 267.189 | 33 | Approved
SOUTHWINDS PROJECT LLP (PHASE - III & IV) | FINISHING PHASE - III | Flooring Work |  | WO/SP34/FW34/8 | SHAQUIB ENTERPRISES | Chipping work in Ground floor | Labour Charges for Chipping work in Ground floor for fixing of Tiles, Marble and Granite for Car parking, Entrance lobby, Gr floor lobby, Ground stair area as per drawing and direction of Engineer-In-Charge. | Sq.Ft. | 6929.68 | 1.5 | Approved
The Soul, Rajarhat | CLUB | Wood Work |  | WO/HR01/CL07/29 | Shabnam Khatoon | Lift Lobby Area Wooden Celling and Pelmet | Lift Lobby Area Wooden Celling and Pelmet with supply of hardware fittings |  | 0 | 0 | Approved
The Soul, Rajarhat | CLUB | Wood Work |  | WO/HR01/CL07/29 | Shabnam Khatoon | Wooden Ceiling | Charges for making wooden/ Ply ceiling over wooden/ Ply Frame structure | Sq.Ft. | 248 | 200 | Approved
The Soul, Rajarhat | CLUB | Wood Work |  | WO/HR01/CL07/29 | Shabnam Khatoon | Wooden Palemet | Charges for making wooden pelmet | Sq.Ft. | 86 | 120 | Approved
The Soul, Rajarhat | CLUB | Wood Work |  | WO/HR01/CL07/29 | Shabnam Khatoon | Veneer fixing | Charges of Veneer fixing and polishing with adhesive over ply/ wooden structure with the supply of all required hardware / materials as per direction of EIC |  | 0 | 0 | Amended & Approved
The Soul, Rajarhat | CLUB | Wood Work |  | WO/HR01/CL07/29 | Shabnam Khatoon | Veneer Fixing 11"-12" | Veneer Fixing 11"-12" | Rft | 4360 | 55 | Approved
The Soul, Rajarhat | CLUB | Wood Work |  | WO/HR01/CL07/29 | Shabnam Khatoon | Veneer Fixing 3" | Veneer Fixing 3" | Rft | 2181 | 20 | Approved
The Soul, Rajarhat | CLUB | Wood Work |  | WO/HR01/CL07/29 | Shabnam Khatoon | AV Room Cabinet | Labour charges for Making A V Room Cabinet Making inside laminate finish with Aluminium framing top and wooden framing structure making with fabric including the supply of nail, screw, gum, masking tape as per direction of EIC | Sq.Ft. | 188.5 | 500 | Approved
SOUTHWINDS PROJECT LLP (PHASE - III & IV) | FINISHING PHASE - III | Flooring Work |  | WO/SP34/FW34/8 | SHAQUIB ENTERPRISES | Fixing Charges for of SRI Tiles (300x300) at Roof floor and over a bed 35-45 mm thick cement mortar (1:4) with 3mm(W) X 8mm (D) groove and filled with polymer based grout pigmented to match after acid washing including all finishing and Cleaning | "Fixing Charges for of SRI Tiles (300x300) at Roof floor and over a bed 35-45 mm thick cement mortar (1:4) with 3mm(W) X 8mm (D) groove and filled with polymer based grout pigmented to match after acid washing including all finishing and Cleaning at all levels as per drawing and direction of Engineer-In-Charge. This rates includes Chipping (If required) Tiles, Cement will be supplied by client but subjected to reconciliation. " |  | 0 | 0 | Approved
SOUTHWINDS PROJECT LLP (PHASE - III & IV) | FINISHING PHASE - III | Flooring Work |  | WO/SP34/FW34/8 | SHAQUIB ENTERPRISES | Charges of Tiles laying including the cost of material lifting, acid wash including all finishing and Cleaning | Charges of Tiles laying including the cost of material lifting, acid wash including all finishing and Cleaning at all levels as per drawing and direction of Engineer-In-Charge. | Sq.Ft. | 8118.123 | 32.5 | Approved
SOUTHWINDS PROJECT LLP (PHASE - III & IV) | FINISHING PHASE - III | Flooring Work |  | WO/SP34/FW34/8 | SHAQUIB ENTERPRISES | Charges of Skirting including the cost of material lifting, acid wash including all finishing and Cleaning | Charges of Skirting including the cost of material lifting, acid wash including all finishing and Cleaning at all levels as per drawing and direction of Engineer-In-Charge. | Rft | 1200.926 | 27.75 | Approved
SOUTHWINDS PROJECT LLP (PHASE - III & IV) | FINISHING PHASE - III | Flooring Work |  | WO/SP34/FW34/8 | SHAQUIB ENTERPRISES | Charges for Groove making 3mm (W) X 8mm (D) and filling with polymer based grout ( pigmented) including the cost of material | Charges for Groove making 3mm (W) X 8mm (D) and filling with polymer based grout ( pigmented) including the cost of material at all level as per drawing & direction of Engineer-In-Charge. Grouting Chemical ( Brand : Kerakoll) Grouting Powder Fugabella 0-5 Porcelana Grouting Admixture : Fugaflex Eco | Rft | 16621.908 | 6 | Approved
SOUTHWINDS PROJECT LLP (PHASE - III & IV) | FINISHING PHASE - III | Flooring Work |  | WO/SP34/FW34/8 | SHAQUIB ENTERPRISES | Labour Charges for Chipping work in floor and Skirting for fixing of Tiles at Roof | Labour Charges for Chipping work in floor and Skirting for fixing of Tiles at Roof as per drawing and direction of Engineer-In-Charge. | Sq.Ft. | 8118.14 | 1.5 | Approved
The Soul, Rajarhat | CLUB | Wood Work |  | WO/HR01/CL07/29 | Shabnam Khatoon | Veneer Polishing 11"-12" | Veneer Polishing (Matt Lacquer Mala main) 11"-12" | Rft | 4360 | 150 | Approved
The Soul, Rajarhat | CLUB | Wood Work |  | WO/HR01/CL07/29 | Shabnam Khatoon | Veneer Polishing 3" | Veneer Polishing (Matt Lacquer Mala main) 3" | Rft | 2181 | 100 | Approved
The Soul, Rajarhat | CLUB | Wood Work |  | WO/HR01/CL07/29 | Shabnam Khatoon | Loading Unloading Charges | Charges for loading and unloading as per drawing and direction of EIC | Lump Sum | 1 | 52960 | Amended & Approved
The Soul, Rajarhat | CLUB | Wood Work |  | WO/HR01/CL07/30 | B. S. Furniture | Wooden Skirting (75mm/ 125 mmX12 mm) | Wooden Skirting (75mm/ 125 mmX12 mm) Fixing of 75mm/ 125mm high Wooden Skirting on wall as specified in drawing with necessary hardware fittings, SS Screw, wooden Surface finished with matt lacqure polish all complete at all levels as per drawing and direction of EIC Location: Kids Room/ Reading Lounge/Indoor Games/ Cafe/ Health Lounge |  | 0 | 0 | Approved
The Soul, Rajarhat | CLUB | Wood Work |  | WO/HR01/CL07/30 | B. S. Furniture | Polish 3" | Polish 3" | Rft | 634 | 100 | Approved
The Soul, Rajarhat | CLUB | Wood Work |  | WO/HR01/CL07/30 | B. S. Furniture | Wall paneling | Wall paneling (Indoor Games) Fixing veneer paneling on 12 mm thick Plywood (Approved grade) with groove making with equal intervals with 45X12 MM wooden Moulding over veneer paneling with matt Lacquer polish all complete at all levels as per drawing and direction of EIC Location: Indoor Games" |  | 0 | 0 | Approved
The Soul, Rajarhat | CLUB | Wood Work |  | WO/HR01/CL07/30 | B. S. Furniture | Woodwork at Plane Wall Surface | Woodwork at Plane Wall Surface | Sq.Ft. | 612 | 150 | Approved
The Soul, Rajarhat | CLUB | Wood Work |  | WO/HR01/CL07/30 | B. S. Furniture | Woodwork at Circular wall Surface | Woodwork at Circular wall Surface | Sq.Ft. | 74 | 320 | Approved
The Soul, Rajarhat | CLUB | Wood Work |  | WO/HR01/CL07/30 | B. S. Furniture | Wooden Bead Fixing 45X12 (Plane)/ 95X12 (Circular) | Wooden Bead Fixing 45X12 (Plane)/ 95X12 (Circular) | Rft | 149 | 10 | Approved
The Soul, Rajarhat | CLUB | Wood Work |  | WO/HR01/CL07/30 | B. S. Furniture | Groove Polish | Groove Polish (6mmx4mm) | Rft | 4192 | 35 | Approved
The Soul, Rajarhat | CLUB | Wood Work |  | WO/HR01/CL07/30 | B. S. Furniture | Wall paneling (Health Lounge) | Wall paneling (Health Lounge) Fixing Veneer paneling and wooden battens over 12mm thick. Ply structure including matt lacquer polish all complete at all levels as per drawing and direction of EIC Location: Health Lounge |  | 0 | 0 | Approved
The Soul, Rajarhat | CLUB | Wood Work |  | WO/HR01/CL07/30 | B. S. Furniture | Woodwork at Plane Wall Surface | Woodwork at Plane Wall Surface | Sq.Ft. | 95 | 175 | Approved
The Soul, Rajarhat | CLUB | Wood Work |  | WO/HR01/CL07/30 | B. S. Furniture | Woodwork at Circular wall Surface | Woodwork at Circular wall Surface | Sq.Ft. | 246 | 320 | Approved
The Soul, Rajarhat | CLUB | Wood Work |  | WO/HR01/CL07/30 | B. S. Furniture | Wooden Batten 2 Side Polish (35 mm) | Wooden Batten 2 Side Polish (35 mm) | Rft | 3501 | 80 | Approved
The Soul, Rajarhat | CLUB | Wood Work |  | WO/HR01/CL07/30 | B. S. Furniture | Mirror Paneling | Mirror Paneling on wall work as per approved drawing and direction of EIC Location: Health Lounge and Banquet 1 | Sq.Ft. | 730 | 95 | Approved
The Soul, Rajarhat | CLUB | Wood Work |  | WO/HR01/CL07/30 | B. S. Furniture | Wooden Beat (45MMX12MM) | Wooden Beat (45MMX12MM) fixing with matt lacquer polish all complete at all levels as per drawing and direction of EIC |  | 0 | 0 | Approved
The Soul, Rajarhat | CLUB | Wood Work |  | WO/HR01/CL07/30 | B. S. Furniture | Wooden Beat Fixing | Wooden Beat Fixing Location: Mirror Pannel | Rft | 34 | 10 | Approved
The Soul, Rajarhat | CLUB | Wood Work |  | WO/HR01/CL07/30 | B. S. Furniture | Wooden Beat (100MMX12MM) | Wooden Beat (100MMX12MM) fixing with matt lacquer polish all complete at all levels as per drawing and direction of EIC Location: Banquet |  | 0 | 0 | Approved
The Soul, Rajarhat | CLUB | Wood Work |  | WO/HR01/CL07/30 | B. S. Furniture | Wooden Beat Fixing | Wooden Beat Fixing | Rft | 110 | 10 | Approved
The Soul, Rajarhat | CLUB | Wood Work |  | WO/HR01/CL07/30 | B. S. Furniture | Wooden Beat (25MMX25MM) | Wooden Beat (25MMX25MM) fixing with matt lacquer polish all complete at all levels as per drawing and direction of EIC Location: 2nd & 3rd Floor Guest Toilets |  | 0 | 0 | Approved
The Soul, Rajarhat | CLUB | Wood Work |  | WO/HR01/CL07/30 | B. S. Furniture | Wooden Beat Fixing | Wooden Beat Fixing | Rft | 945 | 10 | Approved
The Soul, Rajarhat | CLUB | Wood Work |  | WO/HR01/CL07/30 | B. S. Furniture | Plywood Cove for Curtain | Fixing Plywood Cove for Curtain supported on salwood section as per drawing and direction of EIC | Rft | 108 | 50 | Approved
The Soul, Rajarhat | CLUB | Wood Work |  | WO/HR01/CL07/30 | B. S. Furniture | Woodwork at AV Room | Woodwork at AV Room Misc. woodwork at AV Room _Glazing Side Ply Cover/Ply Fixing at AV Room Ceiling and Wall for AV System | Lump Sum | 1 | 3600 | Approved
The Soul, Rajarhat | OVERHEADS | Walkie Talkie Rental |  | WO/HR01/OHES/70 | Secura Infra Services Pvt. Ltd. | Walkie Talkie Rental | Providing 6 nos. walky-talky on rental basis from 01 Nov 2022 to 30 April 2023 @Rs.600/- per unit per month. | Unit/Month | 36 | 600 | Approved
The Soul, Rajarhat | CLUB | Wood Work |  | WO/HR01/CL07/30 | B. S. Furniture | Wooden Display Cabinet | Charges for making wooden display cabinet with Duco Paint including the supply of gum, Screw, Masking tape, Paint and other sundry material all complete in all respect as per drawing and direction of EIC Location: Kids Playroom |  | 0 | 0 | Approved
The Soul, Rajarhat | CLUB | Wood Work |  | WO/HR01/CL07/30 | B. S. Furniture | Duco Paint | Duco Paint | Lump Sum | 1 | 21800 | Approved
The Soul, Rajarhat | CLUB | Wood Work |  | WO/HR01/CL07/30 | B. S. Furniture | Club Reception Table | Charges for making Club Reception Table with Top Surface Matt lacquer polish including the supply of gum, Screw, Masking tape, Polish material and other sundry material all complete in all respect as per drawing and direction of EIC Location: Club Reception |  | 0 | 0 | Approved
The Soul, Rajarhat | CLUB | Wood Work |  | WO/HR01/CL07/30 | B. S. Furniture | Gym Reception Table | Charges for making Gym Reception Table (Wooden Batten Finish in Front) with Top/ Front Surface Matt lacquer polish including the supply of gum, Screw, Masking tape, Polish material and other sundry material all complete in all respect as per drawing and direction of EIC Location: Gym Reception |  | 0 | 0 | Approved
The Soul, Rajarhat | CLUB | Wood Work |  | WO/HR01/CL07/30 | B. S. Furniture | Cafe Counter | Charges for making Cafe Counter with Top Surface Matt lacquer polish (Wooden) including the supply of gum, Screw, Masking tape, Polish material and other sundry material all complete in all respect as per drawing and direction of EIC Location: Cafe |  | 0 | 0 | Approved
The Soul, Rajarhat | CLUB | Wood Work |  | WO/HR01/CL07/30 | B. S. Furniture | Slide Ply Furniture | Slide Ply Furniture Charges for making Slide Ply Furniture with Stair/ Railing including polish and the supply of gum, Screw, Masking tape, Polish material and other sundry material all complete in all respect as per drawing and direction of EIC | Lump Sum | 1 | 85000 | Approved
The Soul, Rajarhat | CLUB | Wood Work |  | WO/HR01/CL07/30 | B. S. Furniture | Loading Unloading Charges | Charges for loading unloading as per drawing and direction of EIC | Lump Sum | 1 | 51800 | Approved
The Soul, Rajarhat | CLUB | Wood Work |  | WO/HR01/CL07/29 | Shabnam Khatoon | AC Trap Door (Sliding) | Charges for Making AC Trap Door (Sliding) over the Aluminium Structure with the supply of nail, screw, Gum, Masking Tape as per drawing and direction of EIC Trap Door Size: 7'x3.5' (3 Nos) / 5.3'x3.5' (5 Nos) | Nos. | 8 | 8000 | Approved
SOUTHWINDS PROJECT LLP (PHASE - III & IV) | OVERHEAD PHASE - III & IV | In-house labour |  | WO/SP34/OP34/8 | UNIVERSAL SERVICE | Supply of Unskilled Labour (Working Hour 12 H/Day including lunch) | Supply of Unskilled Labour for month of Dec'2022 & Jan and Feb, 2023 |  | 0 | 0 | Approved
SOUTHWINDS PROJECT LLP (PHASE - III & IV) | OVERHEAD PHASE - III & IV | In-house labour |  | WO/SP34/OP34/8 | UNIVERSAL SERVICE | For Month Dec, 2022 | Charges for daily unskilled labour as per direction of EIC. Period in the month of December, 2022. (Duty Hours : 12H including 1 H Lunch) | Nos. | 0 | 475 | Approved
SOUTHWINDS PROJECT LLP (PHASE - III & IV) | OVERHEAD PHASE - III & IV | In-house labour |  | WO/SP34/OP34/8 | UNIVERSAL SERVICE | For Month Jan, 2023 | Charges for daily unskilled labour as per direction of EIC. Period in the month of Jan, 2023. (Duty Hours : 12H including 1H Lunch) | Nos. | 0 | 475 | Approved
SOUTHWINDS PROJECT LLP (PHASE - III & IV) | OVERHEAD PHASE - III & IV | In-house labour |  | WO/SP34/OP34/8 | UNIVERSAL SERVICE | For Month Feb, 2023 | Charges for daily unskilled labour as per direction of EIC. Period in the month of Feb, 2023. (Duty Hours : 12H including 1H Lunch) | Nos. | 0 | 475 | Approved
The Ramdulari | PRE-CONSTRUCTION PHASE | Site Office |  | WO/RP/RP01/34 | JAHANGIR ALAM ENTERPRISE | Putty and snowcem work site office. | Putty and snowcem work site office. |  | 0 | 0 | Amended & Approved
The Ramdulari | PRE-CONSTRUCTION PHASE | Site Office |  | WO/RP/RP01/34 | JAHANGIR ALAM ENTERPRISE | Putty work | Charges for Providing and Applying two coat fine putty with 1.5 mm - 2 mm thickness to the internal wall including finish surface as per drawing and direction of Engineer in charge. Rate including all required materials, labors, scaffolding, tools & tackles and necessary arrangements for the work. Loading, Unloading, Transportation, Hire charges of machinery, shifting & lifting of all materials are in contractor's scope.(Brand-Birla white,Berger) | Sq.Ft. | 2755 | 7.5 | Approved
The Ramdulari | PRE-CONSTRUCTION PHASE | Site Office |  | WO/RP/RP01/34 | JAHANGIR ALAM ENTERPRISE | Snowcem work. | Providing and applying of two coats of snowcem of approved manufacture at out side wall including finish surface as per drawing and direction of Engineer in charge. Rate including all required materials, labors, tools & tackles and necessary arrangements for the work. Loading, Unloading, Transportation, Hire charges of machinery, shifting & lifting of all materials are in contractor's scope. | Sq.Ft. | 1725 | 5 | Approved
SOUTHWINDS PROJECT LLP (PHASE - III & IV) | FINISHING PHASE - III | Flooring Work |  | WO/SP34/FW34/9 | JYOTI TILES LLP | Flooring Work Block-12 | Flooring Work Block-12 |  | 0 | 0 | Approved
SOUTHWINDS PROJECT LLP (PHASE - III & IV) | FINISHING PHASE - III | Flooring Work |  | WO/SP34/FW34/9 | JYOTI TILES LLP | Vitrified Tiles at Bed Room, Living-Dinning Room | Providing & Fixing Charges for of Floor Vitrified Tiles at Bed Room, Living-Dinning Room for all levels over a bed of 35-45 mm thick cement mortar (1:4) , joints filled with white cement slurry pigmented to match after acid washing including all finishing & Cleaning as per drawing and direction of Engineer-In-Charge. Tiles, Cement will be supplied by Client. | Sq.Ft. | 42011.957 | 32 | Approved
SOUTHWINDS PROJECT LLP (PHASE - III & IV) | FINISHING PHASE - III | Flooring Work |  | WO/SP34/FW34/9 | JYOTI TILES LLP | ( Vitrified/Antiskid Ceramic) at Skirting/Windowsill of Bed Room, Living-Dinning Room, Kitchen, Balcony | Providing & Fixing Charges for of Tiles ( Vitrified/Antiskid Ceramic) at Skirting/Windowsill of Bed Room, Living-Dinning Room, Kitchen, Balcony for all levels over a bed of 35-45 mm thick cement mortar (1:4) , joints filled with white cement slurry pigmented to match after acid washing including all finishing & Cleaning as per drawing and direction of Engineer-In-Charge. Tiles , Cement will be supplied by Client. | Rft | 15683.615 | 27.25 | Approved
SOUTHWINDS PROJECT LLP (PHASE - III & IV) | FINISHING PHASE - III | Flooring Work |  | WO/SP34/FW34/9 | JYOTI TILES LLP | Antiskid Ceramic Tiles at Toilet and Kitchen | Providing & Fixing Charges for of Floor Antiskid Ceramic Tiles at Toilet and Kitchen for all levels over a bed of 35-45 mm thick cement mortar (1:4) , joints filled with white cement slurry pigmented to match after acid washing including all finishing & Cleaning as per drawing and direction of Engineer-In-Charge. Tiles , Cement will be supplied by Client. | Sq.Ft. | 9794.142 | 32 | Approved
SOUTHWINDS PROJECT LLP (PHASE - III & IV) | FINISHING PHASE - III | Flooring Work |  | WO/SP34/FW34/9 | JYOTI TILES LLP | Ceramic Tiles at Toilet and Kitchen Wall/Dado | Providing & Fixing Charges for of Ceramic Tiles at Toilet and Kitchen Wall/Dado for all levels over a bed of 35-45 mm thick cement mortar (1:4) , joints filled with white cement slurry pigmented to match after acid washing including all finishing & Cleaning as per drawing and direction of Engineer-In-Charge. Tiles, Cement will be supplied by Client. | Sq.Ft. | 26272.308 | 33 | Approved
SOUTHWINDS PROJECT LLP (PHASE - III & IV) | FINISHING PHASE - III | Flooring Work |  | WO/SP34/FW34/9 | JYOTI TILES LLP | Granite Slab on Counter Top | Providing & Fixing Charges for of Fixing of Granite Slab on Counter Top as per showing in the drawing & joints filled with white cement slurry pigmented to match including TINEX,ARALDITE,OXIDE,PUTTY all finishing & Cleaning as per drawing and direction of Engineer-In-Charge. Granite Slab , Cement will be supplied by Client. | Sq.Ft. | 1941.234 | 53 | Approved
SOUTHWINDS PROJECT LLP (PHASE - III & IV) | FINISHING PHASE - III | Flooring Work |  | WO/SP34/FW34/9 | JYOTI TILES LLP | Moulding & Polishing of Counter(s) | Labour Charges for Moulding & Polishing of Counter(s) for all levels as per drawing and direction of Engineer-In-Charge | Rft | 807.47 | 33 | Approved
SOUTHWINDS PROJECT LLP (PHASE - III & IV) | FINISHING PHASE - III | Flooring Work |  | WO/SP34/FW34/9 | JYOTI TILES LLP | Granite Patty/Facia" Providing & Fixing Charges of Granite Patty at Kitchen Counter | "Fixing of Kitchen counter Granite Patty/Facia" Providing & Fixing Charges of Granite Patty at Kitchen Counter Over a bed of 35-40 mm thick cement mortar(1:4),joints filled with white cement slurry pigmented to match after acid washing including all finishing & cleaning as per Cleaning as per drawing and direction of Engineer-In-Charge.{Granite,Cement will be supplied by Client} | Rft | 1199.66 | 50 | Approved
SOUTHWINDS PROJECT LLP (PHASE - III & IV) | FINISHING PHASE - III | Flooring Work |  | WO/SP34/FW34/9 | JYOTI TILES LLP | Black Stone for support & partition | "Fixing of Black stone at support & partition of Granite counter" Providing & Fixing charges for of Fixing of Black Stone for support & partition of Granite Counter Top at Kitchen including skirting at partition wall and brick wall cutting for groove making for all levels as per drawing and direction of Engineer-In-Charge.{Black stone,cement will be supplied by Client} | Sq.Ft. | 3400.8 | 43 | Approved
SOUTHWINDS PROJECT LLP (PHASE - III & IV) | FINISHING PHASE - III | Flooring Work |  | WO/SP34/FW34/9 | JYOTI TILES LLP | V-Groove making of at Wall Tiles (Typ Floor) | Labour Charges of V-Groove making of at Wall Tiles (Typ Floor) for all levels as per drawing and direction of Engineer-In-Charge. | Rft | 3798.863 | 15 | Approved
SOUTHWINDS PROJECT LLP (PHASE - III & IV) | FINISHING PHASE - III | Flooring Work |  | WO/SP34/FW34/9 | JYOTI TILES LLP | Vitrified Tiles at lobby | Providing & Fixing Charges for Fixing of Floor Vitrified Tiles at lobby area for all levels over a bed of 35-45 mm thick cement mortar (1:4) , joints filled with white cement slurry pigmented to match after acid washing including all finishing & Cleaning as per drawing and direction of Engineer-In-Charge. Tiles , Cement will be supplied by Client. | Sq.Ft. | 5518.455 | 32 | Approved
SOUTHWINDS PROJECT LLP (PHASE - III & IV) | FINISHING PHASE - III | Flooring Work |  | WO/SP34/FW34/9 | JYOTI TILES LLP | Vitrified Tiles at Skirting of lobby | Providing & Fixing Charges of Floor Vitrified Tiles at Skirting of lobby area for all levels over a bed of 35-45 mm thick cement mortar (1:4) , joints filled with white cement slurry pigmented to match after acid washing including all finishing & Cleaning as per drawing and direction of Engineer-In-Charge. Tiles, Cement will be supplied by Client. | Rft | 1461.42 | 27.25 | Approved
SOUTHWINDS PROJECT LLP (PHASE - III & IV) | FINISHING PHASE - III | Flooring Work |  | WO/SP34/FW34/9 | JYOTI TILES LLP | Chipping work in floor | Labour Charges for Chipping work in floor for fixing of Tiles, Marble and Granite at all levels as per drawing and direction of Engineer-In-Charge. | Sq.Ft. | 49236.85 | 1.75 | Approved
SOUTHWINDS PROJECT LLP (PHASE - III & IV) | FINISHING PHASE - III | Flooring Work |  | WO/SP34/FW34/9 | JYOTI TILES LLP | kitchen & Gas Hole Cutting | "Sink Cutting at kitchen & Gas Hole Cutting at Kitchen Slab" Charges for Sink & Gas Hole Cutting Granite counter Top as per Drawing & Direction of EIC. | Nos. | 66 | 375 | Approved
SOUTHWINDS PROJECT LLP (PHASE - III & IV) | FINISHING PHASE - III | Flooring Work |  | WO/SP34/FW34/9 | JYOTI TILES LLP | Screed Conc.At Toilet & Balcony(50mm-60mm) | "Screed Conc.At Toilet & Balcony(50mm-60mm)" Providing and Fixing charges for Laying of 1:3:6 rough casting over the waterproofing coating,thickness varies from 50mm to 60mm on the floor of Toilet,Kitchen,Balcony at all levels including curing in all respect,all lead and lift of the material as per drawing and direction of Engineer-In-Charge. {Cement will be supplied by client,but subjected to reconciliation} | Sq.Ft. | 8551.61 | 43 | Approved
SOUTHWINDS PROJECT LLP (PHASE - III & IV) | FINISHING PHASE - III | Flooring Work |  | WO/SP34/FW34/9 | JYOTI TILES LLP | Stair Tread & Landing | "Fixing Tiles at Stair Tread & Landing" Providing & Fixing Charges for of Floor Tiles at Tread & Landing Portion of Stair and Fire Slab for all levels over a bed of 35-45 mm thick cement mortar(1:4),joints filled with white cement slurry pigmented to match after acid washing including all finishing & cleaning as per drawing and direction of Engineer-In-Charge.{Tiles ,Cement will be Supplied by Client} | Sq.Ft. | 0 |  | Approved
SOUTHWINDS PROJECT LLP (PHASE - III & IV) | FINISHING PHASE - III | Flooring Work |  | WO/SP34/FW34/9 | JYOTI TILES LLP | Tiles at Stair riser & skirting | "Fixing Tiles at Stair riser & skirting" Providing & Fixing Charges for of Floor Tiles at Riser & Skirting Portion of Stair and Fire Slab for all levels over a bed of 35-45 mm thick cement mortar(1:4),joints filled with white cement slurry pigmented to match after acid washing including all finishing & cleaning as per drawing and direction of Engineer-In-Charge.{Tiles ,Cement will be Supplied by Client} | Rft | 0 |  | Approved
SOUTHWINDS PROJECT LLP (PHASE - III & IV) | FINISHING PHASE - III | Flooring Work |  | WO/SP34/FW34/9 | JYOTI TILES LLP | Tiles at Lift Facia(Typ Floor) | "Fixing of Tiles at Lift Facia(Typ Floor)" Providing & Fixing Charges of Tiles at Lift Facia for all levels over a bed of 25-45 mm thick cement mortar(1:4),after acid washing including all finishing & Cleaning,and groove making 4mm(W) x 10mm(D) and applying and filling with white cement upto 5mm and balance 5mm by Cement grout in Lift Facia as per drawing and direction of Engineer-In-Charge.{Tiles,Cement will be supplied by Client-Typical Floor} | Sq.Ft. | 1068.359 | 48 | Approved
SOUTHWINDS PROJECT LLP (PHASE - III & IV) | FINISHING PHASE - III | Flooring Work |  | WO/SP34/FW34/9 | JYOTI TILES LLP | Granite at Lift Facia | Providing & Fixing Charges of Granite at Lift Facia, for all levels over a bed of 35-45 mm thick cement mortar (1:4) , joints filled with white cement slurry pigmented to match after acid washing including all finishing & Cleaning as per drawing and direction of Engineer-In-Charge. Granite, Cement will be supplied by Client.-Typical Floor | Sq.Ft. | 0 |  | Approved
SOUTHWINDS PROJECT LLP (PHASE - III & IV) | FINISHING PHASE - III | Flooring Work |  | WO/SP34/FW34/9 | JYOTI TILES LLP | Granite at Lift Facia (Patti) | Providing & Fixing Charges of Granite at Lift Facia (Patti) for all levels over a bed of 25-45 mm thick cement mortar (1:4) , joints filled with white cement slurry pigmented to match after acid washing including all finishing & Cleaning ,as per drawing and direction of Engineer-In-Charge. Tiles, Cement will be supplied by Client.-Ground Floor | Rft | 406.982 | 45 | Approved
SOUTHWINDS PROJECT LLP (PHASE - III & IV) | FINISHING PHASE - III | Flooring Work |  | WO/SP34/FW34/9 | JYOTI TILES LLP | Moulding & Polishing of Lift facia | Labour Charges for Moulding & Polishing of Lift facia for all levels as per drawing and direction of Engineer-In-Charge | Rft | 349.254 | 33 | Approved
SOUTHWINDS PROJECT LLP (PHASE - III & IV) | FINISHING PHASE - III | Flooring Work |  | WO/SP34/FW34/9 | JYOTI TILES LLP | Vitrified Tiles at Ground Floor Lobby | Providing & Fixing Charges for of Floor Vitrified Tiles at Ground Floor Lobby over a bed of 35-45 mm thick cement mortar (1:4) , joints filled with white cement slurry pigmented to match after acid washing including all finishing & Cleaning as per drawing and direction of Engineer-In-Charge. Tiles, Cement will be supplied by Client. | Sq.Ft. | 366.32 | 32 | Approved
SOUTHWINDS PROJECT LLP (PHASE - III & IV) | FINISHING PHASE - III | Flooring Work |  | WO/SP34/FW34/9 | JYOTI TILES LLP | Vitrified Tiles at Ground Floor Lobby Wall/Dado | Providing & Fixing Charges for of Vitrified Tiles at Ground Floor Lobby Wall/Dado over a bed of 35-45 mm thick cement mortar (1:4) , joints filled with white cement slurry pigmented to match after acid washing including all finishing & Cleaning as per drawing and direction of Engineer-In-Charge. Tiles, Cement will be supplied by Client. | Sq.Ft. | 675.183 | 33 | Approved
SOUTHWINDS PROJECT LLP (PHASE - III & IV) | FINISHING PHASE - III | Flooring Work |  | WO/SP34/FW34/9 | JYOTI TILES LLP | Planter Box" Providing & Fixing Charges for of Floor Tiles at Wall Portion of Planter | "Fixing Tiles at "Planter Box" Providing & Fixing Charges for of Floor Tiles at Wall Portion of Planter for Gr Floor over a bed of 35-45 mm thick cement mortar(1:4),joints filled with white cement slurry pigmented to match after acid washing including all finishing & cleaning as per drawing and direction of Engineer-In-Charge.{Tiles ,Cement will be Supplied by Client} | Sq.Ft. | 0 |  | Approved
SOUTHWINDS PROJECT LLP (PHASE - III & IV) | FINISHING PHASE - III | Flooring Work |  | WO/SP34/FW34/9 | JYOTI TILES LLP | Planter Box" Providing & Fixing Charges for of Floor Tiles at Tops & sides Portion of Planter | "Fixing Tiles at "Planter Box" Providing & Fixing Charges for of Floor Tiles at Tops & sides Portion of Planter for Gr Floor over a bed of 35-45 mm thick cement mortar(1:4),joints filled with white cement slurry pigmented to match after acid washing including all finishing & cleaning as per drawing and direction of Engineer-In-Charge.{Tiles ,Cement will be Supplied by Client} | Rft | 0 |  | Approved
SOUTHWINDS PROJECT LLP (PHASE - III & IV) | FINISHING PHASE - III | Flooring Work |  | WO/SP34/FW34/9 | JYOTI TILES LLP | Granite Floor at Ground Floor Lobby | Providing & Fixing Charges of Granite Floor at Ground Floor Lobby over a bed of 35-45mm thick cement mortar (1:4) , joints filled with white cement slurry pigmented to match after acid washing including all finishing & Cleaning as per drawing and direction of Engineer-In-Charge. Granite Slab , Cement will be supplied by Client. | Sq.Ft. | 115.799 | 53 | Approved
SOUTHWINDS PROJECT LLP (PHASE - III & IV) | FINISHING PHASE - III | Flooring Work |  | WO/SP34/FW34/9 | JYOTI TILES LLP | Granite Skirting and Top at Ground Floor Lobby | Providing & Fixing Charges of Granite Skirting and Top at Ground Floor Lobby over a bed of 35-45mm thick cement mortar (1:4) , joints filled with white cement slurry pigmented to match after acid washing including all finishing & Cleaning as per drawing and direction of Engineer-In-Charge. Granite Slab , Cement will be supplied by Client | Rft | 113.062 | 50 | Approved
SOUTHWINDS PROJECT LLP (PHASE - III & IV) | FINISHING PHASE - III | Flooring Work |  | WO/SP34/FW34/9 | JYOTI TILES LLP | Moulding & Polishing of Granite at Ground Floor Lobby | Labour Charges for Moulding & Polishing of Granite at Ground Floor Lobby as per drawing and direction of Engineer-In-Charge | Rft | 51.168 | 33 | Approved
SOUTHWINDS PROJECT LLP (PHASE - III & IV) | FINISHING PHASE - III | Flooring Work |  | WO/SP34/FW34/9 | JYOTI TILES LLP | Granite Stone with adhesive at inside lift floor…..EIC | Providing & Fixing Labour charges for Granite Stone with adhesive at inside lift floor…..EIC | Sq.Ft. | 44.994 | 55 | Approved
SOUTHWINDS PROJECT LLP (PHASE - III & IV) | FINISHING PHASE - III | Flooring Work |  | WO/SP34/FW34/9 | JYOTI TILES LLP | Floor Tiles at Car Parking | Providing & Fixing Charges for of Floor Tiles at Car Parking for all levels over a bed of 35-45 mm thick cement mortar (1:4) , joints filled with white cement slurry pigmented to match after acid washing including all finishing & Cleaning as per drawing and direction of Engineer-In-Charge. Tiles, Cement will be supplied by Client. | Sq.Ft. | 4742.543 | 32 | Approved
SOUTHWINDS PROJECT LLP (PHASE - III & IV) | FINISHING PHASE - III | Flooring Work |  | WO/SP34/FW34/9 | JYOTI TILES LLP | Ceramic Tiles at Servant Toilet Floor | Providing & Fixing Charges for of Ceramic Tiles at Servant Toilet Floor for all levels over a bed of 35-45 mm thick cement mortar (1:4) , joints filled with white cement slurry pigmented to match after acid washing including all finishing & Cleaning as per drawing and direction of Engineer-In-Charge. Tiles , Cement will be supplied by Client. | Sq.Ft. | 108.695 | 32 | Approved
SOUTHWINDS PROJECT LLP (PHASE - III & IV) | FINISHING PHASE - III | Flooring Work |  | WO/SP34/FW34/9 | JYOTI TILES LLP | Ceramic Tiles at Servant Toilet Wall/Dado | Providing & Fixing Charges for of Ceramic Tiles at Servant Toilet Wall/Dado for all levels over a bed of 35-45 mm thick cement mortar (1:4) , joints filled with white cement slurry pigmented to match after acid washing including all finishing & Cleaning as per drawing and direction of Engineer-In-Charge. Tiles, Cement will be supplied by Client. | Sq.Ft. | 262.34 | 33 | Approved
SOUTHWINDS PROJECT LLP (PHASE - III & IV) | FINISHING PHASE - III | Flooring Work |  | WO/SP34/FW34/9 | JYOTI TILES LLP | V-Groove making of at Wall Tiles (Gr Floor) | Labour Charges of V-Groove making of at Wall Tiles (Gr Floor) for all levels as per drawing and direction of Engineer-In-Charge. | Rft | 86.592 | 15 | Approved
SOUTHWINDS PROJECT LLP (PHASE - III & IV) | FINISHING PHASE - III | Flooring Work |  | WO/SP34/FW34/9 | JYOTI TILES LLP | Black Stone for Ramp patti | Providing and Labour Charges for fixing of Black Stone for Ramp patti of average over a bed of 35-45mm thick cement mortar (1:4)at Car Parking area for all levels as per drawing and direction of Engineer-In-Charge. Black Stone , Cement will be supplied by Client. | Rft | 758.27 | 43 | Approved
SOUTHWINDS PROJECT LLP (PHASE - III & IV) | FINISHING PHASE - III | Flooring Work |  | WO/SP34/FW34/9 | JYOTI TILES LLP | Granite for Ramp patti of average over a bed of 35-45mm thick cement mortar (1:4)at Handicapped Ramp area | Providing and Labour Charges for fixing of Granite for Ramp patti of average over a bed of 35-45mm thick cement mortar (1:4)at Handicapped Ramp area for all levels as per drawing and direction of Engineer-In-Charge. Black Stone , Cement will be supplied by Client. | Rft | 154.98 | 45 | Approved
SOUTHWINDS PROJECT LLP (PHASE - III & IV) | FINISHING PHASE - III | Flooring Work |  | WO/SP34/FW34/9 | JYOTI TILES LLP | chamfering & Polishing of Granite for Ramp patti for Handicapped Ramp area | Labour Charges for chamfering & Polishing of Granite for Ramp patti for Handicapped Ramp area as per drawing and direction of Engineer-In-Charge | Rft | 321.44 | 33 | Approved
SOUTHWINDS PROJECT LLP (PHASE - III & IV) | FINISHING PHASE - III | Flooring Work |  | WO/SP34/FW34/9 | JYOTI TILES LLP | Chipping work in Ground floor | Labour Charges for Chipping work in Ground floor for fixing of Tiles, Marble and Granite for Car parking, Entrance lobby, Gr floor lobby, Ground stair area as per drawing and direction of Engineer-In-Charge. | Sq.Ft. | 4991.385 | 1.75 | Approved
SOUTHWINDS PROJECT LLP (PHASE - III & IV) | FINISHING PHASE - III | Flooring Work |  | WO/SP34/FW34/9 | JYOTI TILES LLP | Fixing Charges for of SRI Tiles (300x300) at Roof floor and over a bed 35-45 mm thick cement mortar (1:4) with 3mm(W) X 8mm (D) groove and filled with polymer based grout pigmented to match after acid washing including all finishing and Cleaning | "Fixing Charges for of SRI Tiles (300x300) at Roof floor and over a bed 35-45 mm thick cement mortar (1:4) with 3mm(W) X 8mm (D) groove and filled with polymer based grout pigmented to match after acid washing including all finishing and Cleaning at all levels as per drawing and direction of Engineer-In-Charge. This rates includes Chipping (If required) Tiles, Cement will be supplied by client but subjected to reconciliation. " |  | 0 | 0 | Approved
SOUTHWINDS PROJECT LLP (PHASE - III & IV) | FINISHING PHASE - III | Flooring Work |  | WO/SP34/FW34/9 | JYOTI TILES LLP | Charges of Tiles laying including the cost of material lifting, acid wash including all finishing and Cleaning | Charges of Tiles laying including the cost of material lifting, acid wash including all finishing and Cleaning at all levels as per drawing and direction of Engineer-In-Charge. | Sq.Ft. | 5480.964 | 32.5 | Approved
SOUTHWINDS PROJECT LLP (PHASE - III & IV) | FINISHING PHASE - III | Flooring Work |  | WO/SP34/FW34/9 | JYOTI TILES LLP | Charges of Skirting including the cost of material lifting, acid wash including all finishing and Cleaning | Charges of Skirting including the cost of material lifting, acid wash including all finishing and Cleaning at all levels as per drawing and direction of Engineer-In-Charge. | Rft | 959.925 | 27.75 | Approved
SOUTHWINDS PROJECT LLP (PHASE - III & IV) | FINISHING PHASE - III | Flooring Work |  | WO/SP34/FW34/9 | JYOTI TILES LLP | Charges for Groove making 3mm (W) X 8mm (D) and filling with polymer based grout ( pigmented) including the cost of material | Charges for Groove making 3mm (W) X 8mm (D) and filling with polymer based grout ( pigmented) including the cost of material at all level as per drawing & direction of Engineer-In-Charge. Grouting Chemical ( Brand : Kerakoll) Grouting Powder Fugabella 0-5 Porcelana Grouting Admixture : Fugaflex Eco | Rft | 11183.34 | 6 | Approved
SOUTHWINDS PROJECT LLP (PHASE - III & IV) | FINISHING PHASE - III | Flooring Work |  | WO/SP34/FW34/9 | JYOTI TILES LLP | Labour Charges for Chipping work in floor and Skirting for fixing of Tiles at Roof | Labour Charges for Chipping work in floor and Skirting for fixing of Tiles at Roof as per drawing and direction of Engineer-In-Charge. | Sq.Ft. | 5480.964 | 1.75 | Approved
Primarc Chambers | PRE-CONSTRUCTION PHASE | Site Office |  | WO/PCH/PC02/22 | A.M. Enterprise | Flooring Repairing work | Flooring Repairing work at Rudramani Area |  | 0 | 0 | Approved
Primarc Chambers | PRE-CONSTRUCTION PHASE | Site Office |  | WO/PCH/PC02/22 | A.M. Enterprise | Dismantling of Tiles Work | Charges for (including lifting & shifting) dismantling of Tiles Work, Manually or Mechanically including, removal and disposal of debris inside the Primarc Chamber site premises from Rudramani area as per drawing, specification and direction of Engineer In Charge. | Sq.Ft. | 1243 | 16.5 | Approved
Primarc Chambers | PRE-CONSTRUCTION PHASE | Site Office |  | WO/PCH/PC02/22 | A.M. Enterprise | 1:3:6 rough casting | Providing & fixing charges for Laying of 1:3:6 rough casting thickness of Avg.75mm at Ground level including curing in respect, all lead & lift of the material as per drawing & direction of Engineer-in-Charge. (Cement will be supplied by the client but subject to reconciliation) | Sq.Ft. | 1243 | 48 | Approved
Primarc Chambers | PRE-CONSTRUCTION PHASE | Site Office |  | WO/PCH/PC02/22 | A.M. Enterprise | Tiles (400x400) | Providing & Fixing Charges of Tiles (400x400) at Ground levels over a bed of 35-45 mm thick cement mortar (1:4) , joints filled with white cement slurry pigmented to match after acid washing including all finishing & Cleaning as per drawing and direction of Engineer-In-Charge. (Tiles , Cement will be supplied by Client but subject to reconciliation) | Sq.Ft. | 1243 | 34 | Approved
Primarc Chambers | PRE-CONSTRUCTION PHASE | Site Office |  | WO/PCH/PC02/22 | A.M. Enterprise | Granite Patti (150mm/300mm width) | Charges for Fixing & Polishing of Granite Patti (150mm/300mm width) at Ground levels over a bed of 35-45 mm thick cement mortar (1:4) , joints filled with white cement slurry pigmented to match after acid washing including all finishing & Cleaning ,as per drawing and direction of Engineer-In-Charge. (Granite , Cement will be supplied by Client but subject to reconciliation) | Rft | 263 | 40 | Approved
Primarc Chambers | PRE-CONSTRUCTION PHASE | Site Office |  | WO/PCH/PC02/22 | A.M. Enterprise | Groove making 6mm (W) and filling | Charges for Groove making 6mm (W) and filling with Cement based grout (pigmented) including the cost of material at all level as per drawing and direction of Engineer-In-Charge. Grouting Chemical (Brand: kerakoll/Laticrete or as approved) | Rft | 1264 | 6 | Approved
The Ramdulari | PRE-CONSTRUCTION PHASE | Site Office | Civil and Finishing Work of Site Office | WO/RP/RP01/35 | STAR FAB | Window Fixing work at site office asper BOQ and direction of EIC. | Window Fixing work at site office asper BOQ and direction of EIC. |  | 0 | 0 | Approved
The Ramdulari | PRE-CONSTRUCTION PHASE | Site Office | Civil and Finishing Work of Site Office | WO/RP/RP01/35 | STAR FAB | fixing 20 series 2 track 2 shutter powder coated aluminium sliding window | Labour charges of fixing 20 series 2 track 2 shutter normal coated aluminium sliding window with all fitting fixture approved by client, all complete including all lifting, tools and tackles as per drawing and direction of engineer in charge.(Aluminum section and glass supplied by client free of cost on reconciliation basis and other hardware and consumables material like lock, silicon sealed etc., will be supplied by contractor) | Sq.Ft. | 93 | 90 | Approved
The Ramdulari | PRE-CONSTRUCTION PHASE | Site Office | Civil and Finishing Work of Site Office | WO/RP/RP01/35 | STAR FAB | fixing of 34 series normal coated aluminium window | Providing an fixing of 34 series normal coated aluminum (alom, centuri) window with 5 mm clear float glass including all fittings and fixture at all levels as per drawing and direction of engineer in charge. | Sq.Ft. | 62 | 250 | Approved
SOUTHWINDS PROJECT LLP (PHASE - III & IV) | FINISHING PHASE - III | Wood Work |  | WO/SP34/FW34/10 | ADA-METCON | Fixing of MS Duct/Shaft door at Block-11 (1st floor) as per B.O.Q & direction of EIC | Fixing of MS Duct/Shaft door at Block-11 (1st floor) as per B.O.Q & direction of EIC |  | 0 | 0 | Approved
SOUTHWINDS PROJECT LLP (PHASE - III & IV) | FINISHING PHASE - III | Wood Work |  | WO/SP34/FW34/10 | ADA-METCON | Supply, fabrication & Erection of MS Duct Cover | Supply, fabrication & Erection of MS Duct Cover powder coated (Colour code approved by site) made of 1.6 mm sheet (2.4 kg per SQFT approx. weight) with frame fittings including transportation, lifting, fixing all complete in all respect as per drawing and direction of EIC. Location- Block-11 (1st floor) | Kg | 170 | 165 | Approved
SOUTHWINDS PROJECT LLP (PHASE - III & IV) | FINISHING PHASE - III | Wood Work |  | WO/SP34/FW34/10 | ADA-METCON | Transportation Charges | Transportation Charges | Lump Sum | 1 | 3000 | Approved
The Soul, Rajarhat | BLOCK | Plumbing/Sanitory | Internal Plumbing | WO/HR01/BOK01/159 | BR PLUMBING CONSULTMENT | Utility Water Point | Utility Water Point Labour charges for CPVC open surface pipeline extension from existing kitchen water supply line for fitting of a Bib cock with Teflon Tape/ Solvent Cement / Clamp as per direction of EIC | Nos. | 576 | 45 | Approved
The Soul, Rajarhat | BLOCK | Plumbing/Sanitory | Internal Plumbing | WO/HR01/BOK01/160 | BR PLUMBING CONSULTMENT | Daily Plumber and Helper (8 Hours working) | Supply of Daily Plumber and Helper (8 Hours working) as per direction of EIC |  | 0 | 0 | Approved
The Soul, Rajarhat | BLOCK | Flooring Work |  | WO/HR01/BOK01/161 | ESSARCON | Fire Refuge Floor Paint | Fire Refuge Floor Paint Charges for Fire Refuge Floor Paint which includes following steps: 1. Scraping and cleaning the horizontal roof surface and parapet walls of the roof (up to a height of minimum 1’-00” from the final finished surface) by light chipping, wire brushing, coir brushing and finally cleaning with water to get rid of all dirt, dust, loose concrete, laitance, etc. 2. Cutting V groove at the RWDP mouth and filling the same and other honeycombed areas with polymer modified mortar (1:4 cement sand mortar admixed with SBR Latex (@ 5%) of any reputed brand. 3. Forming hallore at the floor wall junction with polymer modified mortar after application of one bond coat with SBR Latex of any reputed brand. 4. Providing and applying one liberal coat of La Brushseal -a water based acrylic emulsion primer on the floor and parapet walls by brush. 5. Providing and applying two simultaneous coats of La AcryDec -a single component, elastomeric, UV resistant, aliphatic acrylic polymer-based coating (of Approved shade) on the floor and parapet walls by brush. | Sq.Ft. | 3000 | 47 | Approved
The Ramdulari | PRE-CONSTRUCTION PHASE | Site Office |  |  |  | Internal electrical work for site office | Internal electrical work for site office |  |  |  | Amended & Draft
The Ramdulari | PRE-CONSTRUCTION PHASE | Site Office |  |  |  | Labour charges in /sq.ft. on plate area for wall conduiting, main line & CKT wiring, wiring of light point, fan point , exhaust fan, AC indoor & out door unit connection, power point etc in office area | Labour charges in /sq.ft. on plate area for wall conduiting, main line & CKT wiring, wiring of light point, fan point , exhaust fan, AC indoor & out door unit connection, power point etc in office area as required, Receiving and Fixing of modular box, wire pulling, fixing of switch & socket, distribution boxes & MCB, , Fixing of MCCB, SFU, ACCL etc, Laying of suitable sizes of XLPE armoured cable including suply of all accessories , Making end termination of 1.1 KV grade XlPE cable in MCCB/ DB etc , Receiving & fixing of Main Switch/MCCB/ DB as required, conduiting & cable laying for telephone, internet etc in office area as required, Earthing system for all electrical MCCB, DB. fixing of light Fixture , fan, exhaust fan.etc in office area as per drawing complete in all respect & as per annexure attach with the WO. Plate area details - 1586.00 Sqft | Lump Sum |  |  | Approved
The Ramdulari | PRE-CONSTRUCTION PHASE | Site Office |  |  |  | labour charges for Dismelting & re-Installation of 200 Amp Bus Bar, 200 Amp Main Switch, 4/6 way TPN DB,.2 pole Enclosure with RCCB, Pump Starter, 16 amp power point, etc | labour charges for Dismelting & re-Installation of 200 Amp Bus Bar, 200 Amp Main Switch, 4/6 way TPN DB,.2 pole Enclosure with RCCB, Pump Starter, 16 amp power point, etc.at new place as per direction of site-in-charge. | Lot |  |  | Approved
The Ramdulari | PRE-CONSTRUCTION PHASE | Site Office | Electrical | WO/RP/RP01/36 | A B S Enterprise | Internal electrical work for site office | Internal electrical work for site office |  | 0 |  | Approved
The Ramdulari | PRE-CONSTRUCTION PHASE | Site Office | Electrical | WO/RP/RP01/38 | DIAMOND PROJECTS | Internal electrical work for site office | Internal electrical work for site office |  | 0 | 0 | Approved
The Ramdulari | PRE-CONSTRUCTION PHASE | Site Office | Electrical | WO/RP/RP01/36 | A B S Enterprise | Labour charges in /sq.ft. on plate area for wall conduiting, main line & CKT wiring, wiring of light point, fan point , exhaust fan, AC indoor & out door unit connection, power point etc in office area | Labour charges in /sq.ft. on plate area for wall conduiting, main line & CKT wiring, wiring of light point, fan point , exhaust fan, AC indoor & out door unit connection, power point etc in office area as required, Receiving and Fixing of modular box, wire pulling, fixing of switch & socket, distribution boxes & MCB, , Fixing of MCCB, SFU, ACCL etc, Laying of suitable sizes of XLPE armoured cable including suply of all accessories , Making end termination of 1.1 KV grade XlPE cable in MCCB/ DB etc , Receiving & fixing of Main Switch/MCCB/ DB as required, conduiting & cable laying for telephone, internet etc in office area as required, Earthing system for all electrical MCCB, DB. fixing of light Fixture , fan, exhaust fan.etc in office area as per drawing complete in all respect & as per annexure attach with the WO. Plate area details - 1586.00 Sqft | Lump Sum | 0 |  | Approved
The Ramdulari | PRE-CONSTRUCTION PHASE | Site Office | Electrical | WO/RP/RP01/38 | DIAMOND PROJECTS | Labour charges in /sq.ft. on plate area for wall conduiting, main line & CKT wiring, wiring of light point, fan point , exhaust fan, AC indoor & out door unit connection, power point etc in office area | Labour charges in /sq.ft. on plate area for wall conduiting, main line & CKT wiring, wiring of light point, fan point , exhaust fan, AC indoor & out door unit connection, power point etc in office area as required, Receiving and Fixing of modular box, wire pulling, fixing of switch & socket, distribution boxes & MCB, , Fixing of MCCB, SFU, ACCL etc, Laying of suitable sizes of XLPE armoured cable including suply of all accessories , Making end termination of 1.1 KV grade XlPE cable in MCCB/ DB etc , Receiving & fixing of Main Switch/MCCB/ DB as required, conduiting & cable laying for telephone, internet etc in office area as required, Earthing system for all electrical MCCB, DB. fixing of light Fixture , fan, exhaust fan.etc in office area as per drawing complete in all respect & as per annexure attach with the WO. Plate area details - 1586.00 Sqft | Lump Sum | 1 | 23000 | Approved
The Ramdulari | PRE-CONSTRUCTION PHASE | Site Office | Electrical | WO/RP/RP01/36 | A B S Enterprise | labour charges for Dismelting & re-Installation of 200 Amp Bus Bar, 200 Amp Main Switch, 4/6 way TPN DB,.2 pole Enclosure with RCCB, Pump Starter, 16 amp power point, etc | labour charges for Dismelting & re-Installation of 200 Amp Bus Bar, 200 Amp Main Switch, 4/6 way TPN DB,.2 pole Enclosure with RCCB, Pump Starter, 16 amp power point, etc.at new place as per direction of site-in-charge. | Lot | 0 |  | Approved
The Ramdulari | PRE-CONSTRUCTION PHASE | Site Office | Electrical | WO/RP/RP01/38 | DIAMOND PROJECTS | labour charges for Dismelting & re-Installation of 200 Amp Bus Bar, 200 Amp Main Switch, 4/6 way TPN DB,.2 pole Enclosure with RCCB, Pump Starter, 16 amp power point, etc | labour charges for Dismelting & re-Installation of 200 Amp Bus Bar, 200 Amp Main Switch, 4/6 way TPN DB,.2 pole Enclosure with RCCB, Pump Starter, 16 amp power point, etc.at new place as per direction of site-in-charge. | Lot | 1 | 7000 | Approved
The Soul, Rajarhat | BLOCK | Civil | Sub & Super Structure Work |  |  | Misc. Work | Charges for loading Unloading and Misc. Work as per direction of EIC | RMT |  |  | Approved
The Soul, Rajarhat | CLUB | Interior Work |  | WO/HR01/CL07/31 | 3M KITCHEN TECH | Wash Area | Wash Area |  | 0 | 0 | Approved
The Soul, Rajarhat | CLUB | Interior Work |  | WO/HR01/CL07/31 | 3M KITCHEN TECH | Soiled Dish Landing table | Soiled Dish Landing table with chute (1200x700x850ht) | Nos. | 2 | 19910 | Approved
The Soul, Rajarhat | CLUB | Interior Work |  | WO/HR01/CL07/31 | 3M KITCHEN TECH | Two Sink unit | Two Sink unit (1200x700x850ht) | Nos. | 2 | 22300 | Approved
The Soul, Rajarhat | CLUB | Interior Work |  | WO/HR01/CL07/31 | 3M KITCHEN TECH | Clean dish Landing table | Clean dish Landing table (1200x600x850ht) | Nos. | 2 | 21500 | Approved
The Soul, Rajarhat | CLUB | Interior Work |  | WO/HR01/CL07/31 | 3M KITCHEN TECH | Mobile Waste Basin | Mobile Waste Basin 450" Dia | Nos. | 2 | 13540 | Approved
The Soul, Rajarhat | CLUB | Interior Work |  | WO/HR01/CL07/31 | 3M KITCHEN TECH | Kitchen Area: | Kitchen Area: |  | 0 | 0 | Approved
The Soul, Rajarhat | CLUB | Interior Work |  | WO/HR01/CL07/31 | 3M KITCHEN TECH | Single Sink Unit | Single Sink Unit (750x750x850ht) | Nos. | 1 | 11917 | Approved
The Soul, Rajarhat | CLUB | Interior Work |  | WO/HR01/CL07/31 | 3M KITCHEN TECH | Support Table/ Counter | Support Table/ Counter (1800x750x850ht) | Nos. | 2 | 28671 | Approved
The Soul, Rajarhat | CLUB | Interior Work |  | WO/HR01/CL07/31 | 3M KITCHEN TECH | SS Drain Gratings – Width 450 mm | SS Drain Gratings – Width 450 mm Made with 20X20 MM SS SQ Pipe, 25X25 MM L Angle SS Frame and 4mm SS Perforated mesh Tray with handle. Steel Grade: SS 304 NB: Actual measurement to be taken from site before manufacturing. Payment will be made on actual measured length | Rft | 48.5 | 2706 | Approved
The Soul, Rajarhat | CLUB | Interior Work |  | WO/HR01/CL07/31 | 3M KITCHEN TECH | Exhaust Hood (1500X900X550ht) with Filter and Dumper | Exhaust Hood (1500X900X550ht) with Filter and Dumper |  | 0 | 0 | Approved
The Soul, Rajarhat | CLUB | Interior Work |  | WO/HR01/CL07/31 | 3M KITCHEN TECH | Exhaust Hood | Exhaust Hood | Nos. | 2 | 43000 | Approved
The Soul, Rajarhat | CLUB | Interior Work |  | WO/HR01/CL07/31 | 3M KITCHEN TECH | Installation Charges | Charges for Installation full kitchen System | Lump Sum | 1 | 15000 | Approved
The Soul, Rajarhat | CLUB | Interior Work |  | WO/HR01/CL07/31 | 3M KITCHEN TECH | Packing Charges | Packing Charges | Lump Sum | 1 | 10000 | Approved
The Soul, Rajarhat | MARKETING | Marketing Office | Interior Works | WO/HR01/MKT01/136 | BRAND VALUE SIGN SOLUTION | Signage | Backlit Imported 3mm Acrylic Box letter with 3" side raising fixed on Outdoor grade ACP box with iron frame. With 1.5-watt waterproof LED Module and adequate rainproof power supply. | Lump Sum | 1 | 55000 | Approved
The Ramdulari | PRE-CONSTRUCTION PHASE | Site Office | Civil and Finishing Work of Site Office | WO/RP/RP01/37 | RAJ KUMAR FURNITURE WORKS | Workstation and cabinet removing, repairing and refixing work at site office | Workstation and cabinet removing, repairing and refixing work at site office |  | 0 | 0 | Amended & Approved
The Ramdulari | PRE-CONSTRUCTION PHASE | Site Office | Civil and Finishing Work of Site Office | WO/RP/RP01/37 | RAJ KUMAR FURNITURE WORKS | partition fixing | Labour Chargers for both side partition fixing complete including all consumables material like Fevicol ,nails etc. , with tools and tackles as direction of EIC. | Sq.Ft. | 175 | 170 | Approved
The Ramdulari | PRE-CONSTRUCTION PHASE | Site Office | Civil and Finishing Work of Site Office | WO/RP/RP01/37 | RAJ KUMAR FURNITURE WORKS | wooden frame and 12mm Ply fixing | Labour Charges of wooden frame and 12mm Ply fixing complete including all consumables material like Fevicol ,nails etc. , with tools and tackles as direction of EIC. | Sq.Ft. | 270 | 60 | Approved
The Ramdulari | PRE-CONSTRUCTION PHASE | Site Office | Civil and Finishing Work of Site Office | WO/RP/RP01/37 | RAJ KUMAR FURNITURE WORKS | work station repairing with fixing | Labour charges for work station repairing with fixing complete including all consumables material like Fevicol ,nails etc. , with tools and tackles as direction of EIC. | Sq.Ft. | 120 | 150 | Approved
The Ramdulari | PRE-CONSTRUCTION PHASE | Site Office | Civil and Finishing Work of Site Office | WO/RP/RP01/37 | RAJ KUMAR FURNITURE WORKS | over head file cabinet repair and fixing | Labour charge for over head file cabinet repair and fixing complete including all consumables material like Fevicol ,nails etc. , with tools and tackles as direction of EIC. | Sq.Ft. | 80 | 160 | Approved
The Ramdulari | PRE-CONSTRUCTION PHASE | Site Office | Civil and Finishing Work of Site Office | WO/RP/RP01/37 | RAJ KUMAR FURNITURE WORKS | 8nos office furniture and partition removing | Labour Charges of 8nos office furniture and partition removing complete including all consumables with tools and tackles as direction of EIC. | Lump Sum | 1 | 4000 | Approved
The Ramdulari | BLOCK | Civil | Sub & Super Structure Work |  |  | Hiring charges for travelling from the following departure to arrival of Infra V-30 including all consumable material and all work complete as per direction engineer in-charge. | From Dankuni warehouse to Navkaar Factory via Kalur more, Rajarhat | Nos |  |  | Amended & Approved
The Soul, Rajarhat | BLOCK | Civil | Sub & Super Structure Work | WO/HR01/BOK01/162 | NEW L. N. CONSTRUCTION | No Profit Escalation for WO No: WO/HR01/BOK01/47 | No Profit Escalation for WO No: WO/HR01/BOK01/47 Period: 01.07.21-31.03.22 |  | 0 | 0 | Approved
The Soul, Rajarhat | BLOCK | Civil | Sub & Super Structure Work | WO/HR01/BOK01/162 | NEW L. N. CONSTRUCTION | Silver Sand Filling | Silver Sand Filling | Cum. | 78.5 | 65.79 | Approved
The Soul, Rajarhat | BLOCK | Civil | Sub & Super Structure Work | WO/HR01/BOK01/162 | NEW L. N. CONSTRUCTION | PCC (1:4:8) SMC | PCC (1:4:8) SMC | Cum. | 0.8 | 128.47 | Approved
The Soul, Rajarhat | BLOCK | Civil | Sub & Super Structure Work | WO/HR01/BOK01/162 | NEW L. N. CONSTRUCTION | 200 mm thk. Fly Ash brick Work (1:4) | 200 mm thk. Fly Ash brick Work (1:4) | Cum. | 46.71 | 169.03 | Approved
The Soul, Rajarhat | BLOCK | Civil | Sub & Super Structure Work | WO/HR01/BOK01/162 | NEW L. N. CONSTRUCTION | 125mm Fly Ash Brick Work (1:4) | 125mm Fly Ash Brick Work (1:4) | Sq.Mtr. | 24.6 | 18.72 | Approved
The Soul, Rajarhat | BLOCK | Civil | Sub & Super Structure Work | WO/HR01/BOK01/162 | NEW L. N. CONSTRUCTION | 15mm Internal Wall Plaster (1:6) | 15mm Internal Wall Plaster (1:6) | Sq.Mtr. | 1257.42 | 9.21 | Approved
The Soul, Rajarhat | BLOCK | Civil | Sub & Super Structure Work | WO/HR01/BOK01/162 | NEW L. N. CONSTRUCTION | 20mm External wall Plaster (1:6) | 20mm External wall Plaster (1:6) | Sq.Mtr. | 352.1 | 12.29 | Approved
The Soul, Rajarhat | BLOCK | Civil | Sub & Super Structure Work | WO/HR01/BOK01/162 | NEW L. N. CONSTRUCTION | RCC M20/M25 SMC (Lintel GF) | RCC M20/M25 SMC (Lintel GF) | Cum. | 2.1 | 115.13 | Approved
The Soul, Rajarhat | BLOCK | Civil | Sub & Super Structure Work | WO/HR01/BOK01/162 | NEW L. N. CONSTRUCTION | RCC M20/M25 SMC | RCC M20/M25 SMC | Cum. | 1.43 | 115.13 | Approved
The Ramdulari | BLOCK | Civil | Sub & Super Structure Work | WO/RP/RP02/17 | Sundri Logistics | Hiring charges for travelling from the following departure to arrival of Infra V-30 including all consumable material and all work complete as per direction engineer in-charge. | Hiring charges for travelling from the following departure to arrival of Infra V-30 including all consumable material and all work complete as per direction engineer in-charge. |  | 0 | 0 | Approved
The Ramdulari | BLOCK | Civil | Sub & Super Structure Work | WO/RP/RP02/17 | Sundri Logistics | From Dankuni warehouse to Navkaar Factory via Kalur more, Rajarhat | From Dankuni warehouse to Navkaar Factory via Kalur more, Rajarhat | Nos | 5 | 2000 | Approved
The Soul, Rajarhat | BLOCK | Civil | Sub & Super Structure Work | WO/HR01/BOK01/162 | NEW L. N. CONSTRUCTION | No Profit Escalation for WO No: WO/HR01/BOK01/92 | No Profit Escalation for WO No: WO/HR01/BOK01/92 Period: 01.07.21-31.07.22 |  | 0 | 0 | Approved
The Soul, Rajarhat | BLOCK | Civil | Sub & Super Structure Work | WO/HR01/BOK01/162 | NEW L. N. CONSTRUCTION | RCC M20/ M25 | RCC M20/ M25 | Cum. | 104.39 | 115.13 | Approved
The Soul, Rajarhat | BLOCK | Civil | Sub & Super Structure Work | WO/HR01/BOK01/162 | NEW L. N. CONSTRUCTION | No Profit Escalation for WO No: WO/HR01/BOK01/58 | No Profit Escalation for WO No: WO/HR01/BOK01/58 Period: 01.07.21-31.03.22 |  | 0 | 0 | Approved
The Soul, Rajarhat | BLOCK | Civil | Sub & Super Structure Work | WO/HR01/BOK01/162 | NEW L. N. CONSTRUCTION | 125mm thick B/W Toilet ledge wall (1:4) | 125mm thick B/W Toilet ledge wall (1:4) | Cum. | 696.89 | 17.23 | Approved
The Soul, Rajarhat | BLOCK | Civil | Sub & Super Structure Work | WO/HR01/BOK01/162 | NEW L. N. CONSTRUCTION | RCC SMC (1:2:4) | RCC SMC (1:2:4) | Cum. | 17.84 | 328.08 | Approved
The Soul, Rajarhat | COMMON INFRASTRUCTURE | Boundary Wall |  | WO/HR01/CIH01/95 | NEW L. N. CONSTRUCTION | Material Escalation for WO No: WO/HR01/CIH01/54 | Material Escalation for WO No: WO/HR01/CIH01/54 Period: 01.07.2021-31.07.2022 |  | 0 | 0 | Approved
The Soul, Rajarhat | COMMON INFRASTRUCTURE | Boundary Wall |  | WO/HR01/CIH01/95 | NEW L. N. CONSTRUCTION | Single Column PCC (1:3:6) | Single Column PCC (1:3:6) | Cum. | 8.21 | 125.8 | Approved
The Soul, Rajarhat | COMMON INFRASTRUCTURE | Boundary Wall |  | WO/HR01/CIH01/95 | NEW L. N. CONSTRUCTION | Single Column M20 (1:1.5:3) | Single Column M20 (1:1.5:3) | Cum. | 54.56 | 115.13 | Approved
The Soul, Rajarhat | COMMON INFRASTRUCTURE | Boundary Wall |  | WO/HR01/CIH01/95 | NEW L. N. CONSTRUCTION | Single Column 250mm thick. B/W with Fly Ash | Single Column 250mm thick. B/W with Fly Ash | Cum. | 13.49 | 169.03 | Approved
The Soul, Rajarhat | COMMON INFRASTRUCTURE | Boundary Wall |  | WO/HR01/CIH01/95 | NEW L. N. CONSTRUCTION | Double Column PCC (1:3:6) | Double Column PCC (1:3:6) | Cum. | 2.89 | 125.8 | Approved
The Soul, Rajarhat | COMMON INFRASTRUCTURE | Boundary Wall |  | WO/HR01/CIH01/95 | NEW L. N. CONSTRUCTION | Double Column M20 (1:1.5:3) | Double Column M20 (1:1.5:3) | Cum. | 23.36 | 115.13 | Approved
The Soul, Rajarhat | COMMON INFRASTRUCTURE | Boundary Wall |  | WO/HR01/CIH01/95 | NEW L. N. CONSTRUCTION | Double Column 250mm thick. B/W with Fly Ash | Double Column 250mm thick. B/W with Fly Ash | Sq.Mtr. | 9.3 | 169.03 | Approved
The Soul, Rajarhat | COMMON INFRASTRUCTURE | Boundary Wall |  | WO/HR01/CIH01/95 | NEW L. N. CONSTRUCTION | 15 mm thick Outside Plaster | 15 mm thick Outside Plaster | Sq.Mtr. | 466.13 | 9.21 | Approved
The Soul, Rajarhat | COMMON INFRASTRUCTURE | Boundary Wall |  | WO/HR01/CIH01/95 | NEW L. N. CONSTRUCTION | RCC M20 SMC Column | RCC M20 SMC Column | Cum. | 11.39 | 115.13 | Approved
The Soul, Rajarhat | COMMON INFRASTRUCTURE | Boundary Wall |  | WO/HR01/CIH01/95 | NEW L. N. CONSTRUCTION | RCC M 15 SMC Coping (1:2:4) | RCC M 15 SMC Coping (1:2:4) | Cum. | 4.12 | 117.77 | Approved
The Soul, Rajarhat | COMMON INFRASTRUCTURE | Boundary Wall |  | WO/HR01/CIH01/95 | NEW L. N. CONSTRUCTION | 125mm thick Brick Work (1:4) | 125mm thick Brick Work (1:4) | Sq.Mtr. | 295.08 | 18.72 | Approved
The Soul, Rajarhat | COMMON INFRASTRUCTURE | Boundary Wall |  | WO/HR01/CIH01/95 | NEW L. N. CONSTRUCTION | 12 thick Inside Plaster | 12 thick Inside Plaster | Sq.Mtr. | 573.8 | 6.09 | Approved
The Soul, Rajarhat | BASEMENT WITH PODIUM | Civil | Basement with Podium | WO/HR01/BP01/58 | NEW L. N. CONSTRUCTION | Material Escalation for WO No: WO/HR01/BP01/18 | Material Escalation for WO No: WO/HR01/BP01/18 Period: 01.10.2021-31.07.2022 |  | 0 | 0 | Approved
The Soul, Rajarhat | BASEMENT WITH PODIUM | Civil | Basement with Podium | WO/HR01/BP01/58 | NEW L. N. CONSTRUCTION | Planter RCC M25 | Planter RCC M25 | Cum. | 458.3 | 115.13 | Approved
The Soul, Rajarhat | BASEMENT WITH PODIUM | Civil | Basement with Podium | WO/HR01/BP01/58 | NEW L. N. CONSTRUCTION | 200/250/300 mm thick. B/W (4:1) | 200/250/300 mm thick. B/W (4:1) | Cum. | 707 | 178 | Approved
The Soul, Rajarhat | BASEMENT WITH PODIUM | Civil | Basement with Podium | WO/HR01/BP01/58 | NEW L. N. CONSTRUCTION | AAC Block Filling | AAC Block Filling | Cum. | 549.1 | 178 | Approved
The Soul, Rajarhat | BASEMENT WITH PODIUM | Civil | Basement with Podium | WO/HR01/BP01/58 | NEW L. N. CONSTRUCTION | 125mm thick B/W | 125mm thick B/W | Sq.Mtr. | 126.25 | 19.71 | Approved
The Soul, Rajarhat | BASEMENT WITH PODIUM | Civil | Basement with Podium | WO/HR01/BP01/58 | NEW L. N. CONSTRUCTION | 15 mm thick Internal wall Plaster | 15 mm thick Internal wall Plaster | Sq.Mtr. | 5949.25 | 9.7 | Approved
The Soul, Rajarhat | BASEMENT WITH PODIUM | Civil | Basement with Podium | WO/HR01/BP01/58 | NEW L. N. CONSTRUCTION | 20 mm thick External wall plaster | 20 mm thick External wall plaster | Sq.Mtr. | 4622.82 | 12.94 | Approved
The Soul, Rajarhat | BASEMENT WITH PODIUM | Civil | Sub & Super Structure Work |  |  | Material Escalation for WO No: WO/HR01/BP01/19 | Material Escalation for WO No: WO/HR01/BP01/19 Period: 01.7.2021-31.07.2022 |  |  |  | Approved
The Soul, Rajarhat | BASEMENT WITH PODIUM | Civil | Sub & Super Structure Work |  |  | Silver Sand Filling | Silver Sand Filling | Cum. |  |  | Approved
The Soul, Rajarhat | BASEMENT WITH PODIUM | Civil | Sub & Super Structure Work |  |  | SMC M25 Concrete | SMC M25 Concrete | Cum. |  |  | Approved
The Soul, Rajarhat | BASEMENT WITH PODIUM | Civil | Basement with Podium | WO/HR01/BP01/58 | NEW L. N. CONSTRUCTION | Material Escalation for WO No: WO/HR01/BP01/19 | Material Escalation for WO No: WO/HR01/BP01/19 Period: 01.7.2021-31.07.2022 |  | 0 | 0 | Approved
The Soul, Rajarhat | BASEMENT WITH PODIUM | Civil | Basement with Podium | WO/HR01/BP01/58 | NEW L. N. CONSTRUCTION | Silver Sand Filling | Silver Sand Filling | Cum. | 448 | 65.79 | Approved
The Soul, Rajarhat | BASEMENT WITH PODIUM | Civil | Basement with Podium | WO/HR01/BP01/58 | NEW L. N. CONSTRUCTION | SMC M25 Concrete | SMC M25 Concrete | Cum. | 8.97 | 115.13 | Approved
The Ramdulari | BLOCK | Civil | Sub & Super Structure Work | WO/RP/RP02/21 | RAJ TRIMURTI INFRAPROJECT PVT. LTD. | Extra civil work. | Extra civil work. |  | 0 | 0 | Approved
The Ramdulari | BLOCK | Civil | Sub & Super Structure Work | WO/RP/RP02/21 | RAJ TRIMURTI INFRAPROJECT PVT. LTD. | Earth disposal | Earth disposal from site by Poc-lain & dumpers within 11 pm including all responsibility of local & statutary authorities all complete as per direction of EIC. | Cum. | 13225 | 325 | Approved
The Ramdulari | BLOCK | Civil | Sub & Super Structure Work | WO/RP/RP02/21 | RAJ TRIMURTI INFRAPROJECT PVT. LTD. | Compensation charges | Compensation charges of shuttering works due to less repeatation | Sq.Mtr. | 4300 | 100 | Approved
The Ramdulari | BLOCK | Civil | Sub & Super Structure Work | WO/RP/RP02/21 | RAJ TRIMURTI INFRAPROJECT PVT. LTD. | Charges of Stand by Poc-lain | Charges of Stand by Poc-lain as per instruction for continuation of work to avoid time wastage | Months | 3 | 180000 | Approved
The Ramdulari | BLOCK | Civil | Sub & Super Structure Work | WO/RP/RP02/21 | RAJ TRIMURTI INFRAPROJECT PVT. LTD. | Labour charges of Earth / Sand filling in empty cement Bags | Labour charges of Earth / Sand filling in empty cement Bags, Shifting at required position, laying in slope for wailking space due to manual excavation and after completion of work the same bage is reshifting desired location including all tool & tackles as per direction of EIC. | Bags. | 2700 | 127 | Approved
The Soul, Rajarhat | OVERHEADS | Lift Operator |  | WO/HR01/OHES/71 | NIS MANAGEMENT LIMITED | Lift Operator | Providing 3 nos. licensed lift operator @8 hr X 6 days a week duty basis. BOQ Qty. Total Contract period = 3.5 Months Total Heads = 3 nos. Total BOQ = 3 X3.5 = 10.5 Manheads BOQ Rate: BOQ Rate is for per head per month. (Note: Holidays are included in rate, hence not payable additionally) | Head/Month | 10.5 | 15460 | Approved
The Soul, Rajarhat | OVERHEADS | Mechanical Equipment |  | WO/HR01/OHES/72 | Secura Infra Services Pvt. Ltd. | single disk scrubbing machine | Monthly rental charges for single disk scrubbing machine. (Model Name: Taski Trooper SD Plus Floor Scrubber; Rated Power: 1500 watt; Weight: 50 kg; Brush speed: 150 rpm; No. of wheels : 2) | Months | 6.5 | 3200 | Approved
The Soul, Rajarhat | OVERHEADS | Mechanical Equipment |  | WO/HR01/OHES/72 | Secura Infra Services Pvt. Ltd. | wet & dry vacuum cleaner | Monthly rental charges for wet & dry vacuum cleaner. (Model: Taski Vacumat 22; Container Capacity (wet) : 22L; Container Capacity (dry) : 28L; Container Volume: 45L; Nominal Consumtion: 1000W) | Months | 6.5 | 2700 | Approved
SOUTHWINDS PROJECT LLP (PHASE - III & IV) | PRE-CONSTRUCTION PHASE - III & IV | Labour Hutment |  | WO/SP34/PC34/23 | SWARABENDU DAS | Labour Hutment & store room wall | Labour Hutment & store room wall making as per B.O.Q & direction of EIC. |  | 0 | 0 | Approved
SOUTHWINDS PROJECT LLP (PHASE - III & IV) | PRE-CONSTRUCTION PHASE - III & IV | Labour Hutment |  | WO/SP34/PC34/23 | SWARABENDU DAS | Labour Hutment & store room wall | "Labour Charges for making of Hutment & store room wall with Door including locking arrengement with MS Hollow section , CGI sheet , self screw etc.including the supply of all sundry material tools tackles, Welding machine, Gas Cutter, Welding rod, self screw, lock. Client Supply: 1. Old / new MS Hollow section 2. Old/New CGI Sheet Mode of Measurement: Wall Area " Location: BL-11,13,14,15,16 | Sq.Ft. | 10324 | 15.5 | Approved
SOUTHWINDS PROJECT LLP (PHASE - III & IV) | PRE-CONSTRUCTION PHASE - III & IV | Labour Hutment |  | WO/SP34/PC34/23 | SWARABENDU DAS | loading - unloading, | Charges for loading - unloading, transportation, hire charges for machinery as per direction of Engineer-in-Charge | Sq.Ft. | 10324 | 0.7 | Approved
The Soul, Rajarhat | COMMON INFRASTRUCTURE | Landscaping | Softscape | WO/HR01/CIH01/96 | Mondal Nurseries & Exterior | Monthly Maintenance of Landscape | Charges for Monthly Maintenance of Landscape with following scope of work: 1. Gardener: 06 Nos (8 Hours of Working/ Sunday is Weekly off) and 01 Nos Supervisor 2. Supply and application of Fertilizer, Pesticides, Fungicides 3. Supply of Tools and Tackles, Pipes, Spray Gun etc. Client Supply: 1. Lawn Mover 2. Bush Cutter 3. Hedge Trimer 4. Petrol and Mobil 5. Water and Electricity | Months | 6 | 101000 | Approved
The Soul, Rajarhat | BLOCK | Window and Glazing |  | WO/HR01/BOK01/163 | HINDUSTAN ALUMINIUM WORKS | 1 Shutter Casement Door (900X2275) with side Fixed Glass Partition (1460X2275) | 1 Shutter Casement Door (900X2275) with side Fixed Glass Partition (1460X2275) Aluminium Series: Euro 40 Glass: 6 mm CTG Powder Coating: Akzonable Door Closer: Dorma | Sq.Ft. | 35.74 | 677.5 | Approved
The Soul, Rajarhat | BLOCK | Window and Glazing |  | WO/HR01/BOK01/163 | HINDUSTAN ALUMINIUM WORKS | 2 Shutter Casment Door (900X2275) with side Fixed Glass Partition (3490X2275) | 2 Shutter Casment Door (900X2275) with side Fixed Glass Partition (3490X2275) Aluminium Series: Euro 40 Glass: 6 mm CTG Powder Coating: Akzonable Door Closer: Dorma | Sq.Ft. | 85.47 | 478 | Approved
The Soul, Rajarhat | CLUB | Window and Glazing |  | WO/HR01/CL07/10 | GLASTAL ENGINEERS PRIVATE LIMITED | Additional Item | High performance ALUTEC series, with Italian series extrusion, microwave cured EPDM gaskets imported hardwares, Super durable powder coating from Akzonobel. The system is designed to meet wind pressure providing high quality insulation against air infiltration, water ingress, sound and air pollution. 6mm ST150 glass has been considered for pricing. |  | 0 | 0 | Approved
The Soul, Rajarhat | CLUB | Window and Glazing |  | WO/HR01/CL07/10 | GLASTAL ENGINEERS PRIVATE LIMITED | Additional Cost against Item No: HR01/CL07/5829/1_ 1.1 | Additional Cost against Item No: HR01/CL07/5829/1_ 1.1 REPLACEMENT OF GLASS PROVIDING NEW TRANSOME WITH 2 POINT LOCK FOR TOP HUNG SHUTTER AT LIFT LOBBY AREA | Lump Sum | 1 | 18000 | Approved
The Soul, Rajarhat | CLUB | Window and Glazing |  | WO/HR01/CL07/10 | GLASTAL ENGINEERS PRIVATE LIMITED | CLUB RECEPTION | CLUB RECEPTION ALUTEC C4500 FIXED WxH=1.8X1.8 m2 | Nos | 2 | 17020 | Approved
The Soul, Rajarhat | CLUB | Window and Glazing |  | WO/HR01/CL07/10 | GLASTAL ENGINEERS PRIVATE LIMITED | Lift Lobby Glazing | LIFT LOBBY GLAZING ALUTEC C4500 FIXED WxH=2.55X3.25 m2 | Nos | 1 | 43540 | Approved
The Soul, Rajarhat | CLUB | Window and Glazing |  | WO/HR01/CL07/10 | GLASTAL ENGINEERS PRIVATE LIMITED | Extra Over Glazing area for providing Aluminium Framed Door | Extra Over Glazing area for providing Aluminium Framed Door ALUTEC C4500 FIXED WxH=1.1X2.45 | Nos | 1 | 21000 | Approved
The Soul, Rajarhat | CLUB | Painting | Internal Painting | WO/HR01/CL07/32 | B R C D ASSOCIATES | Club Banquet AC Grill Satin Paint | Club Banquet AC Grill Satin Paint AC Grill (150 mm Wide) Satin Spray Paint (2 Coats) on both side of approved colour as per direction of EIC | Rft | 341 | 35 | Approved
The Soul, Rajarhat | MARKETING | Marketing Office | Interior Works | WO/HR01/MKT01/137 | BRAND VALUE SIGN SOLUTION | Signage "the Soul" on Marketing office Entry | Signage "the Soul" on Marketing office Entry Material Specification – Standalone 3mm Imported Acrylic Front with Solvent print on LG Grade SAV as per approved colour scheme with 100mm Channelium sides and 3mm exterior grade ACP back. Lit with 3SMD Lens LED Module (IP67) and adequate power supply. | Lump Sum | 1 | 74000 | Approved
The Soul, Rajarhat | CLUB | Window and Glazing |  | WO/HR01/CL07/33 | Smart Cleaning Enterprise | Glazing Cleaning | Club Banquet Area Window Glazing Cleaning work from Inside and outside all complete at all levels with supply of all cleaning material as per direction and satisfaction of EIC. Area: Approx 30,000 SQFT (Both side) | Lump Sum | 1 | 11000 | Approved
The Soul, Rajarhat | BASEMENT WITH PODIUM | Water Proofing |  | WO/HR01/BP01/59 | J S S ENGINEERING PRIVATE LIMITED | Basement area SikaFix 210 Grouting | Basement area SikaFix 210 Grouting |  | 0 | 0 | Approved
The Soul, Rajarhat | BASEMENT WITH PODIUM | Water Proofing |  | WO/HR01/BP01/59 | J S S ENGINEERING PRIVATE LIMITED | construction joints treatment | Cutting chipping the entire construction joints and making V shape groove up to 15 mm to 20 mm depth and cleaning properly, after cleaning the existing groove will be seal with polymer modified mortar (cement and Polymer) or cement mortar mixed with Quick setting Chemical | RMT | 50 | 195 | Approved
The Soul, Rajarhat | BASEMENT WITH PODIUM | Water Proofing |  | WO/HR01/BP01/59 | J S S ENGINEERING PRIVATE LIMITED | Identifying the Leakage | Identifying the Leakage points at RCC Structure, RCC crack line and other location (where required) and making holes of suitable depth and diameter with drill machine and fixing the packer nozzle @ 75mmX13mm (dia0 with quick setting chemical and cement | Nos | 150 | 150 | Approved
The Soul, Rajarhat | BASEMENT WITH PODIUM | Water Proofing |  | WO/HR01/BP01/59 | J S S ENGINEERING PRIVATE LIMITED | SikaFix 210 | Providing and application of two part polyurethane resin SikaFix-210 (Permanent and durable injection sealing) with PU injection machine SikaFix-210 is suitable for injection in dry, damp and wet conditions, including sealing around water bearing zones in rock, masonary dams and tunnel wall etc. It should for water stopping applications during construction works i.e. for unexpected water inrush. In situation with high water inrush and if a faster foaming action is necessary | Kg | 315 | 1250 | Approved
The Soul, Rajarhat | BLOCK | Signages and Art Work | Signage Work | WO/HR01/BOK01/164 | BRAND VALUE SIGN SOLUTION | Internal Signage (Sample) | Internal Signage (Sample) |  | 0 | 0 | Approved
The Soul, Rajarhat | BLOCK | Signages and Art Work | Signage Work | WO/HR01/BOK01/164 | BRAND VALUE SIGN SOLUTION | Wayfinder 01 | Block Markar Type I: Backlit Type II: L Shape Sample Type: Actual | Nos | 1 | 20986 | Approved
The Soul, Rajarhat | BLOCK | Signages and Art Work | Signage Work | WO/HR01/BOK01/164 | BRAND VALUE SIGN SOLUTION | Wayfinder 02 | Totem Type I: Part Backlit Type II: Double Side Sample Type: Actual | Nos | 1 | 74902 | Approved
The Soul, Rajarhat | BLOCK | Signages and Art Work | Signage Work | WO/HR01/BOK01/164 | BRAND VALUE SIGN SOLUTION | Wayfinder 03 | Site Map Type I: Frontlit Type II: Single Side Sample Type: Flex Print on Iron Frame | Nos | 1 | 20052 | Approved
The Soul, Rajarhat | BLOCK | Signages and Art Work | Signage Work | WO/HR01/BOK01/164 | BRAND VALUE SIGN SOLUTION | Wayfinder 04 | Standalone Letter Type I: Frontlit Type II: Single Side Sample Type: Flex Print on Iron Frame | Nos | 1 | 36178 | Approved
The Soul, Rajarhat | BLOCK | Signages and Art Work | Signage Work | WO/HR01/BOK01/164 | BRAND VALUE SIGN SOLUTION | Wayfinder 05 | Block & Stop Signage Type I: Nonlit Type II: Double Side Sample Type: Actual | Nos | 1 | 23500 | Approved
The Soul, Rajarhat | COMMON INFRASTRUCTURE | Road Works |  | WO/HR01/CIH01/97 | Lokenath Construction | External Road repair in front of Marketing Office | External Road repair in front of Marketing Office |  | 0 | 0 | Approved
The Soul, Rajarhat | COMMON INFRASTRUCTURE | Road Works |  | WO/HR01/CIH01/97 | Lokenath Construction | Bituminus Macadum 50mm thickness compacted with static roller, labour, tools & machinery | Bituminus Macadum 50mm thickness compacted with static roller, labour, tools & machinery (Prime coat included) : Providing and applying primer coat with Cationic Bitumen Emulsion of approved grade conforming to IS: 8887-1978 and requisite quantity on prepared surface of granular base including cleaning of road surface and spraying primer using Mechanical means including cost and carriage of bitumen emulsion and all other incidental costs of work complete as per Clause 502 of Specifications for Road & Bridge Works of MoRT&H (5th Revision). For WBM / WMM Surface: (with primer @ 0.70-1.0 kg/sqm) | Sq.Mtr. | 796 | 437 | Approved
The Soul, Rajarhat | COMMON INFRASTRUCTURE | Road Works |  | WO/HR01/CIH01/97 | Lokenath Construction | Premixing 20mm thiness compacted with static roller, labour, tools & machinery | Premixing 20mm thiness compacted with static roller, labour, tools & machinery This activity to be carried out in continuation to the Bituminous Macadam when it is hot, in which case application of Tack Coat is not required. However, if this activity is carried out when the base cools down, tack coat to be applied without any price implication as per below description : Providing and applying tack coat with Cationic Bitumen Emulsion of approved grade conforming to IS: 8887-1978 on the prepared surface cleaned with Hydraulic broom, moistening the surface including cost and carriage of emulsion, hire charges of machinery and labour, cost of fuel and lubricants all complete as per Clause 503 of Specifications for Road & Bridge Works of MoRT&H (5th Revision). On Bituminous Surface (Using Bitumen Emulsion at the rate of 0.20 to 0.30 kg per sqm.) | Sq.Mtr. | 796 | 210 | Approved
The Soul, Rajarhat | COMMON INFRASTRUCTURE | Road Works |  | WO/HR01/CIH01/97 | Lokenath Construction | Tack Coat | Charges for Tack coat as per approved specification and direction of EIC | Sq.Mtr. | 161 | 50 | Approved
The Soul, Rajarhat | COMMON INFRASTRUCTURE | Road Works |  | WO/HR01/CIH01/97 | Lokenath Construction | Seal Coat with stone duct 6mm thickness | Seal Coat with stone duct 6mm thickness compacted with static roller, labour, tools & machinery as per drawing and direction of EIC | Sq.Mtr. | 957 | 118 | Approved
The Soul, Rajarhat | COMMON INFRASTRUCTURE | Road Works |  | WO/HR01/CIH01/97 | Lokenath Construction | BFS | Laying Single brick flat soling Providing & Laying Single layer brick flat soling work using Soling bricks including preparation of bed as necessary with joints properly filled in and packed with powdered earth or silver sand complete as per drawing, standard roads construction specification and direction of EIC | Sq.Mtr. | 57 | 415 | Approved
The Soul, Rajarhat | COMMON INFRASTRUCTURE | Road Works |  | WO/HR01/CIH01/97 | Lokenath Construction | Stone metal WBM consolidation 150mm thickness | Stone metal WBM consolidation 150mm thickness Construction of water bound macadam (WBM) sub-base with stone aggregates of specific sizes and binding material (Stone dust) etc. of minimum thickness 150 mm including screening, sorting, spreading to template and consolidation with 8-10 T Static Roller(Breakdown Rolling + Intermediate Rolling + Finish Rolling) , all complete including the cost of all materials and hire & labour charges of all men and machineries and compacting to the required density, as per clause 404 of specifications for Road & Bridge Works of MORT & H (5th revision) as per drawing and direction of Engineer-in-Charge. Note : - This activity to be followed by taking samples for 3rd party testing (to be arranged by Client) for the achieved compaction as per standard practices for roads construction. In case of non-achievement of the desired results, contractor has to repeat all steps at their own cost, till the desired results are obtained. All subsequent testing charges to be debited from Contractor's payments. Extension of time for re-working is not admissible) | Sq.Mtr. | 128 | 795 | Approved
The Ramdulari | PRE-CONSTRUCTION PHASE | Site Office | Civil and Finishing Work of Site Office | WO/RP/RP01/39 | JAHANGIR ALAM ENTERPRISE | Door Paint (Enamel Paint) | Door Paint (Enamel Paint) Providing and applying of one coat of oil base Primer followed by two Coats of Enamel paint (Approved Colour / Matt / Glossy) of approved manufacture at both side of Door shutter including frames and Rabbet at plinth levels including scraping, finish work with wood putty all finish etc. as per drawing and direction of EIC Colour Code: As per Drawing Brand: Asian Paints/Berger/AkzoNable. | Nos | 5 | 550 | Approved
The Ramdulari | PRE-CONSTRUCTION PHASE | Site Office | Civil and Finishing Work of Site Office | WO/RP/RP01/39 | JAHANGIR ALAM ENTERPRISE | Board paint (Enamel Paint) | Board paint (Enamel Paint) Providing and applying of one coat of oil base Primer followed by two Coats of Enamel paint (Approved Colour / Matt / Glossy) of approved manufacture at board above the pantry area including scraping, finish work with wood putty all finish etc. as per drawing and direction of EIC Colour Code: As per Drawing Brand: Asian Paints/Berger/AkzoNable. | Sq.Ft. | 312 | 13.5 | Approved
The Ramdulari | PRE-CONSTRUCTION PHASE | Site Office | Civil and Finishing Work of Site Office | WO/RP/RP01/39 | JAHANGIR ALAM ENTERPRISE | Old cabinet box paint (Enamel Paint) | Old cabinet box paint (Enamel Paint) Providing and applying of one coat of oil base Primer followed by two Coats of Enamel paint (Approved Colour / Matt / Glossy) of approved manufacture, including scraping, finish work with wood putty all finish etc. as per drawing and direction of EIC Colour Code: As per Drawing Brand: Asian Paints/Berger/AkzoNable. | Sq.Ft. | 242 | 13.5 | Approved
SOUTHWINDS PROJECT LLP (PHASE - III & IV) | MEP PHASE - IV | Internal Plumbing |  | WO/SP34/MW4/18 | Ganapati Enterprise | Block-13, Toilet | Block-13, Toilet |  | 0 | 0 | Approved
SOUTHWINDS PROJECT LLP (PHASE - III & IV) | MEP PHASE - IV | Internal Plumbing |  | WO/SP34/MW4/41 | Ganapati Enterprise | Block-13, Toilet | Block-13, Toilet |  | 0 | 0 | Approved
SOUTHWINDS PROJECT LLP (PHASE - III & IV) | MEP PHASE - IV | Internal Plumbing |  | WO/SP34/MW4/18 | Ganapati Enterprise | Block-13, Kitchen | Block-13, Kitchen |  | 0 | 0 | Approved
SOUTHWINDS PROJECT LLP (PHASE - III & IV) | MEP PHASE - IV | Internal Plumbing |  | WO/SP34/MW4/41 | Ganapati Enterprise | Block-13, Kitchen | Block-13, Kitchen |  | 0 | 0 | Approved
SOUTHWINDS PROJECT LLP (PHASE - III & IV) | MEP PHASE - IV | Internal Plumbing |  | WO/SP34/MW4/18 | Ganapati Enterprise | PHYSICAL HANDICAP TOILET at Ground floor -Bl-13 | PHYSICAL HANDICAP TOILET at Ground floor -Bl-13 |  | 0 | 0 | Approved
SOUTHWINDS PROJECT LLP (PHASE - III & IV) | MEP PHASE - IV | Internal Plumbing |  | WO/SP34/MW4/41 | Ganapati Enterprise | PHYSICAL HANDICAP TOILET at Ground floor -Bl-13 | PHYSICAL HANDICAP TOILET at Ground floor -Bl-13 |  | 0 | 0 | Approved
SOUTHWINDS PROJECT LLP (PHASE - III & IV) | MEP PHASE - IV | Internal Plumbing |  | WO/SP34/MW4/18 | Ganapati Enterprise | Ground floor Toilet - BL-13 | Ground floor Toilet - BL-13 |  | 0 | 0 | Approved
SOUTHWINDS PROJECT LLP (PHASE - III & IV) | MEP PHASE - IV | Internal Plumbing |  | WO/SP34/MW4/41 | Ganapati Enterprise | Ground floor Toilet - BL-13 | Ground floor Toilet - BL-13 |  | 0 | 0 | Approved
SOUTHWINDS PROJECT LLP (PHASE - III & IV) | MEP PHASE - IV | Internal Plumbing |  | WO/SP34/MW4/18 | Ganapati Enterprise | BATH ROOM at Ground floor Area -Bl-13 | BATH ROOM at Ground floor Area -Bl-13 |  | 0 | 0 | Approved
SOUTHWINDS PROJECT LLP (PHASE - III & IV) | MEP PHASE - IV | Internal Plumbing |  | WO/SP34/MW4/41 | Ganapati Enterprise | BATH ROOM at Ground floor Area -Bl-13 | BATH ROOM at Ground floor Area -Bl-13 |  | 0 | 0 | Approved
SOUTHWINDS PROJECT LLP (PHASE - III & IV) | MEP PHASE - IV | Internal Plumbing |  | WO/SP34/MW4/18 | Ganapati Enterprise | Kichen at Ground floor Bl-13 | Kichen at Ground floor Bl-13 |  | 0 | 0 | Approved
SOUTHWINDS PROJECT LLP (PHASE - III & IV) | MEP PHASE - IV | Internal Plumbing |  | WO/SP34/MW4/41 | Ganapati Enterprise | Kichen at Ground floor Bl-13 | Kichen at Ground floor Bl-13 |  | 0 | 0 | Approved
SOUTHWINDS PROJECT LLP (PHASE - III & IV) | MEP PHASE - IV | Internal Plumbing |  | WO/SP34/MW4/18 | Ganapati Enterprise | Block-13, Toilet | Internal Sanitary Plumbing Works in Toilets (Except Ground Floor) Which includes works of Washing Machine point,A C outlet and its drainage outlet and also Balcony drainage. The scope includes the following works for the above, Groove Cutting, mending good the damages, CPVC Pipe concealed inside of the Toilet with Hot & Cold Line including their necessary fittings as Elbows, Tees, Sockets, Valves etc. plus Rising water line to Overhead reservoir from Ground level of Block plus Ring line in roof plus Soil and Waste and Rain Water Line up to Gully Pit / Inspection Chamber, Brick Hole Cutting, RCC Hole Cutting & Repairing by Cement, Sand, Stone Chips and Pipe laying and Jointing, Clamping with their necessary fittings as Tees, Elbows, Bend, P/S Trap, Socket etc. with Solvent Cement etc. & Basin Waste Line UPVC Pipe Laying and fixing & Testing with fully complete plus Bath Room Sanitary CP Fittings as Wall Hanging Commode with concealed cistern / flush valve, Basin, Angular Stop Cock, Bib Cock, Bottle Trap, single lever diverter, Wall Flange, Health Faucet, Shower Rose with Arm, drainage line of A.C and all UPVC pipe line for flushing purpose etc. full complete in all respect including hydraulic / smoke test for the above as per drawing, direction of Consultant & Engineer-in-charge. Teflon Tape will be used in all type of CP Fittings.[Necessary Dia. of Pipes, Pipe fittings, Cement, CP Fitting Materials will be supplied by Southwinds Projects LLP and Other Loose Materials as Screws, Nail, Fastener with bolt, MS Hooks, Solvent Cement, Jute, White Zinc, Teflon Tape, White Cement, MS Angle / Bracket, MS Saddle Clamp, Sand, Stone Chips will be supplied by Contractor]Testing kit, Tools & tackles will be in contractor scope. | Nos. | 38.4 | 8000 | Approved
SOUTHWINDS PROJECT LLP (PHASE - III & IV) | MEP PHASE - IV | Internal Plumbing |  | WO/SP34/MW4/41 | Ganapati Enterprise | Block-13, Toilet | Internal Sanitary Plumbing Works in Toilets (Except Ground Floor) Which includes works of Washing Machine point,A C outlet and its drainage outlet and also Balcony drainage. The scope includes the following works for the above, Groove Cutting, mending good the damages, CPVC Pipe concealed inside of the Toilet with Hot & Cold Line including their necessary fittings as Elbows, Tees, Sockets, Valves etc. plus Rising water line to Overhead reservoir from Ground level of Block plus Ring line in roof plus Soil and Waste and Rain Water Line up to Gully Pit / Inspection Chamber, Brick Hole Cutting, RCC Hole Cutting & Repairing by Cement, Sand, Stone Chips and Pipe laying and Jointing, Clamping with their necessary fittings as Tees, Elbows, Bend, P/S Trap, Socket etc. with Solvent Cement etc. & Basin Waste Line UPVC Pipe Laying and fixing & Testing with fully complete plus Bath Room Sanitary CP Fittings as Wall Hanging Commode with concealed cistern / flush valve, Basin, Angular Stop Cock, Bib Cock, Bottle Trap, single lever diverter, Wall Flange, Health Faucet, Shower Rose with Arm, drainage line of A.C and all UPVC pipe line for flushing purpose etc. full complete in all respect including hydraulic / smoke test for the above as per drawing, direction of Consultant & Engineer-in-charge. Teflon Tape will be used in all type of CP Fittings.[Necessary Dia. of Pipes, Pipe fittings, Cement, CP Fitting Materials will be supplied by Southwinds Projects LLP and Other Loose Materials as Screws, Nail, Fastener with bolt, MS Hooks, Solvent Cement, Jute, White Zinc, Teflon Tape, White Cement, MS Angle / Bracket, MS Saddle Clamp, Sand, Stone Chips will be supplied by Contractor]Testing kit, Tools & tackles will be in contractor scope. | Nos. | 274.55 | 8000 | Approved
SOUTHWINDS PROJECT LLP (PHASE - III & IV) | MEP PHASE - IV | Internal Plumbing |  | WO/SP34/MW4/18 | Ganapati Enterprise | Block-13, Kitchen | Labour Charges for Kitchen – CPVC Pipe with their Necessary fittings as tees, Elbows, Socket etc. and UPVC pipe Laying and Jointing for Kitchen Waste Line and UPVC pipe laying for Sink Waste line along with their necessary fittings as Tees, Bend, Trap etc.plus Rising water line to Overhead reservoir from Ground level of Block with Waste and Rain Water Line up to Gully Pit / Inspection Chamber, Brick Hole Cutting, RCC Hole Cutting & Repairing by Cement, Sand, Stone Chips and CP Fittings as Sink, Sink Cock, Angular Stop Cock, Bottle Trap etc. with full complete in all respect along with hydraulic / smoke test for above as per drawing, direction of Consultant & Engineer-in-charge. Teflon Tape will be used in all type of CP Fittings. [Necessary Dia. of Pipes, Pipe fittings, Cement, CP Fitting Materials will be supplied by Southwinds Projects LLP and Other Loose Materials as Screws, Nail, Fastener with bolt, MS Hooks, Solvent Cement, Jute, White Zinc, Teflon Tape, White Cement, MS Angle / Bracket, MS Saddle Clamp, Sand, Stone Chips will be supplied by Contractor] Testing kit, Tools & tackles will be in contractor scope. | Nos. | 16.8 | 3700 | Approved
SOUTHWINDS PROJECT LLP (PHASE - III & IV) | MEP PHASE - IV | Internal Plumbing |  | WO/SP34/MW4/41 | Ganapati Enterprise | Block-13, Kitchen | Labour Charges for Kitchen – CPVC Pipe with their Necessary fittings as tees, Elbows, Socket etc. and UPVC pipe Laying and Jointing for Kitchen Waste Line and UPVC pipe laying for Sink Waste line along with their necessary fittings as Tees, Bend, Trap etc.plus Rising water line to Overhead reservoir from Ground level of Block with Waste and Rain Water Line up to Gully Pit / Inspection Chamber, Brick Hole Cutting, RCC Hole Cutting & Repairing by Cement, Sand, Stone Chips and CP Fittings as Sink, Sink Cock, Angular Stop Cock, Bottle Trap etc. with full complete in all respect along with hydraulic / smoke test for above as per drawing, direction of Consultant & Engineer-in-charge. Teflon Tape will be used in all type of CP Fittings. [Necessary Dia. of Pipes, Pipe fittings, Cement, CP Fitting Materials will be supplied by Southwinds Projects LLP and Other Loose Materials as Screws, Nail, Fastener with bolt, MS Hooks, Solvent Cement, Jute, White Zinc, Teflon Tape, White Cement, MS Angle / Bracket, MS Saddle Clamp, Sand, Stone Chips will be supplied by Contractor] Testing kit, Tools & tackles will be in contractor scope. | Nos. | 87.2 | 3700 | Approved
SOUTHWINDS PROJECT LLP (PHASE - III & IV) | MEP PHASE - IV | Internal Plumbing |  | WO/SP34/MW4/18 | Ganapati Enterprise | PHYSICAL HANDICAP TOILET at Ground floor -Bl-13 | Internal Sanitary Plumbing Works in PHYSICAL HANDICAP TOILET at Ground floor The scope includes the following works for the above, Groove Cutting, Mending good the damages, CPVC Pipe concealed inside of the Toilet including their necessary fittings as Elbows, Tees, Sockets, Valves etc.plus Rising water line to Overhead reservoir from Ground level of Block with Soil and Waste up to Gully Pit / Inspection Chamber, Brick Hole Cutting, RCC Hole Cutting & Repairing by Cement, Sand, Stone Chips and Pipe laying and Jointing, Clamping with their necessary fittings as Tees, Elbows, Bend, P/S Trap, Socket etc. with Solvent Cement etc. & Basin Waste Line UPVC Pipe Laying and fixing & Testing with fully complete plus Bath Room Sanitary CP Fittings as Floor Mounted / Wall Hanging Commode with cistern / flush valve, Basin, Angular Stop Cock, Bib Cock, Bottle Trap, Wall Flange, Health Faucet, drainage line of A.C and all UPVC pipe line for flushing purpose etc. full complete in all respect including hydraulic / smoke test for the above as per drawing, direction of Consultant & Engineer-in-charge. Teflon Tape will be used in all type of CP Fittings. [Necessary Dia. of Pipes, Pipe fittings, Cement, CP Fitting Materials will be supplied by Southwinds Projects LLP and Other Loose Materials as Screws, Nail, Fastener with bolt, MS Hooks, Solvent Cement, Jute, White Zinc, Teflon Tape, White Cement, MS Angle / Bracket, MS Saddle Clamp, Sand, Stone Chips will be supplied by Contractor] Testing kit, Tools & tackles will be in contractor scope. | Nos. | 0 | 6700 | Approved
SOUTHWINDS PROJECT LLP (PHASE - III & IV) | MEP PHASE - IV | Internal Plumbing |  | WO/SP34/MW4/41 | Ganapati Enterprise | PHYSICAL HANDICAP TOILET at Ground floor -Bl-13 | Internal Sanitary Plumbing Works in PHYSICAL HANDICAP TOILET at Ground floor The scope includes the following works for the above, Groove Cutting, Mending good the damages, CPVC Pipe concealed inside of the Toilet including their necessary fittings as Elbows, Tees, Sockets, Valves etc.plus Rising water line to Overhead reservoir from Ground level of Block with Soil and Waste up to Gully Pit / Inspection Chamber, Brick Hole Cutting, RCC Hole Cutting & Repairing by Cement, Sand, Stone Chips and Pipe laying and Jointing, Clamping with their necessary fittings as Tees, Elbows, Bend, P/S Trap, Socket etc. with Solvent Cement etc. & Basin Waste Line UPVC Pipe Laying and fixing & Testing with fully complete plus Bath Room Sanitary CP Fittings as Floor Mounted / Wall Hanging Commode with cistern / flush valve, Basin, Angular Stop Cock, Bib Cock, Bottle Trap, Wall Flange, Health Faucet, drainage line of A.C and all UPVC pipe line for flushing purpose etc. full complete in all respect including hydraulic / smoke test for the above as per drawing, direction of Consultant & Engineer-in-charge. Teflon Tape will be used in all type of CP Fittings. [Necessary Dia. of Pipes, Pipe fittings, Cement, CP Fitting Materials will be supplied by Southwinds Projects LLP and Other Loose Materials as Screws, Nail, Fastener with bolt, MS Hooks, Solvent Cement, Jute, White Zinc, Teflon Tape, White Cement, MS Angle / Bracket, MS Saddle Clamp, Sand, Stone Chips will be supplied by Contractor] Testing kit, Tools & tackles will be in contractor scope. | Nos. | 1 | 6700 | Approved
SOUTHWINDS PROJECT LLP (PHASE - III & IV) | MEP PHASE - IV | Internal Plumbing |  | WO/SP34/MW4/18 | Ganapati Enterprise | Ground floor Toilet - BL-13 | Internal Sanitary Plumbing Works in Ground floor Toilet The scope includes the following works for the above,Groove Cutting, mending good the damages, CPVC Pipe concealed inside of the Toilet including their necessary fittings as Elbows, Tees, Sockets, Valves etc. plus Rising water line to Overhead reservoir from Ground level of Block with Soil and Waste up to Gully Pit / Inspection Chamber, Brick Hole Cutting, RCC Hole Cutting & Repairing by Cement, Sand, Stone Chips and Pipe laying and Jointing, Clamping with their necessary fittings as Tees, Elbows, Bend, P/S Trap, Socket etc. with Solvent Cement etc. & Basin Waste Line UPVC Pipe Laying and fixing & Testing with fully complete plus Bath Room Sanitary CP Fittings as Floor Mounted / Wall Hanging Commode with cistern / flush valve, Basin, Angular Stop Cock, Bib Cock, Bottle Trap, Wall Flange, Health Faucet, drainage line of A.C and all UPVC pipe line for flushing purpose etc. full complete in all respect including hydraulic / smoke test for the above as per drawing, direction of Consultant & Engineer-in-charge. Teflon Tape will be used in all type of CP Fittings. [Necessary Dia. of Pipes, Pipe fittings, Cement, CP Fitting Materials will be supplied by Southwinds Projects LLP and Other Loose Materials as Screws, Nail, Fastener with bolt, MS Hooks, Solvent Cement, Jute, White Zinc, Teflon Tape, White Cement, MS Angle / Bracket, MS Saddle Clamp, Sand, Stone Chips will be supplied by Contractor] Testing kit, Tools & tackles will be in contractor scope. | Nos. | 0 | 6700 | Approved
SOUTHWINDS PROJECT LLP (PHASE - III & IV) | MEP PHASE - IV | Internal Plumbing |  | WO/SP34/MW4/41 | Ganapati Enterprise | Ground floor Toilet - BL-13 | Internal Sanitary Plumbing Works in Ground floor Toilet The scope includes the following works for the above,Groove Cutting, mending good the damages, CPVC Pipe concealed inside of the Toilet including their necessary fittings as Elbows, Tees, Sockets, Valves etc. plus Rising water line to Overhead reservoir from Ground level of Block with Soil and Waste up to Gully Pit / Inspection Chamber, Brick Hole Cutting, RCC Hole Cutting & Repairing by Cement, Sand, Stone Chips and Pipe laying and Jointing, Clamping with their necessary fittings as Tees, Elbows, Bend, P/S Trap, Socket etc. with Solvent Cement etc. & Basin Waste Line UPVC Pipe Laying and fixing & Testing with fully complete plus Bath Room Sanitary CP Fittings as Floor Mounted / Wall Hanging Commode with cistern / flush valve, Basin, Angular Stop Cock, Bib Cock, Bottle Trap, Wall Flange, Health Faucet, drainage line of A.C and all UPVC pipe line for flushing purpose etc. full complete in all respect including hydraulic / smoke test for the above as per drawing, direction of Consultant & Engineer-in-charge. Teflon Tape will be used in all type of CP Fittings. [Necessary Dia. of Pipes, Pipe fittings, Cement, CP Fitting Materials will be supplied by Southwinds Projects LLP and Other Loose Materials as Screws, Nail, Fastener with bolt, MS Hooks, Solvent Cement, Jute, White Zinc, Teflon Tape, White Cement, MS Angle / Bracket, MS Saddle Clamp, Sand, Stone Chips will be supplied by Contractor] Testing kit, Tools & tackles will be in contractor scope. | Nos. | 2 | 6700 | Approved
SOUTHWINDS PROJECT LLP (PHASE - III & IV) | MEP PHASE - IV | Internal Plumbing |  | WO/SP34/MW4/18 | Ganapati Enterprise | BATH ROOM at Ground floor Area -Bl-13 | Internal Sanitary Plumbing Works in BATH ROOM at Ground floor Area The scope includes the following works for the above, Groove Cutting, mending good the damages, CPVC Pipe concealed inside of the Toilet including their necessary fittings as Elbows, Tees, Sockets, Valves etc. plus Rising water line to Overhead reservoir from Ground level of Block with Soil and Waste up to Gully Pit / Inspection Chamber, Brick Hole Cutting, RCC Hole Cutting & Repairing by Cement, Sand, Stone Chips and Pipe laying and Jointing, Clamping with their necessary fittings as Tees, Elbows, Bend, P/S Trap, Socket etc. with Solvent Cement etc. & Basin Waste Line UPVC Pipe Laying and fixing & Testing with fully complete plus Bath Room Sanitary CP Fittings as Floor Mounted / Wall Hanging Commode with cistern / flush valve, Basin, Angular Stop Cock, Bib Cock, Bottle Trap, Wall Flange, Health Faucet, drainage line of A.C and all UPVC pipe line for flushing purpose etc. full complete in all respect including hydraulic / smoke test for the above as per drawing, direction of Consultant & Engineer-in-charge. Teflon Tape will be used in all type of CP Fittings. [Necessary Dia. of Pipes, Pipe fittings, Cement, CP Fitting Materials will be supplied by Southwinds Projects LLP and Other Loose Materials as Screws, Nail, Fastener with bolt, MS Hooks, Solvent Cement, Jute, White Zinc, Teflon Tape, White Cement, MS Angle / Bracket, MS Saddle Clamp, Sand, Stone Chips will be supplied by Contractor] Testing kit, Tools & tackles will be in contractor scope. | Nos. | 0 | 6700 | Approved
SOUTHWINDS PROJECT LLP (PHASE - III & IV) | MEP PHASE - IV | Internal Plumbing |  | WO/SP34/MW4/41 | Ganapati Enterprise | BATH ROOM at Ground floor Area -Bl-13 | Internal Sanitary Plumbing Works in BATH ROOM at Ground floor Area The scope includes the following works for the above, Groove Cutting, mending good the damages, CPVC Pipe concealed inside of the Toilet including their necessary fittings as Elbows, Tees, Sockets, Valves etc. plus Rising water line to Overhead reservoir from Ground level of Block with Soil and Waste up to Gully Pit / Inspection Chamber, Brick Hole Cutting, RCC Hole Cutting & Repairing by Cement, Sand, Stone Chips and Pipe laying and Jointing, Clamping with their necessary fittings as Tees, Elbows, Bend, P/S Trap, Socket etc. with Solvent Cement etc. & Basin Waste Line UPVC Pipe Laying and fixing & Testing with fully complete plus Bath Room Sanitary CP Fittings as Floor Mounted / Wall Hanging Commode with cistern / flush valve, Basin, Angular Stop Cock, Bib Cock, Bottle Trap, Wall Flange, Health Faucet, drainage line of A.C and all UPVC pipe line for flushing purpose etc. full complete in all respect including hydraulic / smoke test for the above as per drawing, direction of Consultant & Engineer-in-charge. Teflon Tape will be used in all type of CP Fittings. [Necessary Dia. of Pipes, Pipe fittings, Cement, CP Fitting Materials will be supplied by Southwinds Projects LLP and Other Loose Materials as Screws, Nail, Fastener with bolt, MS Hooks, Solvent Cement, Jute, White Zinc, Teflon Tape, White Cement, MS Angle / Bracket, MS Saddle Clamp, Sand, Stone Chips will be supplied by Contractor] Testing kit, Tools & tackles will be in contractor scope. | Nos. | 1 | 6700 | Approved
SOUTHWINDS PROJECT LLP (PHASE - III & IV) | MEP PHASE - IV | Internal Plumbing |  | WO/SP34/MW4/18 | Ganapati Enterprise | Kichen at Ground floor Bl-13 | Internal Sanitary Plumbing Works in KITCHEN at Ground floor Area :- CPVC Pipe with their Necessary fittings as tees, Elbows, Socket etc. and UPVC pipe Laying,Jointing for Kitchen Waste Line and UPVC pipe laying for Sink Waste line along with their necessary fittings as Tees, Bend, Trap etc. plus Rising water line to Overhead reservoir from Ground level of Block with Waste and Rain Water Line up to Gully Pit / Inspection Chamber, Brick Hole Cutting, RCC Hole Cutting & Repairing by Cement, Sand, Stone Chips and CP Fittings as Sink, Sink Cock, Angular Stop Cock, Bottle Trap etc. with full complete in all respect along with hydraulic / smoke test for above as per drawing, direction of Consultant & Engineer-in-charge. Teflon Tape will be used in all type of CP Fittings. [Necessary Dia. of Pipes, Pipe fittings, Cement, CP Fitting Materials will be supplied by Southwinds Projects LLP and Other Loose Materials as Screws, Nail, Fastener with bolt, MS Hooks, Solvent Cement, Jute, White Zinc, Teflon Tape, White Cement, MS Angle / Bracket, MS Saddle Clamp, Sand, Stone Chips will be supplied by Contractor],Testing kit, Tools & tackles will be in contractor scope. | Nos. | 0 | 3650 | Approved
SOUTHWINDS PROJECT LLP (PHASE - III & IV) | MEP PHASE - IV | Internal Plumbing |  | WO/SP34/MW4/41 | Ganapati Enterprise | Kichen at Ground floor Bl-13 | Internal Sanitary Plumbing Works in KITCHEN at Ground floor Area :- CPVC Pipe with their Necessary fittings as tees, Elbows, Socket etc. and UPVC pipe Laying,Jointing for Kitchen Waste Line and UPVC pipe laying for Sink Waste line along with their necessary fittings as Tees, Bend, Trap etc. plus Rising water line to Overhead reservoir from Ground level of Block with Waste and Rain Water Line up to Gully Pit / Inspection Chamber, Brick Hole Cutting, RCC Hole Cutting & Repairing by Cement, Sand, Stone Chips and CP Fittings as Sink, Sink Cock, Angular Stop Cock, Bottle Trap etc. with full complete in all respect along with hydraulic / smoke test for above as per drawing, direction of Consultant & Engineer-in-charge. Teflon Tape will be used in all type of CP Fittings. [Necessary Dia. of Pipes, Pipe fittings, Cement, CP Fitting Materials will be supplied by Southwinds Projects LLP and Other Loose Materials as Screws, Nail, Fastener with bolt, MS Hooks, Solvent Cement, Jute, White Zinc, Teflon Tape, White Cement, MS Angle / Bracket, MS Saddle Clamp, Sand, Stone Chips will be supplied by Contractor],Testing kit, Tools & tackles will be in contractor scope. | Nos. | 1 | 3650 | Approved
SOUTHWINDS PROJECT LLP (PHASE - III & IV) | MEP PHASE - IV | Internal Plumbing |  | WO/SP34/MW4/19 | PRAHALLAD CONSTRUCTION PRIVATE LIMITED | Block-14, Toilet | Block-14, Toilet |  | 0 | 0 | Approved
SOUTHWINDS PROJECT LLP (PHASE - III & IV) | MEP PHASE - IV | Internal Plumbing |  | WO/SP34/MW4/19 | PRAHALLAD CONSTRUCTION PRIVATE LIMITED | Block-14, Kitchen | Block-14, Kitchen |  | 0 | 0 | Approved
SOUTHWINDS PROJECT LLP (PHASE - III & IV) | MEP PHASE - IV | Internal Plumbing |  | WO/SP34/MW4/19 | PRAHALLAD CONSTRUCTION PRIVATE LIMITED | PHYSICAL HANDICAP TOILET at Ground floor -Bl-14 | PHYSICAL HANDICAP TOILET at Ground floor -Bl-14 |  | 0 | 0 | Approved
SOUTHWINDS PROJECT LLP (PHASE - III & IV) | MEP PHASE - IV | Internal Plumbing |  | WO/SP34/MW4/19 | PRAHALLAD CONSTRUCTION PRIVATE LIMITED | Ground floor Toilet - BL-14 | Ground floor Toilet - BL-14 |  | 0 | 0 | Approved
SOUTHWINDS PROJECT LLP (PHASE - III & IV) | MEP PHASE - IV | Internal Plumbing |  | WO/SP34/MW4/19 | PRAHALLAD CONSTRUCTION PRIVATE LIMITED | BATH ROOM at Ground floor Area -Bl-14 | BATH ROOM at Ground floor Area -Bl-14 |  | 0 | 0 | Approved
SOUTHWINDS PROJECT LLP (PHASE - III & IV) | MEP PHASE - IV | Internal Plumbing |  | WO/SP34/MW4/19 | PRAHALLAD CONSTRUCTION PRIVATE LIMITED | Block-14, Toilet | Internal Sanitary Plumbing Works in Toilets (Except Ground Floor) Which includes works of Washing Machine point,A C outlet and its drainage outlet and also Balcony drainage. The scope includes the following works for the above, Groove Cutting, mending good the damages, CPVC Pipe concealed inside of the Toilet with Hot & Cold Line including their necessary fittings as Elbows, Tees, Sockets, Valves etc. plus Rising water line to Overhead reservoir from Ground level of Block plus Ring line in roof plus Soil and Waste and Rain Water Line up to Gully Pit / Inspection Chamber, Brick Hole Cutting, RCC Hole Cutting & Repairing by Cement, Sand, Stone Chips and Pipe laying and Jointing, Clamping with their necessary fittings as Tees, Elbows, Bend, P/S Trap, Socket etc. with Solvent Cement etc. & Basin Waste Line UPVC Pipe Laying and fixing & Testing with fully complete plus Bath Room Sanitary CP Fittings as Wall Hanging Commode with concealed cistern / flush valve, Basin, Angular Stop Cock, Bib Cock, Bottle Trap, single lever diverter, Wall Flange, Health Faucet, Shower Rose with Arm, drainage line of A.C and all UPVC pipe line for flushing purpose etc. full complete in all respect including hydraulic / smoke test for the above as per drawing, direction of Consultant & Engineer-in-charge. Teflon Tape will be used in all type of CP Fittings.[Necessary Dia. of Pipes, Pipe fittings, Cement, CP Fitting Materials will be supplied by Southwinds Projects LLP and Other Loose Materials as Screws, Nail, Fastener with bolt, MS Hooks, Solvent Cement, Jute, White Zinc, Teflon Tape, White Cement, MS Angle / Bracket, MS Saddle Clamp, Sand, Stone Chips will be supplied by Contractor]Testing kit, Tools & tackles will be in contractor scope. | Nos. | 519.05 | 8000 | Approved
SOUTHWINDS PROJECT LLP (PHASE - III & IV) | MEP PHASE - IV | Internal Plumbing |  | WO/SP34/MW4/19 | PRAHALLAD CONSTRUCTION PRIVATE LIMITED | Block-14, Kitchen | Labour Charges for Kitchen – CPVC Pipe with their Necessary fittings as tees, Elbows, Socket etc. and UPVC pipe Laying and Jointing for Kitchen Waste Line and UPVC pipe laying for Sink Waste line along with their necessary fittings as Tees, Bend, Trap etc.plus Rising water line to Overhead reservoir from Ground level of Block with Waste and Rain Water Line up to Gully Pit / Inspection Chamber, Brick Hole Cutting, RCC Hole Cutting & Repairing by Cement, Sand, Stone Chips and CP Fittings as Sink, Sink Cock, Angular Stop Cock, Bottle Trap etc. with full complete in all respect along with hydraulic / smoke test for above as per drawing, direction of Consultant & Engineer-in-charge. Teflon Tape will be used in all type of CP Fittings. [Necessary Dia. of Pipes, Pipe fittings, Cement, CP Fitting Materials will be supplied by Southwinds Projects LLP and Other Loose Materials as Screws, Nail, Fastener with bolt, MS Hooks, Solvent Cement, Jute, White Zinc, Teflon Tape, White Cement, MS Angle / Bracket, MS Saddle Clamp, Sand, Stone Chips will be supplied by Contractor] Testing kit, Tools & tackles will be in contractor scope. | Nos. | 232.8 | 3700 | Approved
SOUTHWINDS PROJECT LLP (PHASE - III & IV) | MEP PHASE - IV | Internal Plumbing |  | WO/SP34/MW4/19 | PRAHALLAD CONSTRUCTION PRIVATE LIMITED | PHYSICAL HANDICAP TOILET at Ground floor -Bl-14 | Internal Sanitary Plumbing Works in PHYSICAL HANDICAP TOILET at Ground floor The scope includes the following works for the above, Groove Cutting, Mending good the damages, CPVC Pipe concealed inside of the Toilet including their necessary fittings as Elbows, Tees, Sockets, Valves etc.plus Rising water line to Overhead reservoir from Ground level of Block with Soil and Waste up to Gully Pit / Inspection Chamber, Brick Hole Cutting, RCC Hole Cutting & Repairing by Cement, Sand, Stone Chips and Pipe laying and Jointing, Clamping with their necessary fittings as Tees, Elbows, Bend, P/S Trap, Socket etc. with Solvent Cement etc. & Basin Waste Line UPVC Pipe Laying and fixing & Testing with fully complete plus Bath Room Sanitary CP Fittings as Floor Mounted / Wall Hanging Commode with cistern / flush valve, Basin, Angular Stop Cock, Bib Cock, Bottle Trap, Wall Flange, Health Faucet, drainage line of A.C and all UPVC pipe line for flushing purpose etc. full complete in all respect including hydraulic / smoke test for the above as per drawing, direction of Consultant & Engineer-in-charge. Teflon Tape will be used in all type of CP Fittings. [Necessary Dia. of Pipes, Pipe fittings, Cement, CP Fitting Materials will be supplied by Southwinds Projects LLP and Other Loose Materials as Screws, Nail, Fastener with bolt, MS Hooks, Solvent Cement, Jute, White Zinc, Teflon Tape, White Cement, MS Angle / Bracket, MS Saddle Clamp, Sand, Stone Chips will be supplied by Contractor] Testing kit, Tools & tackles will be in contractor scope. | Nos. | 2 | 6700 | Approved
SOUTHWINDS PROJECT LLP (PHASE - III & IV) | MEP PHASE - IV | Internal Plumbing |  | WO/SP34/MW4/19 | PRAHALLAD CONSTRUCTION PRIVATE LIMITED | Ground floor Toilet - BL-14 | Internal Sanitary Plumbing Works in Ground floor Toilet The scope includes the following works for the above,Groove Cutting, mending good the damages, CPVC Pipe concealed inside of the Toilet including their necessary fittings as Elbows, Tees, Sockets, Valves etc. plus Rising water line to Overhead reservoir from Ground level of Block with Soil and Waste up to Gully Pit / Inspection Chamber, Brick Hole Cutting, RCC Hole Cutting & Repairing by Cement, Sand, Stone Chips and Pipe laying and Jointing, Clamping with their necessary fittings as Tees, Elbows, Bend, P/S Trap, Socket etc. with Solvent Cement etc. & Basin Waste Line UPVC Pipe Laying and fixing & Testing with fully complete plus Bath Room Sanitary CP Fittings as Floor Mounted / Wall Hanging Commode with cistern / flush valve, Basin, Angular Stop Cock, Bib Cock, Bottle Trap, Wall Flange, Health Faucet, drainage line of A.C and all UPVC pipe line for flushing purpose etc. full complete in all respect including hydraulic / smoke test for the above as per drawing, direction of Consultant & Engineer-in-charge. Teflon Tape will be used in all type of CP Fittings. [Necessary Dia. of Pipes, Pipe fittings, Cement, CP Fitting Materials will be supplied by Southwinds Projects LLP and Other Loose Materials as Screws, Nail, Fastener with bolt, MS Hooks, Solvent Cement, Jute, White Zinc, Teflon Tape, White Cement, MS Angle / Bracket, MS Saddle Clamp, Sand, Stone Chips will be supplied by Contractor] Testing kit, Tools & tackles will be in contractor scope. | Nos. | 3 | 6700 | Approved
SOUTHWINDS PROJECT LLP (PHASE - III & IV) | MEP PHASE - IV | Internal Plumbing |  | WO/SP34/MW4/19 | PRAHALLAD CONSTRUCTION PRIVATE LIMITED | BATH ROOM at Ground floor Area -Bl-14 | Internal Sanitary Plumbing Works in BATH ROOM at Ground floor Area The scope includes the following works for the above, Groove Cutting, mending good the damages, CPVC Pipe concealed inside of the Toilet including their necessary fittings as Elbows, Tees, Sockets, Valves etc. plus Rising water line to Overhead reservoir from Ground level of Block with Soil and Waste up to Gully Pit / Inspection Chamber, Brick Hole Cutting, RCC Hole Cutting & Repairing by Cement, Sand, Stone Chips and Pipe laying and Jointing, Clamping with their necessary fittings as Tees, Elbows, Bend, P/S Trap, Socket etc. with Solvent Cement etc. & Basin Waste Line UPVC Pipe Laying and fixing & Testing with fully complete plus Bath Room Sanitary CP Fittings as Floor Mounted / Wall Hanging Commode with cistern / flush valve, Basin, Angular Stop Cock, Bib Cock, Bottle Trap, Wall Flange, Health Faucet, drainage line of A.C and all UPVC pipe line for flushing purpose etc. full complete in all respect including hydraulic / smoke test for the above as per drawing, direction of Consultant & Engineer-in-charge. Teflon Tape will be used in all type of CP Fittings. [Necessary Dia. of Pipes, Pipe fittings, Cement, CP Fitting Materials will be supplied by Southwinds Projects LLP and Other Loose Materials as Screws, Nail, Fastener with bolt, MS Hooks, Solvent Cement, Jute, White Zinc, Teflon Tape, White Cement, MS Angle / Bracket, MS Saddle Clamp, Sand, Stone Chips will be supplied by Contractor] Testing kit, Tools & tackles will be in contractor scope. | Nos. | 2 | 6700 | Approved
SOUTHWINDS PROJECT LLP (PHASE - III & IV) | MEP PHASE - IV | Internal Plumbing |  | WO/SP34/MW4/19 | PRAHALLAD CONSTRUCTION PRIVATE LIMITED | Kichen at Ground floor Bl-14 | Kichen at Ground floor Bl-14 |  | 0 | 0 | Approved
SOUTHWINDS PROJECT LLP (PHASE - III & IV) | MEP PHASE - IV | Internal Plumbing |  | WO/SP34/MW4/19 | PRAHALLAD CONSTRUCTION PRIVATE LIMITED | Kichen atGround floor Bl-14 | Internal Sanitary Plumbing Works in KITCHEN at Ground floor Area :- CPVC Pipe with their Necessary fittings as tees, Elbows, Socket etc. and UPVC pipe Laying,Jointing for Kitchen Waste Line and UPVC pipe laying for Sink Waste line along with their necessary fittings as Tees, Bend, Trap etc. plus Rising water line to Overhead reservoir from Ground level of Block with Waste and Rain Water Line up to Gully Pit / Inspection Chamber, Brick Hole Cutting, RCC Hole Cutting & Repairing by Cement, Sand, Stone Chips and CP Fittings as Sink, Sink Cock, Angular Stop Cock, Bottle Trap etc. with full complete in all respect along with hydraulic / smoke test for above as per drawing, direction of Consultant & Engineer-in-charge. Teflon Tape will be used in all type of CP Fittings. [Necessary Dia. of Pipes, Pipe fittings, Cement, CP Fitting Materials will be supplied by Southwinds Projects LLP and Other Loose Materials as Screws, Nail, Fastener with bolt, MS Hooks, Solvent Cement, Jute, White Zinc, Teflon Tape, White Cement, MS Angle / Bracket, MS Saddle Clamp, Sand, Stone Chips will be supplied by Contractor],Testing kit, Tools & tackles will be in contractor scope. | Nos. | 1 | 3650 | Approved
SOUTHWINDS PROJECT LLP (PHASE - III & IV) | MEP PHASE - IV | Internal Plumbing |  | WO/SP34/MW4/20 | GOBINDA CHANDRA SAHOO | Block-15 and 16, Toilet | Internal Sanitary Plumbing Works in Toilets (Except Ground Floor) Which includes works of Washing Machine point,A C outlet and its drainage outlet and also Balcony drainage. The scope includes the following works for the above, Groove Cutting, mending good the damages, CPVC Pipe concealed inside of the Toilet with Hot & Cold Line including their necessary fittings as Elbows, Tees, Sockets, Valves etc. plus Rising water line to Overhead reservoir from Ground level of Block plus Ring line in roof plus Soil and Waste and Rain Water Line up to Gully Pit / Inspection Chamber, Brick Hole Cutting, RCC Hole Cutting & Repairing by Cement, Sand, Stone Chips and Pipe laying and Jointing, Clamping with their necessary fittings as Tees, Elbows, Bend, P/S Trap, Socket etc. with Solvent Cement etc. & Basin Waste Line UPVC Pipe Laying and fixing & Testing with fully complete plus Bath Room Sanitary CP Fittings as Wall Hanging Commode with concealed cistern / flush valve, Basin, Angular Stop Cock, Bib Cock, Bottle Trap, single lever diverter, Wall Flange, Health Faucet, Shower Rose with Arm, drainage line of A.C and all UPVC pipe line for flushing purpose etc. full complete in all respect including hydraulic / smoke test for the above as per drawing, direction of Consultant & Engineer-in-charge. Teflon Tape will be used in all type of CP Fittings.[Necessary Dia. of Pipes, Pipe fittings, Cement, CP Fitting Materials will be supplied by Southwinds Projects LLP and Other Loose Materials as Screws, Nail, Fastener with bolt, MS Hooks, Solvent Cement, Jute, White Zinc, Teflon Tape, White Cement, MS Angle / Bracket, MS Saddle Clamp, Sand, Stone Chips will be supplied by Contractor]Testing kit, Tools & tackles will be in contractor scope. |  | 0 | 0 | Amended & Approved
SOUTHWINDS PROJECT LLP (PHASE - III & IV) | MEP PHASE - IV | Internal Plumbing |  | WO/SP34/MW4/20 | GOBINDA CHANDRA SAHOO | Block-15 and 16, Kitchen | Labour Charges for Kitchen – CPVC Pipe with their Necessary fittings as tees, Elbows, Socket etc. and UPVC pipe Laying and Jointing for Kitchen Waste Line and UPVC pipe laying for Sink Waste line along with their necessary fittings as Tees, Bend, Trap etc.plus Rising water line to Overhead reservoir from Ground level of Block with Waste and Rain Water Line up to Gully Pit / Inspection Chamber, Brick Hole Cutting, RCC Hole Cutting & Repairing by Cement, Sand, Stone Chips and CP Fittings as Sink, Sink Cock, Angular Stop Cock, Bottle Trap etc. with full complete in all respect along with hydraulic / smoke test for above as per drawing, direction of Consultant & Engineer-in-charge. Teflon Tape will be used in all type of CP Fittings. [Necessary Dia. of Pipes, Pipe fittings, Cement, CP Fitting Materials will be supplied by Southwinds Projects LLP and Other Loose Materials as Screws, Nail, Fastener with bolt, MS Hooks, Solvent Cement, Jute, White Zinc, Teflon Tape, White Cement, MS Angle / Bracket, MS Saddle Clamp, Sand, Stone Chips will be supplied by Contractor] Testing kit, Tools & tackles will be in contractor scope. |  | 0 | 0 | Amended & Approved
SOUTHWINDS PROJECT LLP (PHASE - III & IV) | MEP PHASE - IV | Internal Plumbing |  | WO/SP34/MW4/20 | GOBINDA CHANDRA SAHOO | PHYSICAL HANDICAP TOILET at Ground floor -Block-15 and 16 | Internal Sanitary Plumbing Works in PHYSICAL HANDICAP TOILET at Ground floor The scope includes the following works for the above, Groove Cutting, Mending good the damages, CPVC Pipe concealed inside of the Toilet including their necessary fittings as Elbows, Tees, Sockets, Valves etc.plus Rising water line to Overhead reservoir from Ground level of Block with Soil and Waste up to Gully Pit / Inspection Chamber, Brick Hole Cutting, RCC Hole Cutting & Repairing by Cement, Sand, Stone Chips and Pipe laying and Jointing, Clamping with their necessary fittings as Tees, Elbows, Bend, P/S Trap, Socket etc. with Solvent Cement etc. & Basin Waste Line UPVC Pipe Laying and fixing & Testing with fully complete plus Bath Room Sanitary CP Fittings as Floor Mounted / Wall Hanging Commode with cistern / flush valve, Basin, Angular Stop Cock, Bib Cock, Bottle Trap, Wall Flange, Health Faucet, drainage line of A.C and all UPVC pipe line for flushing purpose etc. full complete in all respect including hydraulic / smoke test for the above as per drawing, direction of Consultant & Engineer-in-charge. Teflon Tape will be used in all type of CP Fittings. [Necessary Dia. of Pipes, Pipe fittings, Cement, CP Fitting Materials will be supplied by Southwinds Projects LLP and Other Loose Materials as Screws, Nail, Fastener with bolt, MS Hooks, Solvent Cement, Jute, White Zinc, Teflon Tape, White Cement, MS Angle / Bracket, MS Saddle Clamp, Sand, Stone Chips will be supplied by Contractor] Testing kit, Tools & tackles will be in contractor scope. |  | 0 | 0 | Amended & Approved
SOUTHWINDS PROJECT LLP (PHASE - III & IV) | MEP PHASE - IV | Internal Plumbing |  | WO/SP34/MW4/20 | GOBINDA CHANDRA SAHOO | Ground floor Toilet - Block-15 and 16 | Internal Sanitary Plumbing Works in Ground floor Toilet The scope includes the following works for the above,Groove Cutting, mending good the damages, CPVC Pipe concealed inside of the Toilet including their necessary fittings as Elbows, Tees, Sockets, Valves etc. plus Rising water line to Overhead reservoir from Ground level of Block with Soil and Waste up to Gully Pit / Inspection Chamber, Brick Hole Cutting, RCC Hole Cutting & Repairing by Cement, Sand, Stone Chips and Pipe laying and Jointing, Clamping with their necessary fittings as Tees, Elbows, Bend, P/S Trap, Socket etc. with Solvent Cement etc. & Basin Waste Line UPVC Pipe Laying and fixing & Testing with fully complete plus Bath Room Sanitary CP Fittings as Floor Mounted / Wall Hanging Commode with cistern / flush valve, Basin, Angular Stop Cock, Bib Cock, Bottle Trap, Wall Flange, Health Faucet, drainage line of A.C and all UPVC pipe line for flushing purpose etc. full complete in all respect including hydraulic / smoke test for the above as per drawing, direction of Consultant & Engineer-in-charge. Teflon Tape will be used in all type of CP Fittings. [Necessary Dia. of Pipes, Pipe fittings, Cement, CP Fitting Materials will be supplied by Southwinds Projects LLP and Other Loose Materials as Screws, Nail, Fastener with bolt, MS Hooks, Solvent Cement, Jute, White Zinc, Teflon Tape, White Cement, MS Angle / Bracket, MS Saddle Clamp, Sand, Stone Chips will be supplied by Contractor] Testing kit, Tools & tackles will be in contractor scope. |  | 0 | 0 | Amended & Approved
SOUTHWINDS PROJECT LLP (PHASE - III & IV) | MEP PHASE - IV | Internal Plumbing |  | WO/SP34/MW4/20 | GOBINDA CHANDRA SAHOO | BATH ROOM at Ground floor Area -Block-15 and 16 | Internal Sanitary Plumbing Works in BATH ROOM at Ground floor Area The scope includes the following works for the above, Groove Cutting, mending good the damages, CPVC Pipe concealed inside of the Toilet including their necessary fittings as Elbows, Tees, Sockets, Valves etc. plus Rising water line to Overhead reservoir from Ground level of Block with Soil and Waste up to Gully Pit / Inspection Chamber, Brick Hole Cutting, RCC Hole Cutting & Repairing by Cement, Sand, Stone Chips and Pipe laying and Jointing, Clamping with their necessary fittings as Tees, Elbows, Bend, P/S Trap, Socket etc. with Solvent Cement etc. & Basin Waste Line UPVC Pipe Laying and fixing & Testing with fully complete plus Bath Room Sanitary CP Fittings as Floor Mounted / Wall Hanging Commode with cistern / flush valve, Basin, Angular Stop Cock, Bib Cock, Bottle Trap, Wall Flange, Health Faucet, drainage line of A.C and all UPVC pipe line for flushing purpose etc. full complete in all respect including hydraulic / smoke test for the above as per drawing, direction of Consultant & Engineer-in-charge. Teflon Tape will be used in all type of CP Fittings. [Necessary Dia. of Pipes, Pipe fittings, Cement, CP Fitting Materials will be supplied by Southwinds Projects LLP and Other Loose Materials as Screws, Nail, Fastener with bolt, MS Hooks, Solvent Cement, Jute, White Zinc, Teflon Tape, White Cement, MS Angle / Bracket, MS Saddle Clamp, Sand, Stone Chips will be supplied by Contractor] Testing kit, Tools & tackles will be in contractor scope. |  | 0 | 0 | Amended & Approved
SOUTHWINDS PROJECT LLP (PHASE - III & IV) | MEP PHASE - IV | Internal Plumbing |  | WO/SP34/MW4/20 | GOBINDA CHANDRA SAHOO | Kichen at Ground floor Bl-15 | Internal Sanitary Plumbing Works in KITCHEN at Ground floor Area :- CPVC Pipe with their Necessary fittings as tees, Elbows, Socket etc. and UPVC pipe Laying,Jointing for Kitchen Waste Line and UPVC pipe laying for Sink Waste line along with their necessary fittings as Tees, Bend, Trap etc. plus Rising water line to Overhead reservoir from Ground level of Block with Waste and Rain Water Line up to Gully Pit / Inspection Chamber, Brick Hole Cutting, RCC Hole Cutting & Repairing by Cement, Sand, Stone Chips and CP Fittings as Sink, Sink Cock, Angular Stop Cock, Bottle Trap etc. with full complete in all respect along with hydraulic / smoke test for above as per drawing, direction of Consultant & Engineer-in-charge. Teflon Tape will be used in all type of CP Fittings. [Necessary Dia. of Pipes, Pipe fittings, Cement, CP Fitting Materials will be supplied by Southwinds Projects LLP and Other Loose Materials as Screws, Nail, Fastener with bolt, MS Hooks, Solvent Cement, Jute, White Zinc, Teflon Tape, White Cement, MS Angle / Bracket, MS Saddle Clamp, Sand, Stone Chips will be supplied by Contractor],Testing kit, Tools & tackles will be in contractor scope. |  | 0 | 0 | Amended & Approved
SOUTHWINDS PROJECT LLP (PHASE - III & IV) | MEP PHASE - IV | Internal Plumbing |  | WO/SP34/MW4/20 | GOBINDA CHANDRA SAHOO | Block-15, Toilet | Toilet, Block-15, | Nos. | 180 | 8000 | Approved
SOUTHWINDS PROJECT LLP (PHASE - III & IV) | MEP PHASE - IV | Internal Plumbing |  | WO/SP34/MW4/20 | GOBINDA CHANDRA SAHOO | Block-15, Kitchen | Kitchen, Block-15 | Nos. | 89.8 | 3700 | Approved
SOUTHWINDS PROJECT LLP (PHASE - III & IV) | MEP PHASE - IV | Internal Plumbing |  | WO/SP34/MW4/20 | GOBINDA CHANDRA SAHOO | PHYSICAL HANDICAP TOILET at Ground floor -Block-15 | PHYSICAL HANDICAP TOILET at Ground floor -Block-15 | Nos. | 1 | 6700 | Approved
SOUTHWINDS PROJECT LLP (PHASE - III & IV) | MEP PHASE - IV | Internal Plumbing |  | WO/SP34/MW4/20 | GOBINDA CHANDRA SAHOO | Ground floor Toilet - Block-15 | Ground floor Toilet - Block-15 | Nos. | 2 | 6700 | Approved
SOUTHWINDS PROJECT LLP (PHASE - III & IV) | MEP PHASE - IV | Internal Plumbing |  | WO/SP34/MW4/20 | GOBINDA CHANDRA SAHOO | BATH ROOM at Ground floor Area -Block-15 | BATH ROOM at Ground floor Area -Block-15 | Nos. | 1 | 6700 | Approved
SOUTHWINDS PROJECT LLP (PHASE - III & IV) | MEP PHASE - IV | Internal Plumbing |  | WO/SP34/MW4/20 | GOBINDA CHANDRA SAHOO | Kichen at Ground floor Bl-15 | Kichen at Ground floor Bl-15 | Nos. | 1 | 3650 | Approved
SOUTHWINDS PROJECT LLP (PHASE - III & IV) | MEP PHASE - IV | Internal Plumbing |  | WO/SP34/MW4/20 | GOBINDA CHANDRA SAHOO | Block-16, Toilet | Toilet, Block-16, | Nos. | 178 | 8000 | Approved
SOUTHWINDS PROJECT LLP (PHASE - III & IV) | MEP PHASE - IV | Internal Plumbing |  | WO/SP34/MW4/20 | GOBINDA CHANDRA SAHOO | Block-16, Kitchen | Kitchen, Block-16 | Nos. | 71.4 | 3700 | Approved
SOUTHWINDS PROJECT LLP (PHASE - III & IV) | MEP PHASE - IV | Internal Plumbing |  | WO/SP34/MW4/20 | GOBINDA CHANDRA SAHOO | PHYSICAL HANDICAP TOILET at Ground floor -Block-16 | PHYSICAL HANDICAP TOILET at Ground floor -Block-16 | Nos. | 1 | 6700 | Approved
SOUTHWINDS PROJECT LLP (PHASE - III & IV) | MEP PHASE - IV | Internal Plumbing |  | WO/SP34/MW4/20 | GOBINDA CHANDRA SAHOO | Ground floor Toilet - Block-16 | Ground floor Toilet - Block-16 | Nos. | 1 | 6700 | Approved
SOUTHWINDS PROJECT LLP (PHASE - III & IV) | MEP PHASE - IV | Internal Plumbing |  | WO/SP34/MW4/20 | GOBINDA CHANDRA SAHOO | BATH ROOM at Ground floor Area -Block-16 | BATH ROOM at Ground floor Area -Block-16 | Nos. | 1 | 6700 | Approved
SOUTHWINDS PROJECT LLP (PHASE - III & IV) | PRE-CONSTRUCTION PHASE - III & IV | Mechanical Equipment |  | WO/SP34/PC34/30 | Spartan Engineering Industries Pvt. Ltd. | Periodic Checkup of Passanger Hoist. Location- Block -12 | Service charges for Machine's Health check-up per visit per machine as per direction of EIC. | Nos | 0 |  | Approved
SOUTHWINDS PROJECT LLP (PHASE - III & IV) | MEP PHASE - IV | External Electrical | Civil | WO/SP34/MW4/16 | PRAHALLAD CONSTRUCTION PRIVATE LIMITED | Supplying, laying and jointing RCC (NP3) pipes with socket & spigot jointed | Electrical & ELV Pipe Laying Work :- Supplying, laying and jointing RCC (NP3) pipes with socket & spigot jointed with stiff mixture of cement mortar with a proportion of 1:2 ( 1 cement : 2 sand ) in trenches to required depth up to 600 mm from F.G.L complete with 75 thk. bed concrete as per drawing ( width of bed = OD of pipe + 150mm ), surround PCC ( 1:3:6 ) only in collar joint area. Pipes are to be laid in straight aligned lengths to correct line and level with sight rails and boning rods. Pipes shall be tested in 'as laid' condition including excavation. After testing backfilling the trenches in layers of 100mm depth with selected backfill material and consolidating by manual ramming, dewatering etc. and disposing surplus earth hard soil, laterite etc. as directed upto a lead of 150m. Total works complete as per drawing & direction of EIC. (only pipe, pipe fitting & cement supply by client) |  | 0 | 0 | Approved
SOUTHWINDS PROJECT LLP (PHASE - III & IV) | MEP PHASE - IV | External Electrical | Civil | WO/SP34/MW4/16 | PRAHALLAD CONSTRUCTION PRIVATE LIMITED | Charges for laying, jointing, testing and commissioning laying the following diameters underground double wall corrugated pipe of HDPE SN 8 pipes | Electrical & ELV Pipe Laying Work:- Charges for laying, jointing, testing and commissioning laying the following diameters underground double wall corrugated pipe of HDPE SN 8 pipes with smooth internal and profiled external surface for non-pressure underground Sewerage pipe line as per ISO 21138-3 with suitable Snapfit coupler and rubber 'O' Ring for jointing in trenches for 600 mm depths ( from FGL ) and lengths to correct grades levels and alignment & adequate width of trench (minimum pipe OD + 300 mm) including PCC concrete of 75 mm for bedding (1:3:6) pipe supports 150 mm Silver sand filling along with compaction with water and 75mm thick encasing of the pipes wherever required (in every socket joint, 2 mtr. interval considering socket joint encasing), compacting the base before pcc work, disposing of surplus earth within the site premises (lead up to 0.5 km), backfilling work after completion of job, The rate is inclusive of bailing out of water during excavation and shoring work, testing and making good the leakages if any etc. as per directions of the Engineer-in-charge. (only pipe, fittings and cement would be supplied by the Employer free of cost, but subjected to reconciliation) (200mm O.D. Pipe) | RMT | 248 | 710 | Approved
SOUTHWINDS PROJECT LLP (PHASE - III & IV) | MEP PHASE - IV | External Electrical | Civil | WO/SP34/MW4/16 | PRAHALLAD CONSTRUCTION PRIVATE LIMITED | Charges for laying, jointing of Agriculture Pipe for underground work, total trenches up to depth 0.6 mtr from FGL and adequate width of trench (minimum pipe OD + 300 mm) | Electrical & ELV Pipe Laying Work :- Charges for laying, jointing of Agriculture Pipe for underground work, total trenches up to depth 0.6 mtr from FGL and adequate width of trench (minimum pipe OD + 300 mm), including earthwork in excavation and stacking of earth at convenient locations ( as per instruction of Engineer-in-charge, up to a lead of 0.5 Km within the site premises), complete with proper base preparation by compacting the earth properly and maintaining proper gradient followed by minimum 100/75 mm thick silver sand and all round earth filling ( up to 150 mm height over the cable) in saturated condition and backfilling work with selected earth after completion of laying. Agriculture Pipes are to be laid in straight aligned lengths to correct line and level with sight rails and boning rods. Agriculture Pipe shall be checked in 'as laid' condition but before back filling etc. complete. Payment will made on the center line measurements of the total cable line laid. 100% payment would be released only after the commissioning of work. The Agriculture Pipes are to join using solvent cement, primer as per standard norms. The rate is inclusive of bailing out of water during excavation and shoring work , if required to prevent collapsing of soil. (only Agriculture Pipe and cement would be supplied by the Employer free of cost, but subjected to reconciliation). i) 160 mm dia | RMT | 161.6 | 367 | Approved
SOUTHWINDS PROJECT LLP (PHASE - III & IV) | MEP PHASE - IV | External Electrical | Civil | WO/SP34/MW4/16 | PRAHALLAD CONSTRUCTION PRIVATE LIMITED | Charges for Construction of water tight brick masonry Cable Pulling Pitas per drawing using designated using designated brickwork(Red Brick) 250mm in cement sand mortar (1:4), | Electrical & ELV Pipe Laying Work : - "Charges for Construction of water tight brick masonry Cable Pulling Pitas per drawing using designated using designated brickwork(Red Brick) 250mm in cement sand mortar (1:4), over a bed of 75 mm thick PCC (1:3:6) to be laid over Single Layer Fly ash Brick Flat Soling work , 15 mm thick inside plastering work with cement plaster (1:4) finished with a floating coat of neat cement , outside making jointing & pointing and making channel and benching in cement concrete (1:2:4), 150 mm thick (1:1.5:3) top slab with 10 mm dia reinforcement at 150mm c/c in double layer to hold the grating/cover, fixing of Rung Ladder etc. all complete as per specifications and approved drawings. Rates shall include the cost of excavation in all sorts of soil , compacting the base before soling work, disposing of surplus earth within the site premises ( lead up to 0.5 km), backfilling work after completion of job, mixing of waterproofing compound with sand cement mortar while plastering, fixing of Grating/ Cover etc. all complete. The rate is inclusive of bailing out of water during excavation and shoring work , if required to prevent collapsing of soil. (Only cement , Reinforcement Steel (From Scrap), Grating/Cover would be supplied by the Employer but subjected to reconciliation). |  | 0 | 0 | Approved
SOUTHWINDS PROJECT LLP (PHASE - III & IV) | MEP PHASE - IV | External Electrical | Civil | WO/SP34/MW4/16 | PRAHALLAD CONSTRUCTION PRIVATE LIMITED | Providing and laying 1:3:6 cement concrete for, pipe supports and 75 mm thick encasing the pipes | Electrical & ELV Pipe Laying Work :- Providing and laying 1:3:6 cement concrete for, pipe supports and 75 mm thick encasing the pipes where top cushion depth is not adequate, including necessary form work, compaction, etc. All complete as per specifications and directions of the Engineer-in-charge. (only cement would be supplied by the Employer free of cost, but subjected to reconciliation) | Cum. | 8.919 | 6500 | Approved
SOUTHWINDS PROJECT LLP (PHASE - III & IV) | MEP PHASE - IV | External Electrical | Civil | WO/SP34/MW4/16 | PRAHALLAD CONSTRUCTION PRIVATE LIMITED | 200 mm dia | 200 mm dia | RMT | 467.7 | 740 | Approved
SOUTHWINDS PROJECT LLP (PHASE - III & IV) | MEP PHASE - IV | External Electrical | Civil | WO/SP34/MW4/16 | PRAHALLAD CONSTRUCTION PRIVATE LIMITED | 400 mm dia | 400 mm dia | RMT | 37.4 | 1250 | Approved
SOUTHWINDS PROJECT LLP (PHASE - III & IV) | MEP PHASE - IV | External Electrical | Civil | WO/SP34/MW4/16 | PRAHALLAD CONSTRUCTION PRIVATE LIMITED | 2000 mm x 750 mm x 500 mm | 2000 mm x 750 mm x 500 mm | Nos. | 1 | 13349 | Approved
SOUTHWINDS PROJECT LLP (PHASE - III & IV) | MEP PHASE - IV | External Electrical | Civil | WO/SP34/MW4/16 | PRAHALLAD CONSTRUCTION PRIVATE LIMITED | 1400 mm x 750 mm x 500 mm | 1400 mm x 750 mm x 500 mm | Nos. | 3 | 10718 | Approved
SOUTHWINDS PROJECT LLP (PHASE - III & IV) | MEP PHASE - IV | External Electrical | Civil | WO/SP34/MW4/16 | PRAHALLAD CONSTRUCTION PRIVATE LIMITED | 1000 mm x 600 mm x 500 mm | 1000 mm x 600 mm x 500 mm | Nos. | 10 | 8112 | Approved
SOUTHWINDS PROJECT LLP (PHASE - III & IV) | MEP PHASE - IV | External Electrical | Civil | WO/SP34/MW4/16 | PRAHALLAD CONSTRUCTION PRIVATE LIMITED | 1750 mm x 600 mm x 500 mm | 1750 mm x 600 mm x 500 mm | Nos. | 1 | 11293 | Approved
The Ramdulari | BLOCK | Civil | Sub & Super Structure Work | WO/RP/RP02/7 | RAJ TRIMURTI INFRAPROJECT PVT. LTD. | Revised Rate Above 2nd floor,Beyond the above Qty. | Revised Rate Above 2nd floor, Beyond the above Qty. |  | 0 | 0 | Approved
The Ramdulari | BLOCK | Civil | Sub & Super Structure Work | WO/RP/RP02/7 | RAJ TRIMURTI INFRAPROJECT PVT. LTD. | plained timber, laminated plywood centering and shuttering | Charges for providing, fabricating, erecting and fixing in position plained timber, laminated plywood centering and shuttering true to line and level, including making provision for cut out (plan area of cut out shall be paid as per provision of relevant IS code) steel propping, staging of required height, shuttering removal, applying shuttering oil, including required bracing, chamfering corners (of exposed edges) of beams, columns, walls, mullion post (if any), Lintel, Vertical Post, Band etc. complete to the entire satisfaction of Engineer-in-Charge. Rate shall include removal and dismantling the aforesaid assembly after specified period complete at all levels and leads for all items e.g. columns, beams, slabs, lintels, staircase, wall etc. of all profile coming above Plinth level. | Sq.Mtr. | 0 | 534 | Approved
The Ramdulari | BLOCK | Civil | Sub & Super Structure Work | WO/RP/RP02/7 | RAJ TRIMURTI INFRAPROJECT PVT. LTD. | Aluminium centering and shuttering | Charges for designing, providing, fabricating, erecting and fixing in position plained Aluminum centering and shuttering true to line and level, including making provision for cut out, steel propping, staging of required height, shuttering removal, applying shuttering oil, making the joints fully leak proof to avoid leakage of cement slurry including required bracing, chamfering corners (of exposed edges) of beams, columns, walls, mullion post (if any) etc. complete to the entire satisfaction of Engineer-in-Charge. Rate shall include removal and dismantling the aforesaid assembly after specified period complete at all levels and leads for all items e.g. columns, beams, slabs, lintels, staircase, wall, pergolas, niches, transoms, mullions etc. of all profile coming above Plinth level. Note: Aluminum Formwork shall be provided by client, excluding of external MS platform Bracings Railing etc. | Sq.Mtr. | 48019.5 | 271 | Approved
The Ramdulari | BLOCK | Civil | Sub & Super Structure Work | WO/RP/RP02/7 | RAJ TRIMURTI INFRAPROJECT PVT. LTD. | reinforced cement concrete | Charges for laying M70/M60/M50/M40 grade cement concrete/reinforced cement concrete (excluding cost of shuttering & reinforcement) at all levels and leads for all items e.g. columns, beams, slabs, staircase, wall, pockets, etc. of all profile coming above Plinth level using 20 mm nominal size & downgraded good quality aggregate as per design mix approved by Engineer-in-Charge including vibrating / compacting, curing, scaffolding as required, dewatering (if any), cleaning, preparing surfaces, junctions etc. including curing complete to the entire satisfaction of Engineer-in-Charge. Cement concrete should have an ultimate crushing strength of not less than 700/600/500/400 Kg/sq.cm on 15cm X 15cm X 15cm cube at 28 days and source of concrete will be RMC Special conditions: - Rates are quoted for all levels & heights. For material/cube testing, the contractor shall maintain QC lab, cube testing machine, sieves, slump cones, graduated cylinder, weight scales etc. in good working condition cost of which shall be included in the rate. The rate shall include the cost of plasticizer / super plasticizer of an approved brand to get the required workability / strength. The column beam junctions shall be with the grade of concrete as in column up to a distance of depth of beam in all directions & rate shall be inclusive of this. Source of concrete will be RMC supplied by Client subject to reconciliation. | Cum. | 6093 | 1290 | Approved
The Ramdulari | BLOCK | Civil | Sub & Super Structure Work | WO/RP/RP02/7 | RAJ TRIMURTI INFRAPROJECT PVT. LTD. | steel reinforcement | Charges for fixing steel reinforcement (Tor Steel as per IS-1786, Fe 500) for RCC work including transporting, de-coiling, straightening, removing loose rust, cutting, bending and placing for all profile and for all lead & lift above Plinth level and binding with 18 gauge annealed wire to the entire satisfaction of Engineer-in-Charge. Payment of steel shall be made as per drawing and approved bar bending schedule with permissible laps and paid on the basis of the sectional weights of bar as per relevant I.S. Code. The rate shall include cost of binding wire, spacers, pins, cover blocks which will not be measured separately for payment. (Reinforcement Steel Shall be supplied by Client subject to reconciliation). | MT | 1077 | 9345 | Approved
SOUTHWINDS PROJECT LLP (PHASE - III & IV) | FINISHING PHASE - III | Window and Glazing |  | WO/SP34/FW34/11 | Annex Design Pvt. Ltd. | Providing and Labour charges for fixing of Aluminium Window at Bl-12 as per B.O.Q & direction of EIC. | Providing and Labour charges for fixing of Aluminium Window at Bl-12 as per B.O.Q & direction of EIC. |  | 0 | 0 | Amended & Approved
SOUTHWINDS PROJECT LLP (PHASE - III & IV) | FINISHING PHASE - III | Window and Glazing |  | WO/SP34/FW34/11 | Annex Design Pvt. Ltd. | W1 (1500 X2050) Openable Window/3 shutter/ Bottom & Middle Fixed / Side hung | W1 (1500 X2050) EURO 40 Series 2 Shutter Openable with Middle & Bottom Fix Providing & Fixing of Aluminium window with Glass (5 mm clear toughened glass) including all fitting and fixture at all level as per approved drawing and direction of EIC Location: Bedroom: 1st Floor to 8th Floor Detail material specification attached in Annexure-I | Sq.Ft. | 3631.712 | 495 | Approved
SOUTHWINDS PROJECT LLP (PHASE - III & IV) | FINISHING PHASE - III | Window and Glazing |  | WO/SP34/FW34/11 | Annex Design Pvt. Ltd. | W1 (1500 X2050) Openable Window/3 shutter/ Bottom & Middle Fixed / Side hung | W1 (1500 X2050) EURO 40 Series 2 Shutter Openable with Middle & Bottom Fix Providing & Fixing of Aluminium window with Glass (5 mm clear toughened glass) with KPA mullion including all fitting and fixture at all level as per approved drawing and direction of EIC Location: Bedroom: 9th Floor to 11th Floor Detail material specification attached in Annexure-I | Sq.Ft. | 1361.892 | 539 | Approved
SOUTHWINDS PROJECT LLP (PHASE - III & IV) | FINISHING PHASE - III | Window and Glazing |  | WO/SP34/FW34/11 | Annex Design Pvt. Ltd. | W2 (850 X2050) Openable Window/2 shutter/ Bottom Fixed / Side hung | W2 (850 X2050) EURO 40 Series 2 Shutter Openable with Bottom Fix Providing & Fixing of Aluminium window with Glass (5 mm clear toughened glass) including all fitting and fixture at all level as per approved drawing and direction of EIC Location: Bedroom: 1st Floor to 8th Floor Detail material specification attached in Annexure-I | Sq.Ft. | 586.496 | 573 | Approved
SOUTHWINDS PROJECT LLP (PHASE - III & IV) | FINISHING PHASE - III | Window and Glazing |  | WO/SP34/FW34/11 | Annex Design Pvt. Ltd. | W2 (850 X2050) Openable Window/2 shutter/ Bottom Fixed / Side hung | W2 (850 X2050) EURO 40 Series 2 Shutter Openable with Bottom Fix Providing & Fixing of Aluminium window with Glass (5 mm clear toughened glass) with KPA mullion including all fitting and fixture at all level as per approved drawing and direction of EIC Location: Bedroom: 9th Floor to 11th Floor Detail material specification attached in Annexure-I | Sq.Ft. | 219.936 | 585 | Approved
SOUTHWINDS PROJECT LLP (PHASE - III & IV) | FINISHING PHASE - III | Window and Glazing |  | WO/SP34/FW34/11 | Annex Design Pvt. Ltd. | W3 (1100 X2050) Openable Window/2 shutter/ Bottom Fixed / Side hung | W3 (1100 X2050) EURO 40 Series 2 Shutter Openable with Bottom Fix Providing & Fixing of Aluminium window with Glass (5 mm clear toughened glass) including all fitting and fixture at all level as per approved drawing and direction of EIC Location: Study Room: 1st Floor to 8th Floor Detail material specification attached in Annexure-I | Sq.Ft. | 760 | 502 | Approved
SOUTHWINDS PROJECT LLP (PHASE - III & IV) | FINISHING PHASE - III | Window and Glazing |  | WO/SP34/FW34/11 | Annex Design Pvt. Ltd. | W3 (1100 X2050) Openable Window/2 shutter/ Bottom Fixed / Side hung | W3 (1100 X2050) EURO 40 Series 2 Shutter Openable with Bottom Fix Providing & Fixing of Aluminium window with Glass (5 mm clear toughened glass) with KPA mullion including all fitting and fixture at all level as per approved drawing and direction of EIC Location: Study Room: 9th Floor to 11th Floor Detail material specification attached in Annexure-I | Sq.Ft. | 285 | 514 | Approved
SOUTHWINDS PROJECT LLP (PHASE - III & IV) | FINISHING PHASE - III | Window and Glazing |  | WO/SP34/FW34/11 | Annex Design Pvt. Ltd. | W4/W4' (900 X1225) Openable Window/2 shutter/ Side Fixed & Top Middle / chimney & exhust provison at top /Side hung | W4/W4' (900 X1225) EURO 40 Series 1 Side Hung Shutter with side & Top Fixed with Exhaust & Chimney Provision Providing & Fixing of Aluminium window with Glass (5 mm clear toughened glass ) including all fitting and fixture at all level as per approved drawing and direction of EIC Location: Kitchen: 1st Floor to 8th Floor Detail material specification attached in Annexure-I NB: The exhaust fan & chimey cut out area should be cover by glass or Ply / aprooved material as per direction of EIC | Sq.Ft. | 188.048 | 636 | Approved
SOUTHWINDS PROJECT LLP (PHASE - III & IV) | FINISHING PHASE - III | Window and Glazing |  | WO/SP34/FW34/11 | Annex Design Pvt. Ltd. | W4/W4' (900 X1225) Openable Window/2 shutter/ Side Fixed & Top Middle / chimney & exhust provison at top /Side hung | W4/W4' (900 X1225) EURO 40 Series 1 Side Hung Shutter with side & Top Fixed with Exhaust & Chimney Provision Providing & Fixing of Aluminium window with Glass (5 mm clear toughened glass ) including all fitting and fixture at all level as per approved drawing and direction of EIC Location: Kitchen: 9th Floor to 11th Floor Detail material specification attached in Annexure-I NB: The exhaust fan & chimey cut out area should be cover by glass or Ply / aprooved material as per direction of EIC | Sq.Ft. | 70.518 | 636 | Approved
SOUTHWINDS PROJECT LLP (PHASE - III & IV) | FINISHING PHASE - III | Window and Glazing |  | WO/SP34/FW34/11 | Annex Design Pvt. Ltd. | W5 (900 X1100) Openable Window/2 shutter/ Top middle Fixed / chimney & exhust provison at top /Side hung | W5 (900 X1100) EURO 40 Series 2 Side Hung Shutter with Top Fixed with Exhaust & Chimney Provision Providing & Fixing of Aluminium window with Glass (5 mm clear toughened glass ) including all fitting and fixture at all level as per approved drawing and direction of EIC Location: Kitchen: 1st Floor to 8th Floor Detail material specification attached in Annexure-I NB: The exhaust fan & chimey cut out area should be cover by glass or Ply / aprooved material as per direction of EIC | Sq.Ft. | 337.568 | 759 | Approved
SOUTHWINDS PROJECT LLP (PHASE - III & IV) | FINISHING PHASE - III | Window and Glazing |  | WO/SP34/FW34/11 | Annex Design Pvt. Ltd. | W5 (900 X1100) Openable Window/2 shutter/ Top middle Fixed / chimney & exhust provison at top /Side hung | W5 (900 X1100) EURO 40 Series 2 Side Hung Shutter with Top Fixed with Exhaust & Chimney Provision Providing & Fixing of Aluminium window with Glass (5 mm clear toughened glass ) including all fitting and fixture at all level as per approved drawing and direction of EIC Location: Kitchen: 9th Floor to 11th Floor Detail material specification attached in Annexure-I NB: The exhaust fan & chimey cut out area should be cover by glass or Ply / aprooved material as per direction of EIC | Sq.Ft. | 126.588 | 759 | Approved
SOUTHWINDS PROJECT LLP (PHASE - III & IV) | FINISHING PHASE - III | Window and Glazing |  | WO/SP34/FW34/11 | Annex Design Pvt. Ltd. | W6 (600 X900) Adjustable Openable Glass Louver/Top Side Fixed / exhust provison at top /Louver | W6 (600 X900) 25x50x1.3mm tube frame with adjustable glass louvers and exhust provision. Providing & Fixing of Aluminium window with adjustable Glass louver (5 mm frosted glass) including all fitting and fixture at all level as per approved drawing and direction of EIC Location: Toilet Floor: 1st Floor to 8th Floor Detail material specification attached in Annexure-I NB: The exhaust fan cut out area should be cover by glass or Ply / aprooved material as per direction of EIC | Sq.Ft. | 352.216 | 351 | Approved
SOUTHWINDS PROJECT LLP (PHASE - III & IV) | FINISHING PHASE - III | Window and Glazing |  | WO/SP34/FW34/11 | Annex Design Pvt. Ltd. | W6 (600 X900) Adjustable Openable Glass Louver/Top Side Fixed / exhust provison at top /Louver | W6 (600 X900) 25x50x1.3mm tube frame with adjustable glass louvers and exhust provision. Providing & Fixing of Aluminium window with adjustable Glass louver (5 mm frosted glass) including all fitting and fixture at all level as per approved drawing and direction of EIC . Location: Toilet Floor: 9th Floor to 11th Floor Detail material specification attached in Annexure-I NB: The exhaust fan cut out area should be cover by glass or Ply / aprooved material as per direction of EIC | Sq.Ft. | 132.081 | 351 | Approved
SOUTHWINDS PROJECT LLP (PHASE - III & IV) | FINISHING PHASE - III | Window and Glazing |  | WO/SP34/FW34/11 | Annex Design Pvt. Ltd. | W6' (650 X1225) Frosted Glass/Side Hung / exhust provison at top | W6' (650 X1225) 25x50x1.3mm tube frame with 1 shutter openable and exhust provision. Providing & Fixing of Aluminium window with 1 shutter openable (5 mm frosted glass) including all fitting and fixture at all level as per approved drawing and direction of EIC Location: Toilet Floor: 1st Floor to 8th Floor Detail material specification attached in Annexure-I NB: The exhaust fan cut out area should be cover by glass or Ply / aprooved material as per direction of EIC | Sq.Ft. | 271.04 | 530 | Approved
SOUTHWINDS PROJECT LLP (PHASE - III & IV) | FINISHING PHASE - III | Window and Glazing |  | WO/SP34/FW34/11 | Annex Design Pvt. Ltd. | W6' (650 X1225) Frosted Glass/Side Hung / exhust provison at top | W6' (650 X1225) 25x50x1.3mm tube frame with 1 shutter openable and exhust provision. Providing & Fixing of Aluminium window with 1 shutter openable (5 mm frosted glass) including all fitting and fixture at all level as per approved drawing and direction of EIC Location: Toilet Floor: 9th Floor to 11th Floor Detail material specification attached in Annexure-I NB: The exhaust fan cut out area should be cover by glass or Ply / aprooved material as per direction of EIC | Sq.Ft. | 101.64 | 530 | Approved
SOUTHWINDS PROJECT LLP (PHASE - III & IV) | FINISHING PHASE - III | Window and Glazing |  | WO/SP34/FW34/11 | Annex Design Pvt. Ltd. | DW1 (1800 X2450) 2Track 2 Shutter Sliding Door | DW1 (1800 X2450) EURO 27 Series 2 Track-2 Shutter Sliding with KPA mullion Providing & Fixing of Aluminium sliding door with Glass (5 mm clear toughened glass) including all fitting and fixture at all level as per approved drawing and direction of EIC Location: Living/Dining Balcony Floor: 1st Floor to 8th Floor Floor Detail material specification attached in Annexure-I | Sq.Ft. | 740.4 | 408 | Approved
SOUTHWINDS PROJECT LLP (PHASE - III & IV) | FINISHING PHASE - III | Window and Glazing |  | WO/SP34/FW34/11 | Annex Design Pvt. Ltd. | DW1 (1800 X2450) 2Track 2 Shutter Sliding Door | DW1 (1800 X2450) EURO 27 Series 2 Track-2 Shutter Sliding with KPA mullion Providing & Fixing of Aluminium sliding door with Glass (5 mm clear toughened glass) including all fitting and fixture at all level as per approved drawing and direction of EIC Location: Living/Dining Balcony Floor: 9th Floor to 11th Floor Detail material specification attached in Annexure-I | Sq.Ft. | 277.65 | 408 | Approved
SOUTHWINDS PROJECT LLP (PHASE - III & IV) | FINISHING PHASE - III | Window and Glazing |  | WO/SP34/FW34/11 | Annex Design Pvt. Ltd. | DW2 (2100 X2450) 2 Track 2 Shutter Sliding Door | DW2 (2100 X2450) EURO 27 Series 2 Track-2 Shutter Sliding with KPA mullion Providing & Fixing of Aluminium sliding door with Glass (5 mm clear toughened glass) including all fitting and fixture at all level as per approved drawing and direction of EIC Location: Living/Dining Balcony Floor: 1st Floor to 8th Floor Detail material specification attached in Annexure-I | Sq.Ft. | 864.144 | 401 | Approved
SOUTHWINDS PROJECT LLP (PHASE - III & IV) | FINISHING PHASE - III | Window and Glazing |  | WO/SP34/FW34/11 | Annex Design Pvt. Ltd. | DW2 (2100 X2450) 2 Track 2 Shutter Sliding Door | DW2 (2100 X2450) EURO 27 Series 2 Track-2 Shutter Sliding with KPA mullion Providing & Fixing of Aluminium sliding door with Glass (5 mm clear toughened glass) including all fitting and fixture at all level as per approved drawing and direction of EIC Location: Living/Dining Balcony Floor: 9th Floor to 11th Floor Detail material specification attached in Annexure-I | Sq.Ft. | 324.054 | 401 | Approved
SOUTHWINDS PROJECT LLP (PHASE - III & IV) | FINISHING PHASE - III | Window and Glazing |  | WO/SP34/FW34/11 | Annex Design Pvt. Ltd. | DW3 (2400 X2450) 3 Track 3 Shutter Sliding Door | DW3 (2400 X2450) EURO 27 Series 3 Track-3 Shutter Sliding with KPA mullion Providing & Fixing of Aluminium sliding door with Glass (5 mm clear toughened glass) including all fitting and fixture at all level as per approved drawing and direction of EIC Location: Living/Dining Balcony Floor: 1st Floor to 8th Floor Detail material specification attached in Annexure-I | Sq.Ft. | 987.888 | 480 | Approved
SOUTHWINDS PROJECT LLP (PHASE - III & IV) | FINISHING PHASE - III | Window and Glazing |  | WO/SP34/FW34/11 | Annex Design Pvt. Ltd. | DW3 (2400 X2450) 3 Track 3 Shutter Sliding Door | DW3 (2400 X2450) EURO 27 Series 3 Track-3 Shutter Sliding with KPA mullion Providing & Fixing of Aluminium sliding door with Glass (5 mm clear toughened glass) including all fitting and fixture at all level as per approved drawing and direction of EIC Location: Living/Dining Balcony Floor: 9th Floor to 11th Floor Detail material specification attached in Annexure-I | Sq.Ft. | 370.458 | 480 | Approved
SOUTHWINDS PROJECT LLP (PHASE - III & IV) | FINISHING PHASE - III | Window and Glazing |  | WO/SP34/FW34/11 | Annex Design Pvt. Ltd. | SW (1200 X1800) Openable Window/2 shutter/ Bottom & Top Fixed / Top hung | SW (1200 X1800) EURO 40 Series 2 Shutter Openable with Top & Bottom Fix Providing & Fixing of Aluminium window with Glass (5 mm clear toughened glass) including all fitting and fixture at all level as per approved drawing and direction of EIC Location: Bedroom: 1st Floor to 8th Floor Detail material specification attached in Annexure-I | Sq.Ft. | 392.513 | 477 | Approved
SOUTHWINDS PROJECT LLP (PHASE - III & IV) | FINISHING PHASE - III | Window and Glazing |  | WO/SP34/FW34/11 | Annex Design Pvt. Ltd. | SW (1200 X1800) Openable Window/2 shutter/ Bottom & Top Fixed / Top hu | SW (1200 X1800) EURO 40 Series 2 Shutter Openable with Top & Bottom Fix Providing & Fixing of Aluminium window with Glass (5 mm clear toughened glass) with KPA mullion including all fitting and fixture at all level as per approved drawing and direction of EIC Location: Bedroom: 9th Floor to 11th Floor Detail material specification attached in Annexure-I | Sq.Ft. | 138.534 | 477 | Approved
SOUTHWINDS PROJECT LLP (PHASE - III & IV) | FINISHING PHASE - III | Window and Glazing |  | WO/SP34/FW34/11 | Annex Design Pvt. Ltd. | V (1100 X300) Fixed aluminium Louver Window | V (1100 X300) 25x50x1.3mm tube frame with adjustable Aluminium louvers Providing & Fixing of Aluminium window with adjustable Aluminium louver including all fitting and fixture at all level as per approved drawing and direction of EIC Location: Toilet Floor: 1st Floor to 8th Floor Detail material specification attached in Annexure-I | Sq.Ft. | 54.448 | 549 | Approved
SOUTHWINDS PROJECT LLP (PHASE - III & IV) | FINISHING PHASE - III | Window and Glazing |  | WO/SP34/FW34/11 | Annex Design Pvt. Ltd. | V (1100 X300) Fixed aluminium Louver Window | V (1100 X300) 25x50x1.3mm tube frame with adjustable Aluminium louvers Providing & Fixing of Aluminium window with adjustable Aluminium louver including all fitting and fixture at all level as per approved drawing and direction of EIC Location: Toilet Floor: 9th Floor to 11th Floor Detail material specification attached in Annexure-I | Sq.Ft. | 20.418 | 549 | Approved
The Soul, Rajarhat | CLUB | False Celling |  | WO/HR01/CL07/34 | Ajay Gaurisaria | Steam room false ceiling | Supply and Fixing of Steam room false ceiling with ACP (4mm thick) and framing with 2"X1" Aluminium pipe as per drawing and direction of EIC. | Sq.Ft. | 135 | 265 | Approved
The Soul, Rajarhat | OVERHEADS | Security Expense |  | WO/HR01/OHES/73 | NIS MANAGEMENT LIMITED | Security Guard | Providing Security Guard @12 hrs X Full month duty basis including reliever charges. BOQ Calculation: Total days from 1st Jan'2023 to 30th Jun'2023 = 181 days; N.H. from 1st Jan'2023 to 30th Jun'2023 = 2 days; Total days including N.H. = 183 days; Total Manpower = 14 nos. Total Duties = 14 x 183 = 2534 duties. (N.H.: 26th January and 1st May) | Duties | 2534 | 713 | Approved
The Soul, Rajarhat | OVERHEADS | Housekeeping |  | WO/HR01/OHES/74 | Integrated Security Service | Office Peon | Providing office peon @8.5 hrs x 6 days a week duty basis for site office. Total days from 1st Jan'23 to 30th Jun'23= 181 days; Total weekly offs = 25 days; Total Holidays = 3 days; Manpower= 1 no. Total duties = 181-25+3= 159 duties. | Duties | 159 | 651 | Approved
The Soul, Rajarhat | OVERHEADS | Housekeeping |  | WO/HR01/OHES/75 | Integrated Intelligent Security Service | Office Peon at night shift | Providing office peon at night shift as and when required and instructed by Site in charge. (Considering 4 night shifts each month which may increase or decrease). Total duties for 6 months = 24 duties. | Duties | 24 | 403 | Approved
The Soul, Rajarhat | OVERHEADS | Facility Management | Property Management (FM) | WO/HR01/OHES/76 | NIS MANAGEMENT LIMITED | AFM Tech. (Electrical) | Monthly charges for providing Asst. Facility Manager - Technical (Electrical) @8.5 hr duty with 1 weekly off including 5% management fees. Total Manpower = 1 no. Total duration = 6 Heads. (Note: National Holidays are included in rate, hence not payable extra) | Head | 6 | 36450 | Approved
The Soul, Rajarhat | OVERHEADS | Facility Management | Property Management (FM) | WO/HR01/OHES/76 | NIS MANAGEMENT LIMITED | AFM - Security & Fire | Monthly charges for providing Asst. Facility Manager - Security & Fire @8.5 hr duty with 1 weekly off including 5% management fees. Total Manpower = 1 no. Total duration = 6 Heads. (Note: National Holidays are included in rate, hence not payable extra) | Head | 6 | 31350 | Approved
The Soul, Rajarhat | OVERHEADS | Facility Management | Property Management (FM) | WO/HR01/OHES/76 | NIS MANAGEMENT LIMITED | Club Help Desk Executive | Monthly charges for providing Club Help desk Executive @8.5 hr duty with 1 weekly off including 5% management fees. Total Manpower = 1 no. Total duration = 6 Heads. (Note: National Holidays are included in rate, hence not payable extra) | Head | 6 | 17963 | Approved
The Soul, Rajarhat | OVERHEADS | Facility Management | Property Management (FM) | WO/HR01/OHES/76 | NIS MANAGEMENT LIMITED | Customer Care Executive | Monthly charges for providing Customer Care Executive @8.5 hr duty with 1 weekly off including 5% management fees. Total Manpower = 1 no. Total duration = 6 Heads. (Note: National Holidays are included in rate, hence not payable extra) | Head | 6 | 21137 | Approved
The Soul, Rajarhat | OVERHEADS | Facility Management | Property Management (FM) | WO/HR01/OHES/76 | NIS MANAGEMENT LIMITED | Accountant | Monthly charges for providing Accountant @8.5 hr duty with 1 weekly off including 5% management fees. Total Manpower = 1 no. Total duration = 6 Heads. (Note: National Holidays are included in rate, hence not payable extra) | Head | 6 | 25330 | Approved
The Soul, Rajarhat | MARKETING | Housekeeping |  | WO/HR01/MKT01/138 | Secura Infra Services Pvt. Ltd. | Housekeeping boy @8.5 hr duty | Providing Housekeeping boy @8.5 hr duty basis. BOQ Calculation: Total days from 1st Jan'23 to 30th Jun'23 = 181 days; Total Holidays = 3 days; Total days of duty = 181+3 = 184 days; Total Manpower = 1 no. Total BOQ = 184 Duties. (Note: Reliever to be provided on weekly off days as and when manpower is required) | Duties | 184 | 500 | Approved
CHANDANNAGAR COMMERCIAL | MAIN TOWER | Civil | Sub & Super Structure Work | WO/GC01/GC01/2 | Arsh Realcon | UC Ballah driving | All charges for supply, driving of Eucalyptus- Bullah pile (diameter of pile to be measured at a distance of 1.5 m from thicker end, 150 mm Día and 6 mtr Long and minimum perimeter of bullah pile head 18",including dressing and making one end pointed) shoring by monkey hammer in sorts of soil including hoisting and placing piles in position, protecting the pile head with iron ring and cutting, shaping heads before and after driving including hire and labour for necessary driving appliance and all tools, tackles. all complete as per drawing, specification and direction of EIC. (Payment will be made on numbers of bullah driving) | Nos | 655 | 1600 | Amended & Approved
CHANDANNAGAR COMMERCIAL | MAIN TOWER | Civil | Sub & Super Structure Work | WO/GC01/GC01/2 | Arsh Realcon | UC Ballah lifting and Removing | All charges for removing and lifting of Eucalyptus- Bullah pile including dressing the area after removal and taking of all Bullah and all complete as per BOQ and direction of EIC. (Payment will be made on as per actual quantity of removing and lifting Bullah pile) | Nos. | 0 | 200 | Amended & Approved
The Soul, Rajarhat | MARKETING | Housekeeping |  | WO/HR01/MKT01/138 | Secura Infra Services Pvt. Ltd. | Housekeeping boy @10 hr duty basis | Providing Housekeeping boy @10 hr duty basis. BOQ Calculation: Total days from 1st Jan'23 to 30th Jun'23 = 181 days; Total Holidays = 3 days; Total days of duty = 181+3 = 184 days; Total Manpower = 2 no. Total BOQ = 184x2 = Duties. (Note: Reliever to be provided on weekly off days as and when manpower is required) | Duties | 368 | 604 | Approved
The Soul, Rajarhat | OVERHEADS | Facility Management | Housekeeping Service (FM) | WO/HR01/OHES/77 | NIS MANAGEMENT LIMITED | Housekeeping Supervisor | Monthly charges for providing Housekeeping Supervisor @8.5 hr duty with 1 weekly off including 5% management fees. Total Manpower = 1 no. Total duration = 6 months. (Note: National Holidays are included in rate, hence not payable extra) | Head | 6 | 14517 | Approved
The Soul, Rajarhat | OVERHEADS | Facility Management | Housekeeping Service (FM) | WO/HR01/OHES/77 | NIS MANAGEMENT LIMITED | Housekeeping Boys at Towers and Common Area | Monthly charges for providing Housekeeping Boys at Towers and Common Area @8.5 hr duty with 1 weekly off including 5% management fees. Total Manpower = 18 nos. Total duration = 6 months. Total BOQ = 18X6 = 108 Heads (Note: National Holidays are included in rate, hence not payable extra) | Head | 108 | 13275 | Approved
The Soul, Rajarhat | OVERHEADS | Facility Management | Housekeeping Service (FM) | WO/HR01/OHES/77 | NIS MANAGEMENT LIMITED | Housekeeping Boys for Club | Monthly charges for providing Housekeeping Boys for Club @8.5 hr duty with 1 weekly off including 5% management fees. Total Manpower = 3 nos. Total duration = 6 months. Total BOQ = 3X6 = 18 Heads (Note: National Holidays are included in rate, hence not payable extra) | Head | 18 | 13275 | Approved
The Soul, Rajarhat | OVERHEADS | Facility Management | Housekeeping Service (FM) | WO/HR01/OHES/77 | NIS MANAGEMENT LIMITED | Housekeeping Lady for Club | Monthly charges for providing Housekeeping Lady for Club @8.5 hr duty with 1 weekly off including 5% management fees. Total Manpower = 1 nos. Total duration = 6 months. (Note: National Holidays are included in rate, hence not payable extra) | Head | 6 | 13275 | Approved
The Soul, Rajarhat | OVERHEADS | Facility Management | MEP Maintenance (FM) | WO/HR01/OHES/78 | NIS MANAGEMENT LIMITED | Fire Operator | Monthly charges for providing Licensed Fire Operator @8.5 hr duty for full month including reliever charges on weekly off days and 5% management fees. Total Manpower = 1 no. Total duration = 6 months. (Note: National Holidays are included in rate, hence not payable extra) | Head | 6 | 18529 | Approved
The Soul, Rajarhat | OVERHEADS | Facility Management | MEP Maintenance (FM) | WO/HR01/OHES/78 | NIS MANAGEMENT LIMITED | Plumber | Monthly charges for providing Plumber @8.5 hr duty for full month including reliever charges on weekly off days and 5% management fees. Total Manpower = 3 no. Total duration = 6 months. Total BOQ = 3X6 = 18 Heads; (Note: National Holidays are included in rate, hence not payable extra) | Head | 18 | 18529 | Approved
The Soul, Rajarhat | OVERHEADS | Facility Management | MEP Maintenance (FM) | WO/HR01/OHES/78 | NIS MANAGEMENT LIMITED | MST | Monthly charges for providing Multi skilled technician @8.5 hr duty with 1 weekly off including 5% management fees. Total Manpower = 5 no. Total duration = 6 months. Total BOQ = 5X6 = 30 Heads; (Note: National Holidays are included in rate, hence not payable extra) | Head | 30 | 20261 | Approved
The Soul, Rajarhat | OVERHEADS | Facility Management | Security Guard Service (FM) | WO/HR01/OHES/79 | NIS MANAGEMENT LIMITED | Security Supervisor | Monthly charges for providing Security Supervisor @12 hr duty for full month including reliever charges on weekly off days and 5% Management fees. Total Manpower = 2 nos. Total duration = 6 months; Total BOQ = 2X6 = 12 Heads (Note: National holidays are included in rate, hence not payable extra) | Head | 12 | 21399 | Approved
The Soul, Rajarhat | OVERHEADS | Facility Management | Security Guard Service (FM) | WO/HR01/OHES/79 | NIS MANAGEMENT LIMITED | Security Guard (Male) | Monthly charges for providing Security Guard (Male) @12 hr duty for full month including reliever charges on weekly off days and 5% Management fees. Total Manpower = 25 nos. Total duration = 6 months; Total BOQ = 25X6 = 150 Heads (Note: National holidays are included in rate, hence not payable extra) | Head | 150 | 19951 | Approved
The Soul, Rajarhat | OVERHEADS | Facility Management | Security Guard Service (FM) | WO/HR01/OHES/79 | NIS MANAGEMENT LIMITED | Security Guard (Female) | Monthly charges for providing Security Guard (Female) @12 hr duty for full month including reliever charges on weekly off days and 5% Management fees. Total Manpower = 2 nos. Total duration = 6 months; Total BOQ = 2X6 = 12 Heads (Note: National holidays are included in rate, hence not payable extra) | Head | 12 | 19951 | Approved
The Soul, Rajarhat | OVERHEADS | Facility Management | Horticulture (FM) | WO/HR01/OHES/81 | NIS MANAGEMENT LIMITED | Gardener | Monthly charges for providing Gardener @8.5 hr duty with 1 weekly off including 5% management fees. Total Manpower = 1 no. Total duration = 6 months. (Note: National Holidays are included in rate, hence not payable extra) | Head | 6 | 13275 | Approved
The Soul, Rajarhat | OVERHEADS | Facility Management | Amenities Service & Maintenance (FM) | WO/HR01/OHES/80 | NIS MANAGEMENT LIMITED | Swimming pool cum life guard | Monthly charges for providing Swimming pool cum life guard @10 hr duty with 1 weekly off including 5% management fees. Total Manpower = 1 no. Total duration = 6 months. (Note: National Holidays are included in rate, hence not payable extra) | Head | 6 | 21356 | Approved
SOUTHWINDS PROJECT LLP (PHASE - III & IV) | BLOCK PHASE - IV | Water Proofing |  | WO/SP34/BP4/8 | AKJ Engineers Pvt. Ltd. | Pipe Penetration area peripheral treatment : | Pipe Penetration area peripheral treatment: Charges towards cleaning the same properly to remove loose foreign materials/adhering particles, dirt etc, filling the angular gap between pipe periphery and concrete with ready to use high strength mortar Sika Top 122 HS and sealing the inside joint mouth with Sikagard 694F(I), a moisture intensive epoxy putty in a continuous,10mm thick gasket around the pipes to a width of approximately 10mm, complete as per manufacturers specification & direction of EIC. Only Cement , Sand & Stonechips will be supplied by Client, but subjected to reconciliation. (Note: -This Rate cannot be considered for future reference due to the rate is higher side with respect of smaller quantity) | Nos. | 11 | 550 | Approved
The Soul, Rajarhat | BLOCK | HVAC Works |  | WO/HR01/BOK01/98 | MEHO HCP AIR SYSTEMS PVT. LTD. | AC Dismantling and re installation | AC Dismantling and re-installation, testing and commissioning of HI wall unit at all levels with all required materials |  | 0 | 0 | Approved
The Soul, Rajarhat | BLOCK | HVAC Works |  | WO/HR01/BOK01/98 | MEHO HCP AIR SYSTEMS PVT. LTD. | 1.0 TR | 1.0 TR | Nos | 150 | 950 | Approved
The Soul, Rajarhat | BLOCK | HVAC Works |  | WO/HR01/BOK01/98 | MEHO HCP AIR SYSTEMS PVT. LTD. | 1.5 TR | 1.5 TR | Nos | 50 | 950 | Approved
SOUTHWINDS PROJECT LLP (PHASE - III & IV) | COMMON INFRASTRUCTURE - PHASE III & IV | Consultancy Charges | OTHER CONSLUTANTS | WO/SP34/CI34/43 | Pacific Scientific Consultancy Pvt. Ltd. | PCB Compliance Report | Consultancy Charges for 12 months compliance report in 2 sets (6 months + 6 months ) including monitoring, details attached in Annexure ; Time Period: Set-I: October 22 to March 23 Set-II: April 23 to September 23 | Set | 2 | 90000 | Approved
Primarc Chambers | OVERHEAD | Security Expenditure |  |  |  | Security Guard | Providing Security Guard @12 hr duty basis BOQ Calculations: Total days from 1st Jan'2023 to 30th Jun'2023 = 181 days; Total National Holidays = 2 nos; Total days of duty = 181+2 = 183 days; Total Manpower = 3 nos; Total BOQ = 183X3 = 549 duties. | Duties |  |  | Approved
Primarc Chambers | OVERHEAD | Security Expense |  | WO/PCH/PC05/14 | Martinet Facility Management Services Pvt. Ltd. | Security Guard | Providing Security Guard @12 hr duty basis BOQ Calculations: Total days from 1st Jan'2023 to 30th Jun'2023 = 181 days; Total National Holidays = 2 nos; Total days of duty = 181+2 = 183 days; Total Manpower = 3 nos; Total BOQ = 183X3 = 549 duties. | Duties | 552 | 579 | Amended & Approved
SOUTHWINDS PROJECT LLP (PHASE - III & IV) | MEP PHASE - III | Internal Plumbing |  | WO/SP34/MW34/18 | GOBINDA CHANDRA SAHOO | Internal Sanitary Plumbing Works in Toilets (1st to 3rd floor) | "Internal Sanitary Plumbing Works in Toilets (1st to 3rd floor) which includes works of Washing Machine point and its drainage outlet and also Balcony drainage. The scope includes the following works for the above, Groove Cutting, mending good the damages, CPVC Pipe concealed inside of the Toilet with Hot & Cold Line including their necessary fittings as Elbows, Tees, Sockets, Valves etc. plus Rising water line to Overhead reservoir from Ground level of Block plus Ring line in roof plus Soil and Waste and Rain Water Line up to Gully Pit / Inspection Chamber, Brick Hole Cutting, RCC Hole Cutting & Repairing by Cement, Sand, Stone Chips and Pipe laying and Jointing, Clamping with their necessary fittings as Tees, Elbows, Bend, P/S Trap, Socket etc. with Solvent Cement etc. & Basin Waste Line UPVC Pipe Laying and fixing & Testing with fully complete plus Bath Room Sanitary CP Fittings as Wall Hanging Commode with concealed cistern / flush valve, Basin, Angular Stop Cock, Bib Cock, Bottle Trap, single lever diverter, Wall Flange, Health Faucet, Shower Rose with Arm, drainage line of A.C and all UPVC pipe line for flushing purpose etc. full complete in all respect including hydraulic / smoke test for the above as per drawing, direction of Consultant & Engineer-in-charge. Teflon Tape will be used in all type of CP Fittings. [Necessary Dia. of Pipes, Pipe fittings, Cement, CP Fitting Materials will be supplied by Southwinds Projects LLP and Other Loose Materials as Screws, Nail, Fastener with bolt, MS Hooks, Solvent Cement, Jute, White Zinc, Teflon Tape, White Cement, MS Angle / Bracket, MS Saddle Clamp, Sand, Stone Chips will be supplied by Contractor] Testing kit, Tools & tackles will be in contractor scope. " Part work done by other contractor balance work to be done asper site requirement and EIC. |  | 0 | 0 | Approved
SOUTHWINDS PROJECT LLP (PHASE - III & IV) | MEP PHASE - III | Internal Plumbing |  | WO/SP34/MW34/18 | GOBINDA CHANDRA SAHOO | "Labour Charges for Kitchen (1st to 3rd floor) | "Labour Charges for Kitchen (1st to 3rd floor) - CPVC Pipe with their Necessary fittings as tees, Elbows, Socket etc. and UPVC pipe Laying and Jointing for Kitchen Waste Line and UPVC pipe laying for Sink Waste line along with their necessary fittings as Tees, Bend, Trap etc. plus Rising water line to Overhead reservoir from Ground level of Block with Waste and Rain Water Line up to Gully Pit / Inspection Chamber, Brick Hole Cutting, RCC Hole Cutting & Repairing by Cement, Sand, Stone Chips and CP Fittings as Sink, Sink Cock, Angular Stop Cock, Bottle Trap etc. with full complete in all respect along with hydraulic / smoke test for above as per drawing, direction of Consultant & Engineer-in-charge. Teflon Tape will be used in all type of CP Fittings. [Necessary Dia. of Pipes, Pipe fittings, Cement, CP Fitting Materials will be supplied by Southwinds Projects LLP and Other Loose Materials as Screws, Nail, Fastener with bolt, MS Hooks, Solvent Cement, Jute, White Zinc, Teflon Tape, White Cement, MS Angle / Bracket, MS Saddle Clamp, Sand, Stone Chips will be supplied by Contractor] Testing kit, Tools & tackles will be in contractor scope." Part work done by other contractor balance work to be done asper site requirement and EIC. |  | 0 | 0 | Approved
SOUTHWINDS PROJECT LLP (PHASE - III & IV) | MEP PHASE - III | Internal Plumbing |  | WO/SP34/MW34/18 | GOBINDA CHANDRA SAHOO | PHYSICAL HANDICAP TOILET at Ground floor | "Internal Sanitary Plumbing Works in PHYSICAL HANDICAP TOILET at Ground floor The scope includes the following works for the above, Groove Cutting, mending good the damages, CPVC Pipe concealed inside of the Toilet including their necessary fittings as Elbows, Tees, Sockets, Valves etc. plus Rising water line to Overhead reservoir from Ground level of Block with Soil and Waste up to Gully Pit / Inspection Chamber, Brick Hole Cutting, RCC Hole Cutting & Repairing by Cement, Sand, Stone Chips and Pipe laying and Jointing, Clamping with their necessary fittings as Tees, Elbows, Bend, P/S Trap, Socket etc. with Solvent Cement etc. & Basin Waste Line UPVC Pipe Laying and fixing & Testing with fully complete plus Bath Room Sanitary CP Fittings as Floor Mounted / Wall Hanging Commode with cistern / flush valve, Basin, Angular Stop Cock, Bib Cock, Bottle Trap, Wall Flange, Health Faucet, drainage line of A.C and all UPVC pipe line for flushing purpose etc. full complete in all respect including hydraulic / smoke test for the above as per drawing, direction of Consultant & Engineer-in-charge. Teflon Tape will be used in all type of CP Fittings. [Necessary Dia. of Pipes, Pipe fittings, Cement, CP Fitting Materials will be supplied by Southwinds Projects LLP and Other Loose Materials as Screws, Nail, Fastener with bolt, MS Hooks, Solvent Cement, Jute, White Zinc, Teflon Tape, White Cement, MS Angle / Bracket, MS Saddle Clamp, Sand, Stone Chips will be supplied by Contractor] Testing kit, Tools & tackles will be in contractor scope." Part work done by other contractor balance work to be done asper site requirement and EIC. |  | 0 | 0 | Approved
SOUTHWINDS PROJECT LLP (PHASE - III & IV) | MEP PHASE - III | Internal Plumbing |  | WO/SP34/MW34/18 | GOBINDA CHANDRA SAHOO | Internal Sanitary Plumbing Works in Ground floor Toilet | "Internal Sanitary Plumbing Works in Ground floor Toilet The scope includes the following works for the above, Groove Cutting, mending good the damages, CPVC Pipe concealed inside of the Toilet including their necessary fittings as Elbows, Tees, Sockets, Valves etc. plus Rising water line to Overhead reservoir from Ground level of Block with Soil and Waste up to Gully Pit / Inspection Chamber, Brick Hole Cutting, RCC Hole Cutting & Repairing by Cement, Sand, Stone Chips and Pipe laying and Jointing, Clamping with their necessary fittings as Tees, Elbows, Bend, P/S Trap, Socket etc. with Solvent Cement etc. & Basin Waste Line UPVC Pipe Laying and fixing & Testing with fully complete plus Bath Room Sanitary CP Fittings as Floor Mounted / Wall Hanging Commode with cistern / flush valve, Basin, Angular Stop Cock, Bib Cock, Bottle Trap, Wall Flange, Health Faucet, drainage line of A.C and all UPVC pipe line for flushing purpose etc. full complete in all respect including hydraulic / smoke test for the above as per drawing, direction of Consultant & Engineer-in-charge. Teflon Tape will be used in all type of CP Fittings. [Necessary Dia. of Pipes, Pipe fittings, Cement, CP Fitting Materials will be supplied by Southwinds Projects LLP and Other Loose Materials as Screws, Nail, Fastener with bolt, MS Hooks, Solvent Cement, Jute, White Zinc, Teflon Tape, White Cement, MS Angle / Bracket, MS Saddle Clamp, Sand, Stone Chips will be supplied by Contractor] Testing kit, Tools & tackles will be in contractor scope." Part work done by other contractor balance work to be done asper site requirement and EIC. |  | 0 | 0 | Approved
SOUTHWINDS PROJECT LLP (PHASE - III & IV) | MEP PHASE - III | Internal Plumbing |  | WO/SP34/MW34/18 | GOBINDA CHANDRA SAHOO | Internal Sanitary Plumbing Works in BATH ROOM at Ground floor | "Internal Sanitary Plumbing Works in BATH ROOM at Ground floor Area The scope includes the following works for the above, Groove Cutting, mending good the damages, CPVC Pipe concealed inside of the Toilet including their necessary fittings as Elbows, Tees, Sockets, Valves etc. plus Rising water line to Overhead reservoir from Ground level of Block with Soil and Waste up to Gully Pit / Inspection Chamber, Brick Hole Cutting, RCC Hole Cutting & Repairing by Cement, Sand, Stone Chips and Pipe laying and Jointing, Clamping with their necessary fittings as Tees, Elbows, Bend, P/S Trap, Socket etc. with Solvent Cement etc. & Basin Waste Line UPVC Pipe Laying and fixing & Testing with fully complete plus Bath Room Sanitary CP Fittings as Floor Mounted / Wall Hanging Commode with cistern / flush valve, Basin, Angular Stop Cock, Bib Cock, Bottle Trap, Wall Flange, Health Faucet, drainage line of A.C and all UPVC pipe line for flushing purpose etc. full complete in all respect including hydraulic / smoke test for the above as per drawing, direction of Consultant & Engineer-in-charge. Teflon Tape will be used in all type of CP Fittings. [Necessary Dia. of Pipes, Pipe fittings, Cement, CP Fitting Materials will be supplied by Southwinds Projects LLP and Other Loose Materials as Screws, Nail, Fastener with bolt, MS Hooks, Solvent Cement, Jute, White Zinc, Teflon Tape, White Cement, MS Angle / Bracket, MS Saddle Clamp, Sand, Stone Chips will be supplied by Contractor] Testing kit, Tools & tackles will be in contractor scope." Part work done by other contractor balance work to be done asper site requirement and EIC. |  | 0 | 0 | Approved
SOUTHWINDS PROJECT LLP (PHASE - III & IV) | MEP PHASE - III | Internal Plumbing |  | WO/SP34/MW34/18 | GOBINDA CHANDRA SAHOO | Internal Sanitary Plumbing Works in Toilets (Except Ground Floor and 1st to 3rd floor) | "Internal Sanitary Plumbing Works in Toilets (Except Ground Floor and 1st to 3rd floor) which includes works of Washing Machine point and its drainage outlet and also Balcony drainage. The scope includes the following works for the above, Groove Cutting, mending good the damages, CPVC Pipe concealed inside of the Toilet with Hot & Cold Line including their necessary fittings as Elbows, Tees, Sockets, Valves etc. plus Rising water line to Overhead reservoir from Ground level of Block plus Ring line in roof plus Soil and Waste and Rain Water Line up to Gully Pit / Inspection Chamber, Brick Hole Cutting, RCC Hole Cutting & Repairing by Cement, Sand, Stone Chips and Pipe laying and Jointing, Clamping with their necessary fittings as Tees, Elbows, Bend, P/S Trap, Socket etc. with Solvent Cement etc. & Basin Waste Line UPVC Pipe Laying and fixing & Testing with fully complete plus Bath Room Sanitary CP Fittings as Wall Hanging Commode with concealed cistern / flush valve, Basin, Angular Stop Cock, Bib Cock, Bottle Trap, single lever diverter, Wall Flange, Health Faucet, Shower Rose with Arm, drainage line of A.C and all UPVC pipe line for flushing purpose etc. full complete in all respect including hydraulic / smoke test for the above as per drawing, direction of Consultant & Engineer-in-charge. Teflon Tape will be used in all type of CP Fittings. [Necessary Dia. of Pipes, Pipe fittings, Cement, CP Fitting Materials will be supplied by Southwinds Projects LLP and Other Loose Materials as Screws, Nail, Fastener with bolt, MS Hooks, Solvent Cement, Jute, White Zinc, Teflon Tape, White Cement, MS Angle / Bracket, MS Saddle Clamp, Sand, Stone Chips will be supplied by Contractor] Testing kit, Tools & tackles will be in contractor scope. " |  | 0 | 0 | Approved
SOUTHWINDS PROJECT LLP (PHASE - III & IV) | MEP PHASE - III | Internal Plumbing |  | WO/SP34/MW34/18 | GOBINDA CHANDRA SAHOO | "Labour Charges for Kitchen (Except Ground Floor and 1st to 3rd floor) | "Labour Charges for Kitchen (Except Ground Floor and 1st to 3rd floor) - CPVC Pipe with their Necessary fittings as tees, Elbows, Socket etc. and UPVC pipe Laying and Jointing for Kitchen Waste Line and UPVC pipe laying for Sink Waste line along with their necessary fittings as Tees, Bend, Trap etc. plus Rising water line to Overhead reservoir from Ground level of Block with Waste and Rain Water Line up to Gully Pit / Inspection Chamber, Brick Hole Cutting, RCC Hole Cutting & Repairing by Cement, Sand, Stone Chips and CP Fittings as Sink, Sink Cock, Angular Stop Cock, Bottle Trap etc. with full complete in all respect along with hydraulic / smoke test for above as per drawing, direction of Consultant & Engineer-in-charge. Teflon Tape will be used in all type of CP Fittings. [Necessary Dia. of Pipes, Pipe fittings, Cement, CP Fitting Materials will be supplied by Southwinds Projects LLP and Other Loose Materials as Screws, Nail, Fastener with bolt, MS Hooks, Solvent Cement, Jute, White Zinc, Teflon Tape, White Cement, MS Angle / Bracket, MS Saddle Clamp, Sand, Stone Chips will be supplied by Contractor] Testing kit, Tools & tackles will be in contractor scope. " |  | 0 | 0 | Approved
SOUTHWINDS PROJECT LLP (PHASE - III & IV) | MEP PHASE - III | Internal Plumbing |  | WO/SP34/MW34/18 | GOBINDA CHANDRA SAHOO | Block - 11 (1st to 3rd floor) | Block - 11 (1st to 3rd floor) | Nos. | 56 | 3724 | Approved
SOUTHWINDS PROJECT LLP (PHASE - III & IV) | MEP PHASE - III | Internal Plumbing |  | WO/SP34/MW34/18 | GOBINDA CHANDRA SAHOO | Block - 12 (1st to 3rd floor) | Block - 12 (1st to 3rd floor) | Nos. | 36 | 4864 | Approved
SOUTHWINDS PROJECT LLP (PHASE - III & IV) | MEP PHASE - III | Internal Plumbing |  | WO/SP34/MW34/18 | GOBINDA CHANDRA SAHOO | Block - 11 (1st to 3rd floor) | Block - 11 (1st to 3rd floor) | Nos. | 24 | 1258 | Approved
SOUTHWINDS PROJECT LLP (PHASE - III & IV) | MEP PHASE - III | Internal Plumbing |  | WO/SP34/MW34/18 | GOBINDA CHANDRA SAHOO | Block - 12 (1st to 3rd floor) | Block - 12 (1st to 3rd floor) | Nos. | 18 | 1190 | Approved
SOUTHWINDS PROJECT LLP (PHASE - III & IV) | MEP PHASE - III | Internal Plumbing |  | WO/SP34/MW34/18 | GOBINDA CHANDRA SAHOO | PHYSICAL HANDICAP TOILET at Ground floor -Bl-11 | PHYSICAL HANDICAP TOILET at Ground floor -Bl-11 | Nos. | 1 | 4875 | Approved
SOUTHWINDS PROJECT LLP (PHASE - III & IV) | MEP PHASE - III | Internal Plumbing |  | WO/SP34/MW34/18 | GOBINDA CHANDRA SAHOO | PHYSICAL HANDICAP TOILET at Ground floor -Bl-12 | PHYSICAL HANDICAP TOILET at Ground floor -Bl-12 | Nos. | 1 | 4875 | Approved
SOUTHWINDS PROJECT LLP (PHASE - III & IV) | MEP PHASE - III | Internal Plumbing |  | WO/SP34/MW34/18 | GOBINDA CHANDRA SAHOO | Ground floor Toilet - BL-11 | Ground floor Toilet - BL-11 | Nos. | 1 | 4875 | Approved
SOUTHWINDS PROJECT LLP (PHASE - III & IV) | MEP PHASE - III | Internal Plumbing |  | WO/SP34/MW34/18 | GOBINDA CHANDRA SAHOO | Ground floor Toilet - BL-12 | Ground floor Toilet - BL-12 | Nos. | 1 | 4875 | Approved
SOUTHWINDS PROJECT LLP (PHASE - III & IV) | MEP PHASE - III | Internal Plumbing |  | WO/SP34/MW34/18 | GOBINDA CHANDRA SAHOO | BATH ROOM at Ground floor Area -Bl-11 | BATH ROOM at Ground floor Area -Bl-11 | Nos. | 1 | 4875 | Approved
SOUTHWINDS PROJECT LLP (PHASE - III & IV) | MEP PHASE - III | Internal Plumbing |  | WO/SP34/MW34/18 | GOBINDA CHANDRA SAHOO | BATH ROOM at Ground floor Area -Bl-12 | BATH ROOM at Ground floor Area -Bl-12 | Nos. | 1 | 4875 | Approved
SOUTHWINDS PROJECT LLP (PHASE - III & IV) | MEP PHASE - III | Internal Plumbing |  | WO/SP34/MW34/18 | GOBINDA CHANDRA SAHOO | Block - 11 (4th floor and above) | Block - 11 (4th floor and above) | Nos. | 186.4 | 7600 | Approved
SOUTHWINDS PROJECT LLP (PHASE - III & IV) | MEP PHASE - III | Internal Plumbing |  | WO/SP34/MW34/18 | GOBINDA CHANDRA SAHOO | Block - 12 (4th floor and above) | Block - 12 (4th floor and above) | Nos. | 96 | 7600 | Approved
SOUTHWINDS PROJECT LLP (PHASE - III & IV) | MEP PHASE - III | Internal Plumbing |  | WO/SP34/MW34/18 | GOBINDA CHANDRA SAHOO | Block - 11 (4th floor and above) | Block - 11 (4th floor and above) | Nos. | 79.8 | 3400 | Approved
SOUTHWINDS PROJECT LLP (PHASE - III & IV) | MEP PHASE - III | Internal Plumbing |  | WO/SP34/MW34/18 | GOBINDA CHANDRA SAHOO | Block - 12 (4th floor and above) | Block - 12 (4th floor and above) | Nos. | 47.8 | 3400 | Approved
Primarc Chambers | MARKETING | Housekeeping |  | WO/PCH/PC03/43 | Integrated Security Service | Housekeeping boy at Marketing office | Providing Housekeeping boy at Marketing office @8.5 hr duty basis for full month with reliever on weekly off days. BOQ Calculations: Total days from 1st Jan'2023 to 30th Jun'2023 = 181 days; Total Holidays = 3 days; Total Days of duty = 181+3 = 184 days; Total BOQ = 184 duties. | Duties | 184 | 508 | Approved
SOUTHWINDS PROJECT LLP (PHASE - III & IV) | PRE-CONSTRUCTION PHASE - III & IV | Labour Hutment |  | WO/SP34/PC34/24 | Sanjukta Enterprise | Macha / Bed making | Providing and making charges of Macha with bamboo structure including all consumables, tools & tackles as per drawing and direction of EIC. All material will be supplied by contactor except Vertical supports. Location:- MLCP Block | Sq.Ft. | 450 | 19 | Approved
The Soul, Rajarhat | OVERHEADS | Passenger Hoist Operator |  |  |  | lift operator | Monthly charges for providing licensed lift operator @8.5 hr X 6 days a week duty basis. Total contract duration = 3 months; Total manpower = 4 nos. Total Heads = 4x3 = 12 heads. (National holidays included in rate, hence not payable extra) | Head |  |  | Approved
The Soul, Rajarhat | OVERHEADS | Lift Operator |  | WO/HR01/OHES/82 | NIS MANAGEMENT LIMITED | licensed lift operator | Monthly charges for providing licensed lift operator @8.5 hr X 6 days a week duty basis. Total contract duration = 6 months; Total manpower = 4 nos. Total Heads = 4x6 = 24 heads. (National holidays included in rate, hence not payable extra) | Head | 10.24 | 16356 | Amended & Submitted
The Ramdulari | OVERHEAD | Security Expenditure |  | WO/RP/RP04/6 | NIS MANAGEMENT LIMITED | Security Supervisor | Providing Security Supervisor @12 hr duty basis for full month including reliever on weekly off days. BOQ Calculations: Total days from 1st Jan'2023 to 30th Jun'2023 = 181 days; Total holidays = 2 nos. Total Manpower = 1 no. Total BOQ = 183X1 = 183 duties. | Duties | 183 | 804 | Approved
The Ramdulari | OVERHEAD | Security Expenditure |  | WO/RP/RP04/6 | NIS MANAGEMENT LIMITED | Security guard | Providing Security guard @12 hr duty basis for full month including reliever on weekly off days. BOQ Calculations: Total days from 1st Jan'2023 to 30th Jun'2023 = 181 days; Total holidays = 2 nos. Total Manpower = 3 nos. Total BOQ = 183X3 = 549 duties. | Duties | 549 | 713 | Approved
SOUTHWINDS PROJECT LLP (PHASE - III & IV) | OVERHEAD PHASE - III & IV | Security Expenditure |  | WO/SP34/OP34/10 | NIS MANAGEMENT LIMITED | Security Guards | Providing Security Guards @12 hr duty basis for full month including reliever on weekly off days. BOQ Calculations: Total days from 1st Jan'2023 to 30th Jun'2023 = 181 days; Total holidays = 2 nos. Total Manpower = 3 nos. Total BOQ = 183X3 = 549 duties. | Duties | 552 | 713 | Approved
Primarc Chambers | OVERHEAD | Pest Control |  | WO/PCH/PC05/9 | Secura Infra Services Pvt. Ltd. | Mosquito Control treatment | Mosquito Control treatment (Work period - Feb , 2023 to July, 2023 ) |  | 0 | 0 | Approved
Primarc Chambers | OVERHEAD | Pest Control |  | WO/PCH/PC05/9 | Secura Infra Services Pvt. Ltd. | Mosquito Control treatment | Mosquito Control treatment at Site Premises: I. Larvae Control Treatment Spraying Chemical (Temiphos/Sumilarv) 3 times in Month. II. Adult Mosquito Control Treatment a. Spraying Chemical (CyphenothrinMalathion) 15 times in Month. b. Smoke Fogging (Cyphenothrin 5% EC/Deltamethrin 1.25% ULV) 15 times in Month at Project premises (Security Post, Marketing office, Site office, Store, Contractor office, Labour Hutment area & other necessary area at site where may be applicable) as per direction of Engineer in Charge | Months | 6 | 10500 | Approved
Primarc Chambers | OVERHEAD | Pest Control |  | WO/PCH/PC05/9 | Secura Infra Services Pvt. Ltd. | Labour Hutment | Mosquito Control treatment at Labour Hutment: I. Adult Mosquito Control Treatment a. Spraying Chemical (Landa-Cyhalothrin) 2 times in Month. at Labour Hutment as per direction of Engineer in Charge | Months | 6 | 1800 | Approved
SOUTHWINDS PROJECT LLP (PHASE - III & IV) | MARKETING PHASE - III & IV | Security Expenditure |  | WO/SP34/MA34/7 | NIS MANAGEMENT LIMITED | Security Guard | Providing Security Guards @12 hr duty basis for full month including reliever on weekly off days. BOQ Calculations: Total days from 1st Jan'2023 to 30th Jun'2023 = 181 days; Total holidays = 2 nos. Total Manpower = 1 nos. Total BOQ = 183X1 = 183 duties | Duties | 181 | 713 | Approved
SOUTHWINDS PROJECT LLP (PHASE - III & IV) | MARKETING PHASE - III & IV | Housekeeping |  | WO/SP34/MA34/8 | Secura Infra Services Pvt. Ltd. | Housekeeping staff | Providing Housekeeping staff @8.5 hr duty basis for full month including reliever on weekly off days. BOQ Calculations: Total days from 1st Jan'2023 to 30th Jun'2023 = 181 days; Total holidays = 3 nos. Total Manpower = 1 nos. Total BOQ = 184X2 = 368 duties | Duties | 363 | 500 | Approved
CHANDANNAGAR COMMERCIAL | OVERHEAD | Security Expenditure |  | WO/GC01/OH03/3 | Secura Infra Services Pvt. Ltd. | Security Guards | Providing one Security Guards @12 hr duty basis for full month including reliever on weekly off days from 01.01.2023. One additional guard wef. 01.03.2023. | Head | 10.17 | 17611 | Approved
SOUTHWINDS PROJECT LLP (PHASE - III & IV) | FINISHING PHASE - III | False Celling |  | WO/SP34/FW34/12 | MMK INTERIOR | Sample False Ceiling work at Lobby, Toilet & Kitchen area of Block-11. | False Ceiling work at Lobby, Toilet & Kitchen (Typical Floor + Gr. Floor )area of Block-11 as per BOQ ,dwg and direction of EIC. |  | 0 | 0 | Amended & Approved
SOUTHWINDS PROJECT LLP (PHASE - III & IV) | MARKETING PHASE - III & IV | False Celling |  |  |  | Sample False Ceiling work at Lobby, Toilet & Kitchen area of Block-11. | False Ceiling work at Lobby, Toilet & Kitchen (Typical Floor + Gr. Floor )area of Block-11 as per BOQ ,dwg and direction of EIC. |  |  |  | Draft
SOUTHWINDS PROJECT LLP (PHASE - III & IV) | MARKETING PHASE - III & IV | False Celling |  |  |  | Lobby - 12 mm Gypsum | False Ceiling (Lobby ) Providing and fixing with Gypsum board 12 mm thk. flat framework comprising of rolled galvanized metal sections consisting of the main channels to run in one direction at 1000mm c/c and secondary ceiling section at 525-650mm c/c in other direction connected to main channel with GI connecting clips of 10 SWG of approved quality. The grids shall be suspended from structural slab by GI strap hangers 15mmx15mm size @ 1000mm C/C both ways from structural support. Gypsum board 12 mm thick is then screwed & fixed to ceiling section, finished with jointing compound, paper tape including necessary scaffolding & tool tackles all complete as per direction of drawing and direction of Engineer-In-Charge | Sq.Ft. |  |  | Draft
SOUTHWINDS PROJECT LLP (PHASE - III & IV) | FINISHING PHASE - III | False Celling |  | WO/SP34/FW34/12 | MMK INTERIOR | Lobby - 12 mm Gypsum | False Ceiling (Lobby ) Providing and fixing with Gypsum board 12 mm thk. flat framework comprising of rolled galvanized metal sections consisting of the main channels to run in one direction at 1000mm c/c and secondary ceiling section at 525-650mm c/c in other direction connected to main channel with GI connecting clips of 10 SWG of approved quality. The grids shall be suspended from structural slab by GI strap hangers 15mmx15mm size @ 1000mm C/C both ways from structural support. Gypsum board 12 mm thick is then screwed & fixed to ceiling section, finished with jointing compound, paper tape including necessary scaffolding & tool tackles all complete as per direction of drawing and direction of Engineer-In-Charge | Sq.Ft. | 3666.667 | 70 | Approved
SOUTHWINDS PROJECT LLP (PHASE - III & IV) | MEP PHASE - III | Fire Fighting |  | WO/SP34/MW34/19 | Balajee Fire | PUMP Room | PUMP Room |  | 0 | 0 | Approved
SOUTHWINDS PROJECT LLP (PHASE - III & IV) | MEP PHASE - III | Fire Fighting |  | WO/SP34/MW34/19 | Balajee Fire | HYDRANT SYSTEM. (OUTSIDE PUMP HOUSE) | HYDRANT SYSTEM (OUTSIDE PUMP HOUSE) |  | 0 | 0 | Amended & Approved
SOUTHWINDS PROJECT LLP (PHASE - III & IV) | MEP PHASE - III | Fire Fighting |  | WO/SP34/MW34/19 | Balajee Fire | PORTABLE FIRE EXTINGUISHERS. | PORTABLE FIRE EXTINGUISHERS |  | 0 | 0 | Approved
SOUTHWINDS PROJECT LLP (PHASE - III & IV) | MEP PHASE - III | Fire Fighting |  | WO/SP34/MW34/19 | Balajee Fire | 4 Way Fire brigade inle | Installation, testing, commission of 4 Way Fire brigade inlet connection as per specification/drawing and direction of Engineer-in-charge.a) 4 Way Fire brigade inlet connection for reservoir with piping | Nos | 3 | 1774 | Approved
SOUTHWINDS PROJECT LLP (PHASE - III & IV) | MEP PHASE - III | Fire Fighting |  | WO/SP34/MW34/19 | Balajee Fire | 150 mm NB (Medium Grade) EXTERNAL | Installation, testing, commission of PIPING (ABOVE GROUND PIPING) as per specification/drawing and direction of Engineer-in-charge. a)150 mm NB (Medium Grade) EXTERNAL (Client would supply pipes only.) | Mtrs. | 342.23 | 877 | Approved
SOUTHWINDS PROJECT LLP (PHASE - III & IV) | MEP PHASE - III | Fire Fighting |  | WO/SP34/MW34/19 | Balajee Fire | 150 mm NB (Medium Grade) INTERNAL RISER | Installation, testing, commission of PIPING (ABOVE GROUND PIPING) as per specification/drawing and direction of Engineer-in-charge. a)150 mm NB (Medium Grade) INTERNAL RISER (Client would supply pipes only.) | Mtrs. | 127.915 | 877 | Approved
SOUTHWINDS PROJECT LLP (PHASE - III & IV) | MEP PHASE - III | Fire Fighting |  | WO/SP34/MW34/19 | Balajee Fire | 80 mm NB (Medium Grade) | Installation, testing, commission of PIPING (ABOVE GROUND PIPING) as per specification/drawing and direction of Engineer-in-charge. a)80 mm NB (Medium Grade) (Client would supply pipes only.) | Mtrs. | 13.65 | 456 | Approved
SOUTHWINDS PROJECT LLP (PHASE - III & IV) | MEP PHASE - III | Fire Fighting |  | WO/SP34/MW34/19 | Balajee Fire | 25 mm NB (Heavy grade) | Installation, testing, commission of PIPING (ABOVE GROUND PIPING) as per specification/drawing and direction of Engineer-in-charge. a)25 mm NB (Heavy grade) for Hose reel & Air release Valve. (Client would supply pipes only.) | Mtrs. | 39.42 | 192 | Approved
SOUTHWINDS PROJECT LLP (PHASE - III & IV) | MEP PHASE - III | Fire Fighting |  | WO/SP34/MW34/19 | Balajee Fire | 150 mm NB (Heavy grade) | Installation, testing, commission of MS PIPING (UNDER GROUND PIPING) as per specification/drawing and direction of Engineer-in-charge. a)150 mm NB (Heavy grade) including earth cutting (Client would supply pipes only.) | Mtrs. | 105.3 | 1438 | Approved
SOUTHWINDS PROJECT LLP (PHASE - III & IV) | MEP PHASE - III | Fire Fighting |  | WO/SP34/MW34/19 | Balajee Fire | CAST IRON GATE VALVE (PN 1.6) 150 mm NB | Installation, testing, commission of VALVE AND SPECIALITIES as per specification/drawing and direction of Engineer-in-charge. a) CAST IRON GATE VALVE (PN 1.6) 150 mm NB(EXTERNAL HYD. LINE) | Nos | 8 | 2205 | Approved
SOUTHWINDS PROJECT LLP (PHASE - III & IV) | MEP PHASE - III | Fire Fighting |  | WO/SP34/MW34/19 | Balajee Fire | CAST IRON NON RETURN VALVE -150 mm NB | Installation, testing, commission of VALVE AND SPECIALITIES as per specification/drawing and direction of Engineer-in-charge. a) CAST IRON NON RETURN VALVE (Duel plate Wafer Type) (PN 1.6)-150 mm NB | Nos | 3 | 2205 | Approved
SOUTHWINDS PROJECT LLP (PHASE - III & IV) | MEP PHASE - III | Fire Fighting |  | WO/SP34/MW34/19 | Balajee Fire | Hydrant Valve with stand pipe and bend | Installation, testing, commission of HYDRANT SYS. ACCESSORIES as per specification/drawing and direction of Engineer-in-charge. a) Hydrant Valve with stand pipe and bend for outdoor hydrants (Single headed) | Nos | 6 | 1630 | Approved
SOUTHWINDS PROJECT LLP (PHASE - III & IV) | MEP PHASE - III | Fire Fighting |  | WO/SP34/MW34/19 | Balajee Fire | Landing valve for indoor hydrants | Installation, testing, commission of HYDRANT SYS. ACCESSORIES as per specification/drawing and direction of Engineer-in-charge. a) Landing valve for indoor hydrants | Nos | 43 | 1630 | Approved
SOUTHWINDS PROJECT LLP (PHASE - III & IV) | MEP PHASE - III | Fire Fighting |  | WO/SP34/MW34/19 | Balajee Fire | 15 M long Hose with couplings | Installation, testing, commission of HYDRANT SYS. ACCESSORIES as per specification/drawing and direction of Engineer-in-charge. a) 15 M long Hose with couplings | Nos | 98 | 129 | Approved
SOUTHWINDS PROJECT LLP (PHASE - III & IV) | MEP PHASE - III | Fire Fighting |  | WO/SP34/MW34/19 | Balajee Fire | Jet Nozzle with branch pipe | Installation, testing, commission of HYDRANT SYS. ACCESSORIES as per specification/drawing and direction of Engineer-in-charge. a) Jet Nozzle with branch pipe | Nos | 49 | 129 | Approved
SOUTHWINDS PROJECT LLP (PHASE - III & IV) | MEP PHASE - III | Fire Fighting |  | WO/SP34/MW34/19 | Balajee Fire | Hose cabinet with support and foundation | Installation, testing, commission of HYDRANT SYS. ACCESSORIES as per specification/drawing and direction of Engineer-in-charge. a) Hose cabinet with support and foundation for outdoor hydrants. | Nos | 6 | 129 | Approved
SOUTHWINDS PROJECT LLP (PHASE - III & IV) | MEP PHASE - III | Fire Fighting |  | WO/SP34/MW34/19 | Balajee Fire | Hose cabinet with support for indoor hydrants. | Installation, testing, commission of HYDRANT SYS. ACCESSORIES as per specification/drawing and direction of Engineer-in-charge. a) Hose cabinet with support for indoor hydrants. | Nos | 43 | 129 | Approved
SOUTHWINDS PROJECT LLP (PHASE - III & IV) | MEP PHASE - III | Fire Fighting |  | WO/SP34/MW34/19 | Balajee Fire | Swinging Hose reel drum & S.S. bend pipe with 20 mm | Installation, testing, commission of HYDRANT SYS. ACCESSORIES as per specification/drawing and direction of Engineer-in-charge. a) Swinging Hose reel drum & S.S. bend pipe with 20 mm dia 30M long rubber hose including shut of nozzle. | Nos | 40 | 456 | Approved
SOUTHWINDS PROJECT LLP (PHASE - III & IV) | MEP PHASE - III | Fire Fighting |  | WO/SP34/MW34/19 | Balajee Fire | 80 mm NB on upstream of hydrant valves | Supply, Installation, testing, commission of ORIFICE PLATE (SS 304) (6 mm thk.) as per specification/drawing and direction of Engineer-in-charge. a) 80 mm NB on upstream of hydrant valves (As required) | Lot | 0 | 19180 | Approved
SOUTHWINDS PROJECT LLP (PHASE - III & IV) | MEP PHASE - III | Fire Fighting |  | WO/SP34/MW34/19 | Balajee Fire | 25 NB Ball Valve for swing Hose reel | Supply, Installation, testing, commission of 25 NB Ball Valve for swing Hose reel as per specification/drawing and direction of Engineer-in-charge. | Nos | 40 | 1438 | Approved
SOUTHWINDS PROJECT LLP (PHASE - III & IV) | MEP PHASE - III | Fire Fighting |  | WO/SP34/MW34/19 | Balajee Fire | 25mm NB with one no. root valve & Vent valve (Ball type) | Supply, Installation, testing, commission of AIR RELEASE VALVE as per specification/drawing and direction of Engineer-in-charge. a) 25mm NB with one no. root valve & Vent valve (Ball type) on top of each risers for Hydrant system (Refer sketch Enclosed) | Nos | 3 | 5083 | Approved
SOUTHWINDS PROJECT LLP (PHASE - III & IV) | MEP PHASE - III | Fire Fighting |  | WO/SP34/MW34/19 | Balajee Fire | Pressure Gauge with half Coupling, nipple, root valve (Globe type) | Supply, Installation, testing, commission of AIR RELEASE VALVE as per specification/drawing and direction of Engineer-in-charge. a) Pressure Gauge with half Coupling, nipple, root valve (Globe type), adapter, vibration damper as per sketch enclosed. | Nos | 3 | 3510 | Approved
SOUTHWINDS PROJECT LLP (PHASE - III & IV) | MEP PHASE - III | Fire Fighting |  | WO/SP34/MW34/19 | Balajee Fire | 6 Kg ABC type Fire Extinguishers | Installation, testing, commissioning of PORTABLE FIRE EXTINGUISHERS for (i) 6 Kg ABC type Fire Extinguishers as per specification/drawing and direction of Engineer in charge. | Nos | 44 | 192 | Approved
SOUTHWINDS PROJECT LLP (PHASE - III & IV) | MEP PHASE - III | Fire Fighting |  | WO/SP34/MW34/19 | Balajee Fire | 4.5 Kg CO2 type Fire Extinguishers | Installation, testing, commissioning of PORTABLE FIRE EXTINGUISHERS for (i) 4.5 Kg CO2 type Fire Extinguishers as per specification/drawing and direction of Engineer in charge. | Nos | 44 | 192 | Approved
SOUTHWINDS PROJECT LLP (PHASE - III & IV) | MEP PHASE - III | Fire Fighting |  | WO/SP34/MW34/19 | Balajee Fire | 9 Ltrs Mechanical Foam Extinguishers | Installation, testing, commissioning of PORTABLE FIRE EXTINGUISHERS for (i) 9 Ltrs Mechanical Foam Extinguishers as per specification/drawing and direction of Engineer in charge. | Nos | 2 | 192 | Approved
SOUTHWINDS PROJECT LLP (PHASE - III & IV) | MEP PHASE - III | Fire Fighting |  | WO/SP34/MW34/20 | Balajee Fire | PANELS AND ASSOCIATED EQUIPMENTS | PANELS AND ASSOCIATED EQUIPMENTS. |  | 0 | 0 | Approved
SOUTHWINDS PROJECT LLP (PHASE - III & IV) | MEP PHASE - III | Fire Fighting |  | WO/SP34/MW34/20 | Balajee Fire | DETECTORS AND OTHER DEVICES | DETECTORS AND OTHER DEVICES |  | 0 | 0 | Approved
SOUTHWINDS PROJECT LLP (PHASE - III & IV) | MEP PHASE - III | Fire Fighting |  | WO/SP34/MW34/20 | Balajee Fire | CABLING AND CONDUIT WORK | CABLING AND CONDUIT WORK. |  | 0 | 0 | Approved
SOUTHWINDS PROJECT LLP (PHASE - III & IV) | MEP PHASE - III | Fire Fighting |  | WO/SP34/MW34/20 | Balajee Fire | PA SYSTEM AND ASSOCIATED EQUIPMENTS | PA SYSTEM AND ASSOCIATED EQUIPMENTS. |  | 0 | 0 | Approved
SOUTHWINDS PROJECT LLP (PHASE - III & IV) | MEP PHASE - III | Fire Fighting |  | WO/SP34/MW34/20 | Balajee Fire | CABLING AND CONDUIT WORK (For PA System) | CABLING AND CONDUIT WORK. (For PA System) |  | 0 | 0 | Approved
SOUTHWINDS PROJECT LLP (PHASE - III & IV) | MEP PHASE - III | Fire Fighting |  | WO/SP34/MW34/20 | Balajee Fire | TALKBACK SYSTEM AND ASSOCIATED EQUIPMENTS | TALKBACK SYSTEM AND ASSOCIATED EQUIPMENTS. |  | 0 | 0 | Approved
SOUTHWINDS PROJECT LLP (PHASE - III & IV) | MEP PHASE - III | Fire Fighting |  | WO/SP34/MW34/20 | Balajee Fire | Microprocessor based(Analogue addressable type, BMS Compatible, Networkable) | Installing, testing and commissioning of Microprocessor based(Analogue addressable type, BMS Compatible, Networkable) intelligent and electronically addressable, modular, expandable, networkable, loops as given below (each loop consist of 99 detector & 99 devices) Fire Alarm Control Panel with minimum 6 inch/ 640 character LCD display, multiple access levels, event history file in non-volatile memory (EEPROM). The panel shall support programmable relays controlled by powerful Boolean logic equation. The panel shall have 240 volts AC power supply, automatic battery charger, 24 volts, sealed lead acid maintenance free batteries sufficient for 24 hours normal working and then be capable of operating the system for 60 minutes during emergency condition.2 Loop (each loop consist of 99 detector & 99 devices) | Set | 2 | 9590 | Approved
SOUTHWINDS PROJECT LLP (PHASE - III & IV) | MEP PHASE - III | Fire Fighting |  | WO/SP34/MW34/20 | Balajee Fire | Repeater panel | Installing, testing and commissioning of Repeater panel with minimum 6 inch/ 640 character LCD Display complete with accessories as required. | Set | 0 |  | Approved
SOUTHWINDS PROJECT LLP (PHASE - III & IV) | MEP PHASE - III | Fire Fighting |  | WO/SP34/MW34/20 | Balajee Fire | Net Working Card | Installing, testing and commissioning of Net Working Card complete with all accessories. | Nos | 0 |  | Approved
SOUTHWINDS PROJECT LLP (PHASE - III & IV) | MEP PHASE - III | Fire Fighting |  | WO/SP34/MW34/20 | Balajee Fire | ANALOGUE ADDRESSABLE MULTICRITERIA DETECTOR-(Photo Electric) | Installing, testing and commissioning of ANALOGUE ADDRESSABLE MULTICRITERIA DETECTOR (Heat cum Smoke - optical type) (Photo Electric) | Nos | 10 | 360 | Approved
SOUTHWINDS PROJECT LLP (PHASE - III & IV) | MEP PHASE - III | Fire Fighting |  | WO/SP34/MW34/20 | Balajee Fire | ANALOGUE ADDRESSABLE MULTICRITERIA DETECTOR-(Photo-Thermal) | Installing, testing and commissioning of ANALOGUE ADDRESSABLE MULTICRITERIA DETECTOR (Heat cum Smoke - optical type)(Photo-Thermal) | Nos | 48 | 360 | Approved
SOUTHWINDS PROJECT LLP (PHASE - III & IV) | MEP PHASE - III | Fire Fighting |  | WO/SP34/MW34/20 | Balajee Fire | ANALOGUE ADDRESSABLE MANUAL CALL POINT | Installing, testing & commissioning of ANALOGUE ADDRESSABLE MANUAL CALL POINT | Nos | 52 | 360 | Approved
SOUTHWINDS PROJECT LLP (PHASE - III & IV) | MEP PHASE - III | Fire Fighting |  | WO/SP34/MW34/20 | Balajee Fire | FAULT ISOLATOR | Installing, testing & commissioning of FAULT ISOLATOR | Nos | 11 | 360 | Approved
SOUTHWINDS PROJECT LLP (PHASE - III & IV) | MEP PHASE - III | Fire Fighting |  | WO/SP34/MW34/20 | Balajee Fire | ANALOGUE ADDRESSABLE CONTROL MODULE | Installing, testing & commissioning of ANALOGUE ADDRESSABLE CONTROL MODULE | Nos | 26 | 360 | Approved
SOUTHWINDS PROJECT LLP (PHASE - III & IV) | MEP PHASE - III | Fire Fighting |  | WO/SP34/MW34/20 | Balajee Fire | ANALOGUE ADDRESSABLE CEILING / WALL MOUNTED ANALOGUE ADDRESSABLE HORN cum STROBE | Installing, testing & commissioning of ANALOGUE ADDRESSABLE CEILING / WALL MOUNTED ANALOGUE ADDRESSABLE HORN cum STROBE complete. | Nos | 52 | 360 | Approved
SOUTHWINDS PROJECT LLP (PHASE - III & IV) | MEP PHASE - III | Fire Fighting |  | WO/SP34/MW34/20 | Balajee Fire | 2C x 1.5 mm2 MULTI STAND XLPE FRLS (ARMOURED / UNARMOURD CABLE) | Installation, testing & commissioning for FRLS ARMOURED CABLING complete with lugs, laying inside conduits and termination of both ends. a) 2C x 1.5 mm2 MULTI STAND XLPE FRLS (ARMOURED / UNARMOURD CABLE) FOR LOOP & POWER as per specification/drawing and direction of Engineer-in-charge. (ONLY CABLE SUPPLY BY CLINT.) | Mtrs. | 3449.5 | 43 | Approved
SOUTHWINDS PROJECT LLP (PHASE - III & IV) | MEP PHASE - III | Fire Fighting |  | WO/SP34/MW34/20 | Balajee Fire | 4C x 1.5 mm2 MULTI STAND XLPE FRLS ARMOURED CABLE Buried Type | Installation, testing & commissioning for FRLS ARMOURED CABLING complete with lugs, laying inside conduits and termination of both ends. b) 4C x 1.5 mm2 MULTI STAND XLPE FRLS ARMOURED CABLE Buried Type as per specification/drawing and direction of Engineer-in-charge | Mtrs. | 496 | 48 | Approved
SOUTHWINDS PROJECT LLP (PHASE - III & IV) | MEP PHASE - III | Fire Fighting |  | WO/SP34/MW34/20 | Balajee Fire | PA CONSOLE | Supply, Installing, testing & commissioning of PA CONSOLE complete with Amplifier unit with selector switch for individual /all call, rectifier, 2 Nos. 42 Amp battery, battery charger & M.S. Battery box, UPS with necessary supporting frame work auxiliary contacts etc.as detailed in the detailed technical specification. Selection of watts of Amplifier shall be decided by Bidder with future provision. (For individual floor call as well as all call) as per drawing . | Nos | 2 | 76720 | Approved
SOUTHWINDS PROJECT LLP (PHASE - III & IV) | MEP PHASE - III | Fire Fighting |  | WO/SP34/MW34/20 | Balajee Fire | Wall Mounted Speakers | Supply, installing, testing and commissioning of Fire panel supervised 78db-90db Wall Mounted Speakers as specified & same make as of panel. Speakers shall be 2 Watt with multi taps of 0.25W, 0.5W, 1W and 2W. | Nos | 52 | 1534 | Approved
SOUTHWINDS PROJECT LLP (PHASE - III & IV) | MEP PHASE - III | Fire Fighting |  | WO/SP34/MW34/20 | Balajee Fire | FRLS ARMOURED CABLING | Installation, testing & commissioning for FRLS ARMOURED CABLING complete with lugs, laying inside conduits and termination of both ends. a) 2C x 1.5 mm2 MULTI STAND XLPE FRLS (ARMOURED /UNARMOURD CABLE) FOR LOOP & POWER as per specification/drawing and direction of Engineer-in-charge. (ONLY CABLE SUPPLY BY CLINT.) | Mtrs. | 1318.3 | 43 | Approved
SOUTHWINDS PROJECT LLP (PHASE - III & IV) | MEP PHASE - III | Fire Fighting |  | WO/SP34/MW34/20 | Balajee Fire | 10C x 1.5 mm2 MULTI STAND XLPE FRLS Armoured Cable (PA Console to JB) | Installation, testing & commissioning for d) 10C x 1.5 mm2 MULTI STAND XLPE FRLS Armoured Cable (PA Console to JB) as per drawing and direction of Engineer-in-charge (ONLY CABLE SUPPLY BY CLINT.) | Mtrs. | 73.1 | 62 | Approved
SOUTHWINDS PROJECT LLP (PHASE - III & IV) | MEP PHASE - III | Fire Fighting |  | WO/SP34/MW34/20 | Balajee Fire | MASTER SET | Supply, Installing, testing & commissioning of MASTER SET with mounting arrangement as per specification/drawing. | Nos | 2 | 76720 | Approved
SOUTHWINDS PROJECT LLP (PHASE - III & IV) | MEP PHASE - III | Fire Fighting |  | WO/SP34/MW34/20 | Balajee Fire | 2 way communication Fire Fighter's Handset | Supply, installing, testing and commissioning of 2 way communication Fire Fighter's Handset | Nos | 48 | 479 | Approved
SOUTHWINDS PROJECT LLP (PHASE - III & IV) | MEP PHASE - III | Fire Fighting |  | WO/SP34/MW34/20 | Balajee Fire | FLEXIBLE TELEPHONE CABLE 2 Pair x 0.5 sq. mm | Providing and fixing in position of FRLS PVC conduit including bends, junction boxes, pull boxes, GI pull wire including necessary civil work such as chase cutting, chipping, making good for recessed conduiting or clamping on surface with saddles, clamps etc. for surface conduiting FLEXIBLE TELEPHONE CABLE 2 Pair x 0.5 sq. mm (ONLY CABLE SUPPLY BY CLINT.) | Mtrs. | 1506.1 | 38 | Approved
The Ramdulari | BLOCK | Civil | Sub & Super Structure Work | WO/RP/RP02/23 | ADRIJA CONSTRUCTION | Core cutting work at 1st Floor Lift Wall for Tower Crane support as per BOQ,dwg and direction of EIC. | Core cutting work at 1st Floor Lift Wall for Tower Crane support as per BOQ,dwg and direction of EIC. |  | 0 | 0 | Approved
The Ramdulari | BLOCK | Civil | Sub & Super Structure Work | WO/RP/RP02/23 | ADRIJA CONSTRUCTION | Core Cutting of 250mm dia. in RCC | Charges for Core cutting work of 250mm dia, depth up to 250mm in RCC beam/slab/wall for making through holes at locations marked & directed by EIC, including all machineries, tools, tackles, transportation and labour as per drawing and direction of Engineer-in-Charge. | Nos | 8 | 900 | Approved
The Ramdulari | COMMON INFRASTRUCTURE | Consultancy Charges | OTHER CONSLUTANTS | WO/RP/RP03/24 | OMEGA Consultant Services | Testing Charges for TMT Bar | Testing Charges for TMT Bar: A. Physical Test: (By Computerized Universal Testing Machine) 1. UTS, % EI,& Y.S 2.Bend Test 3. Rebend Test 4. Weight per meter. | Set | 3 | 1500 | Amended & Approved
SOUTHWINDS PROJECT LLP (PHASE - III & IV) | FINISHING PHASE - III | False Celling |  | WO/SP34/FW34/12 | MMK INTERIOR | Sample False Work Ceiling for AC Unit at Block 11 1st Floor as per BOQ,dwg and direction of EIC. | Pelmet Work for AC Unit at Block 11 ( Typical Floor ) as per BOQ, dwg and direction of EIC. |  | 0 | 0 | Amended & Approved
SOUTHWINDS PROJECT LLP (PHASE - III & IV) | MARKETING PHASE - III & IV | False Celling |  |  |  | Sample False Work Ceiling for AC Unit at Block 11 1st Floor as per BOQ,dwg and direction of EIC. | Pelmet Work for AC Unit at Block 11 ( Typical Floor ) as per BOQ, dwg and direction of EIC. |  |  |  | Draft
SOUTHWINDS PROJECT LLP (PHASE - III & IV) | FINISHING PHASE - IV | False Celling |  |  |  | Sample False Work Ceiling for AC Unit at Block 11 1st Floor as per BOQ,dwg and direction of EIC. | Pelmet Work for AC Unit at Block 11 ( Typical Floor ) as per BOQ, dwg and direction of EIC. |  |  |  | Draft
SOUTHWINDS PROJECT LLP (PHASE - III & IV) | FINISHING PHASE - IV | False Celling |  |  |  | Fixing of Pelmet with Ply | Labour Charges for fixing pelmet with Ply (1500X500MM) of AC Indoor Unit position over the approved drawing and direction of EIC including necessary scaffolding (Only Ply will supplied by client subject to reconciliation basis ) | Nos |  |  | Draft
SOUTHWINDS PROJECT LLP (PHASE - III & IV) | MARKETING PHASE - III & IV | False Celling |  |  |  | Fixing of Pelmet with Ply | Labour Charges for fixing pelmet with Ply (1500X500MM) of AC Indoor Unit position over the approved drawing and direction of EIC including necessary scaffolding (Only Ply will supplied by client subject to reconciliation basis ) | Nos |  |  | Draft
SOUTHWINDS PROJECT LLP (PHASE - III & IV) | FINISHING PHASE - III | False Celling |  | WO/SP34/FW34/12 | MMK INTERIOR | Fixing of Pelmet with Ply | Labour Charges for fixing pelmet with Ply (1500X500MM) of AC Indoor Unit position over the approved drawing and direction of EIC including necessary scaffolding (Only Ply will supplied by client subject to reconciliation basis ) | Nos | 468 | 950 | Approved
SOUTHWINDS PROJECT LLP (PHASE - III & IV) | FINISHING PHASE - III | False Celling |  | WO/SP34/FW34/12 | MMK INTERIOR | HVAC False Ceiling | 175x500 mm HVAC False Ceiling Cove Providing and fixing with Gypsum board 12 mm thk. flat framework comprising of rolled galvanized metal sections consisting with GI connecting clips of 10 SWG of approved quality. Gypsum board 12 mm thick fixed with screwed finished with jointing compound, paper tape including necessary scaffolding & tool tackles all complete as per direction of drawing and direction of Engineer-In-Charge Gypsum Board Make: India Gypsum Channel Make: India Gypsum/ Equivalent | RMT | 1432.6 | 400 | Approved
SOUTHWINDS PROJECT LLP (PHASE - III & IV) | MARKETING PHASE - III & IV | False Celling |  |  |  | HVAC False Ceiling | 175x500 mm HVAC False Ceiling Cove Providing and fixing with Gypsum board 12 mm thk. flat framework comprising of rolled galvanized metal sections consisting with GI connecting clips of 10 SWG of approved quality. Gypsum board 12 mm thick fixed with screwed finished with jointing compound, paper tape including necessary scaffolding & tool tackles all complete as per direction of drawing and direction of Engineer-In-Charge Gypsum Board Make: India Gypsum Channel Make: India Gypsum/ Equivalent | RMT |  |  | Draft
SOUTHWINDS PROJECT LLP (PHASE - III & IV) | FINISHING PHASE - IV | False Celling |  |  |  | HVAC False Ceiling | 175x500 mm HVAC False Ceiling Cove Providing and fixing with Gypsum board 12 mm thk. flat framework comprising of rolled galvanized metal sections consisting with GI connecting clips of 10 SWG of approved quality. Gypsum board 12 mm thick fixed with screwed finished with jointing compound, paper tape including necessary scaffolding & tool tackles all complete as per direction of drawing and direction of Engineer-In-Charge Gypsum Board Make: India Gypsum Channel Make: India Gypsum/ Equivalent | RMT |  |  | Draft
SOUTHWINDS PROJECT LLP (PHASE - III & IV) | FINISHING PHASE - IV | False Celling |  |  |  | Pelmet cove | Pelmet cove (100x100) for Balcony door/Room Window - Fixing of ply at top & side area before providing and fixing with Gypsum board 12 mm thk. flat framework comprising of rolled galvanized metal sections . Gypsum board 12 mm thick fixed with screw, finished with jointing compound, paper tape including necessary scaffolding & tool tackles all complete as per direction of drawing and direction of Engineer-In-Charge Gypsum Board Make: India Gypsum Channel Make: India Gypsum/ Equivalent | RMT |  |  | Draft
SOUTHWINDS PROJECT LLP (PHASE - III & IV) | MARKETING PHASE - III & IV | False Celling |  |  |  | Pelmet cove | Pelmet cove (100x100) for Balcony door/Room Window - Fixing of ply at top & side area before providing and fixing with Gypsum board 12 mm thk. flat framework comprising of rolled galvanized metal sections . Gypsum board 12 mm thick fixed with screw, finished with jointing compound, paper tape including necessary scaffolding & tool tackles all complete as per direction of drawing and direction of Engineer-In-Charge Gypsum Board Make: India Gypsum Channel Make: India Gypsum/ Equivalent | RMT |  |  | Draft
SOUTHWINDS PROJECT LLP (PHASE - III & IV) | FINISHING PHASE - III | False Celling |  | WO/SP34/FW34/12 | MMK INTERIOR | Pelmet cove | Pelmet cove (100x100) for Balcony door/Room Window - Fixing of ply at top & side area before providing and fixing with Gypsum board 12 mm thk. flat framework comprising of rolled galvanized metal sections . Gypsum board 12 mm thick fixed with screw, finished with jointing compound, paper tape including necessary scaffolding & tool tackles all complete as per direction of drawing and direction of Engineer-In-Charge Gypsum Board Make: India Gypsum Channel Make: India Gypsum/ Equivalent | RMT | 104 | 220 | Approved
SOUTHWINDS PROJECT LLP (PHASE - III & IV) | FINISHING PHASE - III | False Celling |  | WO/SP34/FW34/12 | MMK INTERIOR | ''L '' shape Ply Paelling work at Block 11 1st Floor Lift Lobby as per BOQ, Dwg and direction of EIC. | Labour Charges for fixing ''L'' Shape Ply Panelling with Laminate finish (75mmx50mm) at lift lobby over the approved drawing and direction of EIC including necessary scaffolding (Only Ply & laminate will supplied by client subject to reconciliation basis ) | Rft | 416 | 140 | Approved
SOUTHWINDS PROJECT LLP (PHASE - III & IV) | FINISHING PHASE - III | False Celling |  | WO/SP34/FW34/12 | MMK INTERIOR | False Ceiling (Lobby cove ) | False Ceiling (Lobby cove ) Providing and fixing with Gypsum board 12 mm thk. flat framework comprising of rolled galvanized metal sections consisting of the main channels to run in one direction at 1000mm c/c and secondary ceiling section at 525-650mm c/c in other direction connected to main channel with GI connecting clips of 10 SWG of approved quality. The grids shall be suspended from structural slab by GI strap hangers 15mmx15mm size @ 1000mm C/C both ways from structural support. Gypsum board 12 mm thick is then screwed & fixed to ceiling section, finished with jointing compound, paper tape including necessary scaffolding & tool tackles all complete as per direction of drawing and direction of Engineer-In-Charge | Rft | 491.482 | 60 | Approved
SOUTHWINDS PROJECT LLP (PHASE - III & IV) | MARKETING PHASE - III & IV | False Celling |  |  |  | False Ceiling (Lobby cove ) | False Ceiling (Lobby cove ) Providing and fixing with Gypsum board 12 mm thk. flat framework comprising of rolled galvanized metal sections consisting of the main channels to run in one direction at 1000mm c/c and secondary ceiling section at 525-650mm c/c in other direction connected to main channel with GI connecting clips of 10 SWG of approved quality. The grids shall be suspended from structural slab by GI strap hangers 15mmx15mm size @ 1000mm C/C both ways from structural support. Gypsum board 12 mm thick is then screwed & fixed to ceiling section, finished with jointing compound, paper tape including necessary scaffolding & tool tackles all complete as per direction of drawing and direction of Engineer-In-Charge | Rft |  |  | Draft
SOUTHWINDS PROJECT LLP (PHASE - III & IV) | MARKETING PHASE - III & IV | False Celling |  |  |  | False Ceiling Inside of Flat (Toilet Area) | False Ceiling Inside of Flat (Toilet Area) including Trap door in each Toilet: Providing and fixing with 6mm th. Cement fibre board (Moisture resistant) Flat framework comprising of rolled galvanized metal sections consisting of the main channels to run in one direction at 1000mm c/c and secondary ceiling section at 525-650mm c/c in other direction connected to main channel with GI connecting clips of 10 SWG of approved quality. The grids shall be suspended from structural slab by GI strap hangers 15mm x 15mm size @ 1000mm C/C both ways from structural support.6mm thk. Cement fibre board (Moisture resistant) is then screwed & fixed to ceiling section, finished with jointing compound, paper tape including necessary scaffolding & tool tackles all complete as per direction of drawing and direction of Engineer-In-Charge. Board Brand: Everest / Equivalent Channel Make: Indian Gypsum / Equivalent | Sq.Ft. |  |  | Draft
SOUTHWINDS PROJECT LLP (PHASE - III & IV) | FINISHING PHASE - III | False Celling |  | WO/SP34/FW34/12 | MMK INTERIOR | False Ceiling Inside of Flat (Toilet Area) | False Ceiling Inside of Flat (Toilet Area) including Trap door in each Toilet: Providing and fixing with 6mm th. Cement fibre board (Moisture resistant) Flat framework comprising of rolled galvanized metal sections consisting of the main channels to run in one direction at 1000mm c/c and secondary ceiling section at 525-650mm c/c in other direction connected to main channel with GI connecting clips of 10 SWG of approved quality. The grids shall be suspended from structural slab by GI strap hangers 15mm x 15mm size @ 1000mm C/C both ways from structural support.6mm thk. Cement fibre board (Moisture resistant) is then screwed & fixed to ceiling section, finished with jointing compound, paper tape including necessary scaffolding & tool tackles all complete as per direction of drawing and direction of Engineer-In-Charge. Board Brand: Everest / Equivalent Channel Make: Indian Gypsum / Equivalent | Sq.Ft. | 9260.84 | 65 | Approved
SOUTHWINDS PROJECT LLP (PHASE - III & IV) | FINISHING PHASE - III | False Celling |  | WO/SP34/FW34/12 | MMK INTERIOR | Trap Door At Toilet | Trap Door At Toilet Providing and fixing of Trap Door made with 6 mm Cement Fibre Board including galvanized metal sections with fittings and fixtures at all 4 peripheries of cut out area and trap door) to,all finishing at all level as per drawing and direction of Engineer-in-Charge. size 1.5' x 1.5' | Nos | 247 | 300 | Approved
SOUTHWINDS PROJECT LLP (PHASE - III & IV) | MARKETING PHASE - III & IV | False Celling |  |  |  | Trap Door At Toilet | Trap Door At Toilet Providing and fixing of Trap Door made with 6 mm Cement Fibre Board including galvanized metal sections with fittings and fixtures at all 4 peripheries of cut out area and trap door) to,all finishing at all level as per drawing and direction of Engineer-in-Charge. size 1.5' x 1.5' | Nos |  |  | Draft
SOUTHWINDS PROJECT LLP (PHASE - III & IV) | MARKETING PHASE - III & IV | False Celling |  |  |  | False Ceiling Inside of Flat ( Kitchen Area) | False Ceiling Inside of Flat ( Kitchen Area) including Trap door in each Kitchen: Providing and fixing of False Ceiling with 12mm thick Gypsum board over framework comprising of rolled galvanized metal sections consisting of the main channels including all tools & tackles and finished with jointing compound, paper tape including necessary scaffolding at Toilet, Kitchen & Balcony area inside of Flat,along with Trap Doors (Including Galvanized metal sections with fittings and fixture; at all 4 peripheries of cut out area and trap door) of size 1.5' x 1.5' in each toilet areas as per drawing and direction of Engineer-in-Charge. Rate has been considered per numbers of Flat/Kitchen | Nos |  |  | Draft
SOUTHWINDS PROJECT LLP (PHASE - III & IV) | FINISHING PHASE - III | False Celling |  | WO/SP34/FW34/12 | MMK INTERIOR | False Ceiling Inside of Flat ( Kitchen Area) | False Ceiling Inside of Flat ( Kitchen Area) including Trap door in each Kitchen: Providing and fixing of False Ceiling with 12mm thick Gypsum board over framework comprising of rolled galvanized metal sections consisting of the main channels including all tools & tackles and finished with jointing compound, paper tape including necessary scaffolding at Toilet, Kitchen & Balcony area inside of Flat,along with Trap Doors (Including Galvanized metal sections with fittings and fixture; at all 4 peripheries of cut out area and trap door) of size 1.5' x 1.5' in each toilet areas as per drawing and direction of Engineer-in-Charge. Rate has been considered per numbers of Flat/Kitchen | Nos | 104 | 1900 | Approved
SOUTHWINDS PROJECT LLP (PHASE - III & IV) | PRE-CONSTRUCTION PHASE - III & IV | Fire Fighting |  | WO/SP34/PC34/18 | FIRESAFE SAFETY ENTERPRISES | Fire Extinguisher re-filling,Painting, Servicing and Stickering Work as per BOQ and direction of EIC. | Fire Extinguisher re-filling, Painting, Servicing and Stickering Work as per BOQ and direction of EIC. |  | 0 | 0 | Approved
SOUTHWINDS PROJECT LLP (PHASE - III & IV) | PRE-CONSTRUCTION PHASE - III & IV | Fire Fighting |  | WO/SP34/PC34/18 | FIRESAFE SAFETY ENTERPRISES | ABC type Fire Extinguisher | Charges for refilling of ABC type Fire Extinguisher capacity: 06 Kg.(Rate including all required materials, labours, tools & tackles and necessary arrangements for the work.) | Nos | 31 | 320 | Approved
SOUTHWINDS PROJECT LLP (PHASE - III & IV) | PRE-CONSTRUCTION PHASE - III & IV | Fire Fighting |  | WO/SP34/PC34/18 | FIRESAFE SAFETY ENTERPRISES | C02 type Fire Extinguisher | Charges for refilling of CO2 type Fire Extinguisher capacity: 4.5Kg.(Rate including all required materials, labours, tools & tackles and necessary arrangements for the work.) | Nos | 2 | 320 | Approved
SOUTHWINDS PROJECT LLP (PHASE - III & IV) | PRE-CONSTRUCTION PHASE - III & IV | Fire Fighting |  | WO/SP34/PC34/18 | FIRESAFE SAFETY ENTERPRISES | Foam type Fire Extinguisher | Charges for refilling of M.Foam type Fire Extinguisher capacity: 09 Kg.(Rate including all required materials, labours, tools & tackles and necessary arrangements for the work.) | Nos | 4 | 320 | Approved
SOUTHWINDS PROJECT LLP (PHASE - III & IV) | PRE-CONSTRUCTION PHASE - III & IV | Fire Fighting |  | WO/SP34/PC34/18 | FIRESAFE SAFETY ENTERPRISES | Painting ,Servicing and Stickering Work. | Painting, Servicing and Stickering Work as per direction of EIC.) (Rate including all required materials, labours, tools & tackles and necessary arrangements for the work.) | Nos | 22 | 300 | Approved
SOUTHWINDS PROJECT LLP (PHASE - III & IV) | PRE-CONSTRUCTION PHASE - III & IV | Fire Fighting |  | WO/SP34/PC34/18 | FIRESAFE SAFETY ENTERPRISES | Stricking | Stricking work as per direction of EIC.) (Rate including all required materials, labours, tools & tackles and necessary arrangements for the work.) | Nos | 13 | 120 | Approved
SOUTHWINDS PROJECT LLP (PHASE - III & IV) | PRE-CONSTRUCTION PHASE - III & IV | Fire Fighting |  | WO/SP34/PC34/18 | FIRESAFE SAFETY ENTERPRISES | Hose Pipe | Hose Pipe for ABC type Fire Extinguisher capacity: 06 Kg(Rate including all required materials, labours, tools & tackles and necessary arrangements for the work.) | Nos. | 4 | 120 | Approved
The Ramdulari | BLOCK | Civil | Sub & Super Structure Work | WO/RP/RP02/24 | IROX ENGINEERING | Core cutting work at 1st Floor Lift Wall for Tower Crane support as per BOQ,dwg and direction of EIC. | Core cutting work at 1st Floor Lift Wall for Tower Crane support as per BOQ,dwg and direction of EIC |  | 0 | 0 | Approved
The Ramdulari | BLOCK | Civil | Sub & Super Structure Work | WO/RP/RP02/24 | IROX ENGINEERING | Core Cutting of 150mm dia. in RCC | Charges for Core cutting work of 150 mm dia, depth up to 250 mm in RCC beam/slab/wall for making through holes at locations marked & directed by EIC, including all machineries, tools, tackles, transportation and labour as per drawing and direction of Engineer-in-Charge. | Nos | 11 | 450 | Approved
The Soul, Rajarhat | BASEMENT WITH PODIUM | Water Proofing |  | WO/HR01/BP01/60 | J S S ENGINEERING PRIVATE LIMITED | Wash Screed Groove Filling Work at Podium as per BOQ, dwg and direction of EIC. | Charges towards cleaning the groove and laying of masking tape both side of groove and finally sealing the groove Size-10mmx10mm with SikaHyflex-160 Construction as per drawing and direction of Engineer-in-Charge..(Measurement shall be made on actual groove making dimension) (Rate including all required materials, labours, tools & tackles and necessary arrangements for the work.) | RMT | 1600 | 125 | Amended & Approved
The Soul, Rajarhat | OVERHEADS | Pest Control |  | WO/HR01/OHES/83 | Krishna Pest Control | Pest Control | Monthly charges for pest control service i) General Pest Control service in every alternate day, ii) Rodent control and snake control treatment on weekly basis. | Months | 2 | 17000 | Approved
The Soul, Rajarhat | CLUB | Window and Glazing |  | WO/HR01/CL07/37 | Smart Cleaning Enterprise | Club Glass Facade cleaning | Club Glass Facade cleaning |  | 0 | 0 | Amended & Approved
The Soul, Rajarhat | CLUB | Window and Glazing |  | WO/HR01/CL07/37 | Smart Cleaning Enterprise | Club Window Glazing Cleaning | Club Indoor Games, Kids Indoor Lounge, Reading lounge, Health Lounge, Squash Court, Swimming Pool Area Window Glazing Cleaning work from Inside and outside with approved tools and tackles all complete at all levels with supply of all cleaning material as per direction and satisfaction of EIC. Area: Approx 19,000 SQFT (Both side) | Sq.Ft. | 19000 | 0.8 | Approved
The Soul, Rajarhat | CLUB | Window and Glazing |  | WO/HR01/CL07/37 | Smart Cleaning Enterprise | Extra For First Time cleanig | Additional cleaning change over Item No-1 for first time cleaning. | Lump Sum | 1 | 4800 | Approved
The Soul, Rajarhat | CLUB | Window and Glazing |  | WO/HR01/CL07/37 | Smart Cleaning Enterprise | Eye bolt | Supply and installation of Eye-Bolt on the top of the roof parapet wall level for out-side glass cleaning of Club area with tool tackles & as per direction of Engineer In Charge | Pairs | 17 | 1500 | Approved
The Soul, Rajarhat | BLOCK | Electrical | DG Cost | WO/HR01/BOK01/126 | Genset India Pvt. Ltd. | Supply & Installation of Exhaust System | Supply & installation of exhaust piping of following sizes MS B Class exhaust pipes conforming to IS:3589 with welding joint including rain Cap,bends, clamps, dash fastener, flanges, nuts, bolts Pollution Testing provision etc. complete as required and as per specifications detailed below including two coat red oxide primer paint & two coat Heat resistant paint. (Make - Jindal/Surya/Tata) and also 50mm thick glasswool /mineral wool, wire chicken mesh over insulation and 26 gauge aluminium sheet cladding over the following sizes exhaust pipes etc as required to complete in all respect as required. |  | 0 | 0 | Approved
The Soul, Rajarhat | BLOCK | Electrical | DG Cost | WO/HR01/BOK01/126 | Genset India Pvt. Ltd. | 8" dia. (200 mm NB), | 8" dia. (200 mm NB), MS, 4.85 mm thick plate, Exhaust pipe | RMT | 9 | 3700 | Approved
The Soul, Rajarhat | BASEMENT WITH PODIUM | Grill / Steel Work |  | WO/HR01/BP01/61 | PROTECH ENGINEERS | MS Gratings | Supply and Erection of Gratings using 35X35X5 MS angle and 25X5 MS Flat section including one coat of Red Oxide primer followed by two coats of synthetic enamel paint including charges for transportation all lead and lift at all level complete as per drawing and direction of EIC. Minimum one coat of synthetic enamel paint to be applied at site. |  | 0 | 0 | Approved
The Soul, Rajarhat | BASEMENT WITH PODIUM | Grill / Steel Work |  | WO/HR01/BP01/61 | PROTECH ENGINEERS | Supply and Erection of MS Work | Supply and Erection of MS Work. | Kgs | 4800 | 92 | Approved
The Soul, Rajarhat | BASEMENT WITH PODIUM | Grill / Steel Work |  | WO/HR01/BP01/61 | PROTECH ENGINEERS | Providing and applying One coat of Red oxide Primer followed by two coats of Synthetic enamel paint | Providing and applying One coat of Red oxide Primer followed by two coats of Synthetic enamel paint | Sq.Ft. | 1215 | 9 | Approved
The Soul, Rajarhat | CLUB | Flooring Work |  | WO/HR01/CL07/38 | ATEE ENTERPRISES | Providing and fixing outdoor deck flooring at Club as per BOQ, dwg and direction of EIC. | Providing and fixing outdoor deck flooring at Club as per BOQ, dwg and direction of EIC. |  | 0 | 0 | Amended & Approved
The Soul, Rajarhat | CLUB | Flooring Work |  | WO/HR01/CL07/38 | ATEE ENTERPRISES | Out door deck flooring | Providing and fixing out door deck flooring of approved make and colour in open air shower area with IPE deck flooring panels Size-6 ft x3 ft and 2nos support for Shower pipe on wall Size -1ftx8ft with special underframe from WPC with waterproofing using deck oil on the surface including all consumables material like screw etc all work complete as per drawing & direction of EIC.(Rate including all required materials, labours, tools & tackles and necessary arrangements for the work.) (water proofing charges will be paid extra). | Sq.Ft. | 40 | 650 | Approved
The Soul, Rajarhat | CLUB | Flooring Work |  | WO/HR01/CL07/38 | ATEE ENTERPRISES | Waterproofing | Charges for waterproofing work by using deck oil including all required materials, labours, tools & tackles and necessary arrangements all complete as per drawing and direction of Engineer-in-charge. | Lump Sum | 1 | 3000 | Approved
The Ramdulari | PRE-CONSTRUCTION PHASE | Borewell Installation |  | WO/RP/RP01/41 | D.S.P Pumps | Withdrawal, Installation & Transportation of Pump. | Withdrawal, Installation & Transportation of Pump. |  | 0 | 0 | Approved
The Ramdulari | COMMON INFRASTRUCTURE | Borewell Installation |  | WO/RP/RP03/25 | D.S.P Pumps | Withdrawal, Installation & Transportation of Pump. | Withdrawal, Installation & Transportation of Pump. |  | 0 | 0 | Approved
The Ramdulari | COMMON INFRASTRUCTURE | Borewell Installation |  | WO/RP/RP03/25 | D.S.P Pumps | Withdrawal | Withdrawal of defective Pump | Lump Sum | 1 | 1900 | Approved
The Ramdulari | PRE-CONSTRUCTION PHASE | Borewell Installation |  | WO/RP/RP01/41 | D.S.P Pumps | Withdrawal | Withdrawal of defective Pump | Lump Sum | 1 | 1900 | Approved
The Ramdulari | PRE-CONSTRUCTION PHASE | Borewell Installation |  | WO/RP/RP01/41 | D.S.P Pumps | Installation | Installation of Pump | Lump Sum | 1 | 1900 | Approved
The Ramdulari | COMMON INFRASTRUCTURE | Borewell Installation |  | WO/RP/RP03/25 | D.S.P Pumps | Installation | Installation of Pump | Lump Sum | 1 | 1900 | Approved
The Ramdulari | COMMON INFRASTRUCTURE | Borewell Installation |  | WO/RP/RP03/25 | D.S.P Pumps | Development of Old Tube well. | Development of Old Tube well. |  | 0 | 0 | Approved
The Ramdulari | PRE-CONSTRUCTION PHASE | Borewell Installation |  | WO/RP/RP01/41 | D.S.P Pumps | Development of Old Tube well. | Development of Old Tube well. |  | 0 | 0 | Approved
The Ramdulari | PRE-CONSTRUCTION PHASE | Borewell Installation |  | WO/RP/RP01/41 | D.S.P Pumps | Chemical Treatment | Chemical Treatment | Lump Sum | 1 | 2750 | Approved
The Ramdulari | COMMON INFRASTRUCTURE | Borewell Installation |  | WO/RP/RP03/25 | D.S.P Pumps | Chemical Treatment | Chemical Treatment | Lump Sum | 1 | 2750 | Approved
The Ramdulari | COMMON INFRASTRUCTURE | Borewell Installation |  | WO/RP/RP03/25 | D.S.P Pumps | Development with Air Compressor 5Hrs x 1day | Development with Air Compressor 5Hrs x 1day | Lump Sum | 1 | 6500 | Approved
The Ramdulari | PRE-CONSTRUCTION PHASE | Borewell Installation |  | WO/RP/RP01/41 | D.S.P Pumps | Development with Air Compressor 5Hrs x 1day | Development with Air Compressor 5Hrs x 1day | Lump Sum | 1 | 6500 | Approved
The Ramdulari | PRE-CONSTRUCTION PHASE | Borewell Installation |  | WO/RP/RP01/41 | D.S.P Pumps | Transportation for Air Compress | Transportation for Air Compress | Lump Sum | 1 | 1750 | Approved
The Ramdulari | COMMON INFRASTRUCTURE | Borewell Installation |  | WO/RP/RP03/25 | D.S.P Pumps | Transportation for Air Compress | Transportation for Air Compress | Lump Sum | 1 | 1750 | Approved
SOUTHWINDS PROJECT LLP (PHASE - III & IV) | PRE-CONSTRUCTION PHASE - III & IV | Mechanical Equipment |  | WO/SP34/PC34/33 | Spartan Engineering Industries Pvt. Ltd. | Passenger Hoist | Service Charges for Erection & Commissioning of Rack & Pinion Multifunctional Material Hoist HSN/SAC: 995468 | RMT | 60.1 | 850 | Approved
SOUTHWINDS PROJECT LLP (PHASE - III & IV) | PRE-CONSTRUCTION PHASE - III & IV | Mechanical Equipment |  | WO/SP34/PC34/40 | Spartan Engineering Industries Pvt. Ltd. | Passenger Hoist | Service Charges for Erection & Commissioning of Rack & Pinion Multifunctional Material Hoist HSN/SAC: 995468 | RMT | 60.9 | 850 | Approved
SOUTHWINDS PROJECT LLP (PHASE - III & IV) | PRE-CONSTRUCTION PHASE - III & IV | Mechanical Equipment |  | WO/SP34/PC34/34 | Jaypee India Limited | Passenger Hoist | Passenger Hoist |  | 0 | 0 | Approved
SOUTHWINDS PROJECT LLP (PHASE - III & IV) | PRE-CONSTRUCTION PHASE - III & IV | Mechanical Equipment |  | WO/SP34/PC34/34 | Jaypee India Limited | Re installation 01 Nos. Passenger Hoist | Charges for Re installation 01 Nos. Passenger Hoist (PMH-100 machine .) with necessary tools & tackles and as per direction of Engineer-in-Charge. Hydra machine, required manpower will be provided by client | Mtrs. | 60.1 | 1000 | Approved
SOUTHWINDS PROJECT LLP (PHASE - III & IV) | PRE-CONSTRUCTION PHASE - III & IV | Mechanical Equipment |  | WO/SP34/PC34/34 | Jaypee India Limited | Cage setup charge | Cage setup charge | Lump Sum | 1 | 5000 | Approved
The Soul, Rajarhat | CLUB | Flooring Work |  | WO/HR01/CL07/39 | SAIN DECORATIVE | Installation Charges of Vinyl Flooring as per BOQ and direction of EIC. | Labour charges for fixing of SPF-IMPACT SPORT (Vinyl Flooring of approved make, colour, texture as approved from site) material of 3.45 mm thickness with approved Adhesive and for joint using Thermo- welding over a bed of IPS finish at GYM & KIDS Room area of Club complete as per drawing and direction of Engineer-in-Charge. *** Note : IPS work is not in Contractor Scope. Measurement will be given as per actual executed at site. Vinyl will be supplied by Client. | Sq.Ft. | 2428 | 18 | Amended & Approved
SOUTHWINDS PROJECT LLP (PHASE - III & IV) | PRE-CONSTRUCTION PHASE - III & IV | Site Office |  | WO/SP34/PC34/35 | Accumax Enterprises Pvt. Ltd. | Internal Electrical work at site office (Block-13) as per BOQ, Drawing and direction of engineer in charge. | Labour charges in /sq.ft. on plate area for wall conduiting, main line & CKT wiring, wiring of light point, fan point , exhaust fan, AC indoor & out door unit connection, power point etc in office area as required, Receiving and Fixing of modular box, wire pulling, fixing of switch & socket, distribution boxes & MCB, , Fixing of MCCB, SFU, ACCL etc, Laying of suitable sizes of XLPE armoured cable including suply of all accessories , Making end termination of 1.1 KV grade XlPE cable in MCCB/ DB etc , Receiving & fixing of Main Switch/MCCB/ DB as required, conduiting & cable laying for telephone, internet etc in office area as required, Earthing system for all electrical MCCB, DB. fixing of light Fixture , fan, exhaust fan.etc in office area as per drawing complete in all respect & as per annexure attach with the WO. Plate area details FLAT B- 1011Sqft, FLAT C- 1076 Sqft FLAT D- 1076 Sqft. | Lump Sum | 1 | 25500 | Approved
SOUTHWINDS PROJECT LLP (PHASE - III & IV) | OVERHEAD PHASE - III & IV | General |  | WO/SP34/OP34/11 | Genset India Pvt. Ltd. | Charges for 125KVA DG Servicing. | Charges for 125KVA DG Servicing ( Engine - Make- Cummins). |  | 0 | 0 | Amended & Approved
SOUTHWINDS PROJECT LLP (PHASE - III & IV) | OVERHEAD PHASE - III & IV | General |  | WO/SP34/OP34/33 | Genset India Pvt. Ltd. | Charges for 125KVA DG Servicing. | Charges for 125KVA DG Servicing ( Engine - Make- Cummins). |  | 0 | 0 | Amended & Approved
SOUTHWINDS PROJECT LLP (PHASE - III & IV) | OVERHEAD PHASE - III & IV | General |  | WO/SP34/OP34/11 | Genset India Pvt. Ltd. | Oil Filter | Supply of Oil Filter S/F Genset | Nos | 1 | 875 | Approved
SOUTHWINDS PROJECT LLP (PHASE - III & IV) | OVERHEAD PHASE - III & IV | General |  | WO/SP34/OP34/33 | Genset India Pvt. Ltd. | Oil Filter | Supply of Oil Filter S/F Genset | Nos | 1 | 885 | Approved
SOUTHWINDS PROJECT LLP (PHASE - III & IV) | OVERHEAD PHASE - III & IV | General |  | WO/SP34/OP34/11 | Genset India Pvt. Ltd. | Fuel Filter paper Element | Supply of Fuel Filter paper Element | Nos | 1 | 545 | Approved
SOUTHWINDS PROJECT LLP (PHASE - III & IV) | OVERHEAD PHASE - III & IV | General |  | WO/SP34/OP34/33 | Genset India Pvt. Ltd. | Fuel Filter paper Element | Supply of Fuel Filter paper Element | Nos | 1 | 545 | Approved
SOUTHWINDS PROJECT LLP (PHASE - III & IV) | OVERHEAD PHASE - III & IV | General |  | WO/SP34/OP34/11 | Genset India Pvt. Ltd. | water Seperator | Supply of water Seperator | Nos | 1 | 820 | Approved
SOUTHWINDS PROJECT LLP (PHASE - III & IV) | OVERHEAD PHASE - III & IV | General |  | WO/SP34/OP34/33 | Genset India Pvt. Ltd. | water Seperator | Supply of water Seperator | Nos | 1 | 820 | Approved
SOUTHWINDS PROJECT LLP (PHASE - III & IV) | OVERHEAD PHASE - III & IV | General |  | WO/SP34/OP34/11 | Genset India Pvt. Ltd. | Air Filter | Supply of Air Filter . | Nos | 1 | 4450 | Approved
SOUTHWINDS PROJECT LLP (PHASE - III & IV) | OVERHEAD PHASE - III & IV | General |  | WO/SP34/OP34/33 | Genset India Pvt. Ltd. | Air Filter | Supply of Air Filter . | Nos | 1 | 4620 | Approved
SOUTHWINDS PROJECT LLP (PHASE - III & IV) | OVERHEAD PHASE - III & IV | General |  | WO/SP34/OP34/11 | Genset India Pvt. Ltd. | LUB OIL 15W-40 | Supply of LUB OIL 15W-40 | Ltrs. | 20 | 332 | Approved
SOUTHWINDS PROJECT LLP (PHASE - III & IV) | OVERHEAD PHASE - III & IV | General |  | WO/SP34/OP34/33 | Genset India Pvt. Ltd. | LUB OIL 15W-40 | Supply of LUB OIL 15W-40 | Ltrs. | 20 | 332 | Approved
SOUTHWINDS PROJECT LLP (PHASE - III & IV) | OVERHEAD PHASE - III & IV | General |  | WO/SP34/OP34/11 | Genset India Pvt. Ltd. | COOLANT | Supply of COOLANT | Ltrs. | 6 | 232 | Approved
SOUTHWINDS PROJECT LLP (PHASE - III & IV) | OVERHEAD PHASE - III & IV | General |  | WO/SP34/OP34/33 | Genset India Pvt. Ltd. | COOLANT | Supply of COOLANT | Ltrs. | 6 | 232.2 | Approved
SOUTHWINDS PROJECT LLP (PHASE - III & IV) | OVERHEAD PHASE - III & IV | General |  | WO/SP34/OP34/11 | Genset India Pvt. Ltd. | SERVICE CHARGES | SERVICE CHARGES | Job | 1 | 6000 | Approved
SOUTHWINDS PROJECT LLP (PHASE - III & IV) | OVERHEAD PHASE - III & IV | General |  | WO/SP34/OP34/33 | Genset India Pvt. Ltd. | SERVICE CHARGES | SERVICE CHARGES | Job | 1 | 6000 | Approved
SOUTHWINDS PROJECT LLP (PHASE - III & IV) | OVERHEAD PHASE - III & IV | General |  | WO/SP34/OP34/11 | Genset India Pvt. Ltd. | TRANSPORTATION CHARGES | TRANSPORTATION CHARGES | Lump Sum | 1 | 700 | Approved
SOUTHWINDS PROJECT LLP (PHASE - III & IV) | OVERHEAD PHASE - III & IV | General |  | WO/SP34/OP34/33 | Genset India Pvt. Ltd. | TRANSPORTATION CHARGES | TRANSPORTATION CHARGES | Lump Sum | 1 | 700 | Approved
SOUTHWINDS PROJECT LLP (PHASE - III & IV) | FINISHING PHASE - III | POP/PUTTY Work |  | WO/SP34/FW34/13 | Buildon Plasters Private Limited | Gypsum & putty | Gypsum plaster (wall) at Bl-11 (All Flat, Lobby & Staircase ) as per B.O.Q & direction of EIC |  | 0 | 0 | Amended & Approved
SOUTHWINDS PROJECT LLP (PHASE - III & IV) | FINISHING PHASE - III | POP/PUTTY Work |  | WO/SP34/FW34/13 | Buildon Plasters Private Limited | Wall | Apply of Gypsum Plaster on Surfaces between 10mm to 12mm thickness. Finish will be line, level and plumb on Surface including all lifting, Scaffolding, preparing the surface, necessary hacking, grinding, application of fiber mesh etc. all complete at all levels as per drawing and direction of Engineer-in-Charge. | Sq.Ft. | 250600.959 | 11 | Approved
SOUTHWINDS PROJECT LLP (PHASE - III & IV) | FINISHING PHASE - III | POP/PUTTY Work |  | WO/SP34/FW34/13 | Buildon Plasters Private Limited | Gypsum plaster (wall) at Bl-12 (All Flat, Lobby & Staircase) as per B.O.Q & direction of EIC. | Gypsum plaster (wall) at Bl-12 (All Flat, Lobby & Staircase) as per B.O.Q & direction of EIC. |  | 0 | 0 | Approved
SOUTHWINDS PROJECT LLP (PHASE - III & IV) | FINISHING PHASE - III | POP/PUTTY Work |  | WO/SP34/FW34/13 | Buildon Plasters Private Limited | Wall | Apply of Gypsum Plaster on Surfaces between 10mm to 12mm thickness. Finish will be line, level and plumb on Surface including all lifting, Scaffolding, preparing the surface, necessary hacking, grinding, application of fiber mesh etc. all complete at all levels as per drawing and direction of Engineer-in-Charge. | Sq.Ft. | 161241.384 | 11 | Approved
The Soul, Rajarhat | BLOCK | Plumbing/Sanitory | External Plumbing | WO/HR01/BOK01/165 | BR PLUMBING CONSULTMENT | PRESSURE PUMP & WTP CONNECTION AS PER BOQ & DIRECTION OF EIC | Fitting and fixing ASTMD - 1785, SH 80 including necessary accessories of approved make , specials ( socket, elbow, plug, flanges , union, reducer, tee, short pieces etc ) including making all chases, cutting , rubbing, cleaning and removing durt and finishing all cement morter or cement concrete as the case, pipe joint are to be made with heavy solvent cement. The rates are inclusive cost of labour, in all floors , necessary and testing the line including small scaffolding or stagging are required.NOTE : All pipes are to be fixed with proper Galvanized , U clamp, Structural supports. (Pipe & fittings like socket, elbow, plug, flanges , union, reducer, tee, short pieces etc shall be supplied by PSPLLP and others all material like Solvent, clamps, fast nut, nut-bolts, Universal clamps etc.shall be under the scope of contractor.) all work complete as per drawing & direction of EIC.(Rate including all required materials, labours, tools & tackles and necessary arrangements for the work.) |  | 0 | 0 | Approved
The Soul, Rajarhat | BLOCK | Plumbing/Sanitory | External Plumbing | WO/HR01/BOK01/165 | BR PLUMBING CONSULTMENT | 100 mm dia. Pipe | 100 mm dia. Pipe ASTMD SH-80 ( BY PASS PUMP ROOM TO RISER ) | Mtrs. | 390 | 240 | Approved
The Soul, Rajarhat | BLOCK | Plumbing/Sanitory | External Plumbing | WO/HR01/BOK01/165 | BR PLUMBING CONSULTMENT | 65 mm dia Pipe | 65 mm dia. Pipe ASTMD SH-80 ( BY PASS PUMP ROOM TO RISER ) | Mtrs. | 290 | 200 | Approved
The Soul, Rajarhat | BLOCK | Plumbing/Sanitory | External Plumbing | WO/HR01/BOK01/165 | BR PLUMBING CONSULTMENT | 50 mm dia. Pipe | 50 mm dia. Pipe ASTMD SH-80 ( BY PASS PUMP ROOM TO RISER ) | Mtrs. | 410 | 190 | Approved
The Soul, Rajarhat | BLOCK | Plumbing/Sanitory | External Plumbing | WO/HR01/BOK01/165 | BR PLUMBING CONSULTMENT | 50 mm dia. Pipe | 50 mm dia. Pipe ASTMD SH-80 ( WTP TO TANK CONNECTION ) | Mtrs. | 50 | 190 | Approved
The Soul, Rajarhat | BLOCK | Plumbing/Sanitory | External Plumbing | WO/HR01/BOK01/165 | BR PLUMBING CONSULTMENT | 32 mm dia. Pipe | 32 mm dia. Pipe ASTMD SH-80 ( PRESSURE PUMP CONNECTION ) | Mtrs. | 60 | 185 | Approved
The Soul, Rajarhat | BLOCK | Plumbing/Sanitory | External Plumbing | WO/HR01/BOK01/165 | BR PLUMBING CONSULTMENT | 20 mm dia. Pipe | 20 mm dia. Pipe ASTMD SH-80 ( TEMPURARY WATER SUPPLY FOR 30th JANUARY 2023 ) | Mtrs. | 20 | 170 | Approved
The Soul, Rajarhat | BLOCK | Plumbing/Sanitory | External Plumbing | WO/HR01/BOK01/165 | BR PLUMBING CONSULTMENT | 65 mm dia. Pipe | 65 mm dia. Pipe ASTMD SH-80 ( WTP SUCTION CONNECTION ) | Mtrs. | 20 | 200 | Approved
The Soul, Rajarhat | BLOCK | Plumbing/Sanitory | External Plumbing | WO/HR01/BOK01/165 | BR PLUMBING CONSULTMENT | 100 mm dia. Pipe | 100 mm dia. Pipe ASTMD SH-80 ( WTP SUCTION CONNECTION ) | Mtrs. | 5 | 240 | Approved
The Soul, Rajarhat | BLOCK | Plumbing/Sanitory | External Plumbing | WO/HR01/BOK01/165 | BR PLUMBING CONSULTMENT | PRESSURE PUMP & WTP CONNECTION AS PER BOQ & DIRECTION OF EIC | Handling,lifting, Fitting, fixing, & testing approved make butterfly & NRV valves screwed / flange type of the following diameters (20 Kg/cm2)( Valve & fittings like MTA & Flange flanges , union, shall be supplied by PSPLLP and others all material shall be under the scope of contractor.) all work complete as per drawing & direction of EIC.(Rate including all required materials, labours, tools & tackles and necessary arrangements for the work.) |  | 0 | 0 | Approved
The Soul, Rajarhat | BLOCK | Plumbing/Sanitory | External Plumbing | WO/HR01/BOK01/165 | BR PLUMBING CONSULTMENT | 100 mm dia. | 100 mm dia. BUTTERFLY VALVE ( WTP SUCTION CONNECTION ) | Nos | 2 | 270 | Approved
The Soul, Rajarhat | BLOCK | Plumbing/Sanitory | External Plumbing | WO/HR01/BOK01/165 | BR PLUMBING CONSULTMENT | 100 mm dia. | 100 mm dia. BUTTERFLY VALVE ( BY PASS PUMP ROOM TO RISER ) | Nos | 8 | 270 | Approved
The Soul, Rajarhat | BLOCK | Plumbing/Sanitory | External Plumbing | WO/HR01/BOK01/165 | BR PLUMBING CONSULTMENT | 65 mm dia. | 65 mm dia. BUTTERFLY VALVE ( WTP SUCTION CONNECTION ) | Nos. | 2 | 230 | Approved
The Soul, Rajarhat | BLOCK | Plumbing/Sanitory | External Plumbing | WO/HR01/BOK01/165 | BR PLUMBING CONSULTMENT | 50 mm dia. | 50 mm dia. BALL VALVE ( WTP TO TANK CONNECTION ) | Nos | 5 | 190 | Approved
The Soul, Rajarhat | BLOCK | Plumbing/Sanitory | External Plumbing | WO/HR01/BOK01/165 | BR PLUMBING CONSULTMENT | 50 mm dia | 50 mm dia. BRASS BALL VALVE ( BY PASS PUMP ROOM TO RISER ) | Nos. | 16 | 190 | Approved
The Soul, Rajarhat | BLOCK | Plumbing/Sanitory | External Plumbing | WO/HR01/BOK01/165 | BR PLUMBING CONSULTMENT | 50 mm dia | 50 mm dia. NON RETRUN VALVE ( BY PASS PUMP ROOM TO RISER ) | Nos. | 16 | 190 | Approved
The Soul, Rajarhat | BLOCK | Plumbing/Sanitory | External Plumbing | WO/HR01/BOK01/165 | BR PLUMBING CONSULTMENT | 32 mm dia. | 32 mm dia. BALL VALVE ( PRESSURE PUMP CONNECTION ) | Nos. | 12 | 175 | Approved
The Soul, Rajarhat | BLOCK | Plumbing/Sanitory | External Plumbing | WO/HR01/BOK01/165 | BR PLUMBING CONSULTMENT | PRESSURE PUMP & WTP CONNECTION AS PER BOQ & DIRECTION OF EIC | Charges for laying, jointing, testing and commissioning laying the following diameters under ground double wall corrugated pipe of HDPE Make/SN-8 pipes with smooth internal and profiled external surface for Road Crossing coupler and rubber 'O' Ring for jointing in trenches for all depths and lengths to correct grades levels and alignment including PCC concrete of 75 mm for bedding (1:3:6) pipe supports, compacting the base before pcc work, disposing of surplus earth within the site premises (lead up to 0.5 km), backfilling work after completion of job, The rate is inclusive of bailing out of water during excavation and shoring work, testing and making good the leakages if any etc. as per directions of the Engineer-in-charge. (only pipe, fittings and cement would be supplied by the Employer free of cost, but subjected to reconciliation) Work to be done as per drawing and direction of EIC . |  | 0 | 0 | Amended & Approved
The Soul, Rajarhat | BLOCK | Plumbing/Sanitory | External Plumbing | WO/HR01/BOK01/165 | BR PLUMBING CONSULTMENT | 160mm dia.double wall corrugated pipe | 160mm dia.double wall corrugated pipe | Mtrs. | 50 | 600 | Approved
The Soul, Rajarhat | BLOCK | Plumbing/Sanitory | External Plumbing | WO/HR01/BOK01/165 | BR PLUMBING CONSULTMENT | Providing and laying 1:3:6 cement concrete for, pipe | Providing and laying 1:3:6 cement concrete for, pipe supports and 75 mm thick encasing the pipes, | Cum. | 3.5 | 5550 | Approved
The Soul, Rajarhat | BLOCK | Plumbing/Sanitory | External Plumbing | WO/HR01/BOK01/165 | BR PLUMBING CONSULTMENT | PRESSURE PUMP & WTP CONNECTION AS PER BOQ & DIRECTION OF EIC | Installation,Handling,lifting,testing and commissioning of "Type : Monobloc centrifugal water pressure Pumps" complete with 1 or 3 phase motor with all necessary protection l, auto on / off w.r.t. water level indicator / float switch /Composite panel / srart delta/dol starter including auto on/off facility and alternative operation facility.Location : STP Area MOC : Stainless steel ( PUMP WITH MOTOR & PANAL / STARTER & CABLE SHALL BE SUPPLIED BY CLIENT & REST ALL BY CONTRACTOR)Work to be done as per drawing and direction of EIC . |  | 0 | 0 | Approved
The Soul, Rajarhat | BLOCK | Plumbing/Sanitory | External Plumbing | WO/HR01/BOK01/165 | BR PLUMBING CONSULTMENT | PRESSURE PUMP | PRESSURE PUMP | Nos. | 5 | 1000 | Approved
The Ramdulari | PRE-CONSTRUCTION PHASE | Site Office | Civil and Finishing Work of Site Office | WO/RP/RP01/37 | RAJ KUMAR FURNITURE WORKS | Charges for loading - unloading, transportation, hire charges for machinery as per direction of Engineer-in-Charge | Charges for loading - unloading, transportation, hire charges for tool & tackles as per direction of Engineer-in-Charge | Lump Sum | 1 | 6025 | Approved
The Soul, Rajarhat | BLOCK | Electrical | External Electrical | WO/HR01/BOK01/166 | DIAMOND PROJECTS | CAR CHARGING FOR SOUL PROJECT-64 Nos as per BOQ and direction of EIC. | Re-Laying, Dismantling of following size 1.1 KV grade PVC / XLPE insulated and sheathed power cable in existing trench / pipe / conduit etc. as required. Aluminium Armoured A2XFY cable 3.5 Core 50 sq.mm. Al. XLPE Ar. cable all work complete as per drawing & direction of EIC. |  | 0 | 0 | Amended & Approved
The Soul, Rajarhat | BLOCK | Electrical | External Electrical | WO/HR01/BOK01/166 | DIAMOND PROJECTS | Common Meter to VTPN DB | Common Meter to VTPN DB | Mtrs. | 44 | 50 | Approved
The Soul, Rajarhat | BLOCK | Electrical | External Electrical | WO/HR01/BOK01/166 | DIAMOND PROJECTS | CAR CHARGING FOR SOUL PROJECT-64 Nos as per BOQ and direction of EIC. | Receiving & Laying of following size 1.1 KV grade PVC / XLPE insulated and sheathed power cable in existing trench / pipe / conduit etc. as required. Aluminium Armoured A2XFY cable 3.5 Core 50 sq.mm. Al. XLPE Ar. Cable. all work complete as per drawing & direction of EIC. |  | 0 | 0 | Amended & Approved
The Soul, Rajarhat | BLOCK | Electrical | External Electrical | WO/HR01/BOK01/166 | DIAMOND PROJECTS | VTPN DB to Tower - Emergency Common Panel | VTPN DB to Tower - Emergency Common Panel | Mtrs. | 72 | 35 | Approved
The Soul, Rajarhat | BLOCK | Electrical | External Electrical | WO/HR01/BOK01/166 | DIAMOND PROJECTS | Supply & Making end termination with DC brass | Supply & Making end termination with DC brass compression gland and aluminium crimping type lugs of following size XLPE/PVC insulated & sheathed conductor cable complete as required. Extra holes made in gland plate to be closed by the contractor w/o any cost. 3.5C x 50.0 sq.mm. Aluminium Armoured cable | Nos | 14 | 400 | Approved
The Soul, Rajarhat | BLOCK | Electrical | External Electrical | WO/HR01/BOK01/166 | DIAMOND PROJECTS | Supply & Making end termination with DC brass | Supply & Making end termination with DC brass compression gland and aluminium crimping type lugs of following size XLPE/PVC insulated & sheathed conductor cable complete as required. Extra holes made in gland plate to be closed by the contractor w/o any cost. 3.5C x 50.0 sq.mm. Aluminium Armoured cable | Nos | 14 | 400 | Approved
The Soul, Rajarhat | BLOCK | Electrical | External Electrical | WO/HR01/BOK01/166 | DIAMOND PROJECTS | CAR CHARGING FOR SOUL PROJECT-64 Nos as per BOQ and direction of EIC. | CAR CHARGING FOR SOUL PROJECT-64 Nos as per BOQ and direction of EIC. |  | 0 | 0 | Approved
The Soul, Rajarhat | BLOCK | Electrical | External Electrical | WO/HR01/BOK01/166 | DIAMOND PROJECTS | Fixing of single pole / three pole | Fixing of single pole / three pole and neutral double door MCB, VTPN Distribution Board in sheet steel, 240 / 415 V, on surface / recess, complete with tinned copper bus bar, neutral bus bar, earth bar, din bar, interconnections including dressing, earthing etc. complete as required. 4 way VTPN DB all work complete as per drawing & direction of EIC. | Nos. | 7 | 1000 | Approved
The Soul, Rajarhat | BLOCK | Electrical | External Electrical | WO/HR01/BOK01/166 | DIAMOND PROJECTS | 1.1 KV grade PVC / XLPE | Receiving & Laying of following size 1.1 KV grade PVC / XLPE insulated and sheathed power cable in existing trench / pipe / conduit etc. as required. Aluminium Armoured A2XFY cable 3.5 Core 35 sq.mm. Al. XLPE Ar. cable all work complete as per drawing & direction of EIC. | Mtrs. | 600 | 33 | Approved
The Soul, Rajarhat | BLOCK | Electrical | External Electrical | WO/HR01/BOK01/166 | DIAMOND PROJECTS | Installation, Testing and Commissioning of Electrical Panel | Installation, Testing and Commissioning of Electrical Panel on wall/ground for distribution of Power with supply of anchor fastner, nult, bolt etc. complete in all respect as required.all work complete as per drawing & direction of EIC. | Nos. | 7 | 2200 | Approved
The Soul, Rajarhat | BLOCK | Electrical | External Electrical | WO/HR01/BOK01/166 | DIAMOND PROJECTS | Installation, Testing and Commissioning of 16 Amp Socket | Installation, Testing and Commissioning of 16 Amp Socket & Switch for EV charging etc. to complete in all respect as required.all work complete as per drawing & direction of EIC. | Nos. | 64 | 140 | Approved
The Soul, Rajarhat | BLOCK | Electrical | External Electrical | WO/HR01/BOK01/166 | DIAMOND PROJECTS | Supply & Making end termination with DC brass | Supply & Making end termination with DC brass compression gland and aluminium crimping type lugs of following size XLPE/PVC insulated & sheathed conductor cable complete as required. Extra holes made in gland plate to be closed by the contractor w/o any cost. 3.5C x 35.0 sq.mm. Aluminium Armoured cable all work complete as per drawing & direction of EIC. | Nos | 56 | 300 | Approved
The Soul, Rajarhat | BLOCK | Electrical | External Electrical | WO/HR01/BOK01/166 | DIAMOND PROJECTS | Supply & Making end termination with DC brass | Supply & Making end termination with DC brass compression gland and aluminium crimping type lugs of following size XLPE/PVC insulated & sheathed conductor cable complete as required. Extra holes made in gland plate to be closed by the contractor w/o any cost. 3.C x 2.5 sq.mm. Copper Armoured cable all work complete as per drawing & direction of EIC. | Nos. | 128 | 110 | Approved
The Soul, Rajarhat | BLOCK | Electrical | External Electrical | WO/HR01/BOK01/166 | DIAMOND PROJECTS | Installation, Testing and Commissioning of 25 Amp | Installation, Testing and Commissioning of 25 Amp, DP,30mA, RCCB with encloser on wall complete with supply of anchor fastner, nult, bolt etc. complete as required.as per drawing & direction of EIC. | Nos | 10 | 140 | Approved
The Soul, Rajarhat | BLOCK | Electrical | External Electrical | WO/HR01/BOK01/166 | DIAMOND PROJECTS | 1.1 KV | Receiving & Laying of following size 1.1 KV grade PVC / XLPE insulated and sheathed power cable in existing trench / pipe / conduit etc. as required. Copper Armoured cable 3 Core 2.5 sq.mm. XLPE cable. all work complete as per drawing & direction of EIC. | Mtrs. | 2800 | 13 | Approved
The Soul, Rajarhat | BLOCK | Electrical | External Electrical | WO/HR01/BOK01/166 | DIAMOND PROJECTS | Fixing of Stand for EV | Fixing of Stand for EV Charging Socket with supply of anchor fastner, nult, bolt etc. as required to complete in all respect .as per drawing & direction of EIC. | Nos | 13 | 200 | Approved
The Ramdulari | MARKETING | Site Branding |  | WO/RP/RP05/9 | INFOSIGN SYSTEMS PVT. LTD. | Supply & fixing of Frosted vinyl pasting | All Charges for Printing ,supply & fixing of Frosted vinyl pasting at size 45'' x 24'' of 4 nos window glass including all complete as per direction of EIC, | Lump Sum | 1 | 6500 | Approved
SOUTHWINDS PROJECT LLP (PHASE - III & IV) | PRE-CONSTRUCTION PHASE - III & IV | Plumbing/Sanitory |  | WO/SP34/PC34/36 | Fluid Energy System Pvt Ltd | Pump repairing job | Charges for 3HP Pump repairing Job including providing of all materials for completing the job as per direction of EIC. | Nos | 2 | 9480 | Approved
SOUTHWINDS PROJECT LLP (PHASE - III & IV) | FINISHING PHASE - III | Internal Painting |  | WO/SP34/FW34/14 | JAHANGIR ALAM ENTERPRISE | Painting work of lift, electrical duct and meter room at block-12 | Painting work of lift, electrical duct and meter room at block-12 |  | 0 | 0 | Approved
SOUTHWINDS PROJECT LLP (PHASE - III & IV) | FINISHING PHASE - III | Internal Painting |  | WO/SP34/FW34/14 | JAHANGIR ALAM ENTERPRISE | two coats of cement based paint(shaft,lift,electrical duct) | Providing and applying of two coats of cement based paint(lift,electrical duct) at all level including Rub down,clean and filled with aprove filler material with necessary tools, tackles & scaffolding at all levels as per direction of Engineer in charge. | Sq.Ft. | 11668.649 | 4.5 | Approved
SOUTHWINDS PROJECT LLP (PHASE - III & IV) | FINISHING PHASE - III | Internal Painting |  | WO/SP34/FW34/14 | JAHANGIR ALAM ENTERPRISE | cement paint at Ground Floor (Meter Room) | "2 coats of cement paint at Ground Floor (Meter Room) Providing & Applying of two Coats of Cement Paint of approved brand (Snowcem/Duracem) and colour on wall, ceiling ,Beams and Column area including scrapping of wall surfaces, sand papering work, including necessary scaffolding, tools & tackles all complete at all level as per drawing & direction of direction of Engineer in Charge. Location-Gr. Floor Meter Room Brand: Brand: Asian Paints/ICI/Berger"" " | Sq.Ft. | 820.906 | 4.5 | Approved
SOUTHWINDS PROJECT LLP (PHASE - III & IV) | FINISHING PHASE - III | Internal Painting |  | WO/SP34/FW34/15 | Madhuban International | Painting work of lift, electrical duct and meter room at block-11 | Painting work of lift, electrical duct and meter room at block-11 |  | 0 | 0 | Approved
SOUTHWINDS PROJECT LLP (PHASE - III & IV) | FINISHING PHASE - III | Internal Painting |  | WO/SP34/FW34/15 | Madhuban International | two coats of cement based paint(shaft,lift,electrical duct) | Providing and applying of two coats of cement based paint(lift,electrical duct) at all level including Rub down,clean and filled with aprove filler material with necessary tools, tackles & scaffolding at all levels as per direction of Engineer in charge. | Sq.Ft. | 12796 | 4.8 | Approved
SOUTHWINDS PROJECT LLP (PHASE - III & IV) | FINISHING PHASE - III | Internal Painting |  | WO/SP34/FW34/15 | Madhuban International | cement paint at Ground Floor (Meter Room) | Two coats of cement paint at Ground Floor (Meter Room) Providing & Applying of two Coats of Cement Paint of approved brand (Snowcem/Duracem) and colour on wall, ceiling ,Beams and Column area including scrapping of wall surfaces, sand papering work, including necessary scaffolding, tools & tackles all complete at all level as per drawing & direction of direction of Engineer in Charge. Location-Gr. Floor Meter Room Brand: Brand: Asian Paints/ICI/Berger | Sq.Ft. | 911 | 4.5 | Approved
SOUTHWINDS PROJECT LLP (PHASE - III & IV) | MEP PHASE - III | Rain Water Harvesting Tank |  | WO/SP34/MW34/21 | SHAHBAZ CONSTRUCTION | Excavation | General earthwork excavation in all types of soil, any kind of backfilled material for levelling & lowering the ground level up to the pcc bottom ( As shown in the drawing ), stacking the excavated earth & disposable material where ever indicated in site, upto a lead of 50m including filling depressions wherever necessary, watering, consolidating, etc. complete. Contractor shall get acquainted with site conditions, nature of soil and adopt suitable adequate dewatering system as deemed fit for the nature of soil, prevailing water table and water collected by runoff or rain to get the surface reasonably dry for laying pcc at the time of execution, provide necessary soring system so that execution will not be hampered or delayed. etc complete as per the instruction of Engineer. The rates shall also include for royalty charges, obtaining permission for excavation and all other related matters from concerned authorities, keeping the site and approach roads neat and clean, maintaining appropriate slope of sides of excavation to prevent collapse of earth, dewatering etc. to the satisfaction of Engineer.The Contractor shall be paid as per IS 1200 / discretion of EIC. |  | 0 | 0 | Approved
SOUTHWINDS PROJECT LLP (PHASE - III & IV) | MEP PHASE - III | Rain Water Harvesting Tank |  | WO/SP34/MW34/21 | SHAHBAZ CONSTRUCTION | Back filling | Back filling work with selected earth/sand in layers (Height should be as per Specification ) including watering, ramming, consolidation etc. as directed. The rates are inclusive of all labours, tools/tackles, pumps,vibratory roller/earth compactor temporary works, etc. complete | Cum. | 66.035 | 118 | Approved
SOUTHWINDS PROJECT LLP (PHASE - III & IV) | MEP PHASE - III | Rain Water Harvesting Tank |  | WO/SP34/MW34/21 | SHAHBAZ CONSTRUCTION | BFS | All charges for SINGLE LAYER BRICK FLAT SOLING including preparation of soil / sand filling bed and filling the joints with available sand / earth, watering etc complete as per drawing, specification & as directed by EIC. | Sq.Mtr. | 22.54 | 428 | Approved
SOUTHWINDS PROJECT LLP (PHASE - III & IV) | MEP PHASE - III | Rain Water Harvesting Tank |  | WO/SP34/MW34/21 | SHAHBAZ CONSTRUCTION | PCC | Providing, mixing and laying in position Plain cement concrete as applicable including necessary manpower, plant, machinary, tools, tackles and whatsoever for placing, spreading, compacting by tamping /mechanical vibrator,, levelling concrete to any depth and for all leads including curing of concrete, supply of all water and necessary piping, dewatering and keeping the area dry to receive the concrete, protecting the newly placed concrete from rain with PVC sheets, as per the instructions of the Engineer, clearing the area of debris, any other ancillary works related to this activity etc complete to the satisfaction of the Engineer. The rate shall also include for all centering, shuttering required to complete the work as per the instruction and satisfaction of Engineer. P.C.C.-1:4:8 with 20mm down stone chips Cement/Admixture will be supplied by client but subjected to reconciliation. | Cum. | 1.691 | 6305 | Approved
SOUTHWINDS PROJECT LLP (PHASE - III & IV) | MEP PHASE - III | Rain Water Harvesting Tank |  | WO/SP34/MW34/21 | SHAHBAZ CONSTRUCTION | RCC_M25 | Providing, mixing and laying in position Cement Concrete of appropriate grade to all type of R .C.C. work with 20 mm down graded machine crushed stone aggregates and coarse sand of approved grade including mixing admixture of any kind with concrete wherever specified for all types of R .C.C. work in foundations, footing, column base, strip foundation, raft, slab, machine foundations, column of all sizes and shapes, all types of beams (plinth beams, tie beam, floor beam) and all types of slabs (floor slabs, suspended floor slabs, cantilever slab, sloping slab etc .), walls, staircases, underground water tanks, UG tanks of STP, RWHT and basements, retaining walls, drop walls, fins etc. The rate shall include for Placing, laying and compacting the concrete of various grades in position at all levels, depths and in all required shapes/profiles/inclinations as per specification/I.S. codes or as directed by the Engineer In Charge. The rate shall also include the Non Destructive Test ( If Required ), the cost of necessary labour, plant and machineries, cover block in PVC / cement mortar 1:1, curing pipes / hessian cloth, required water and necessary piping, tools and tackles, making the surface good to receive the finishes, dewatering and keeping the area dry to receive the concrete, making and placing concrete cover blocks of same grade/ PVC Cover blocks, making provision of stand-by vibrators and needles, buttering with cement slurry, removing laitance from surface, providing the construction joints, openings, application of cementitious bonding agents at the construction joints, protecting the newly placed concrete from rain / heat with PVC sheets, marking the date of concreting, collecting concrete samples in cube moulds making necessary arrangements for curing and ponding, clearing the area of debris etc. complete as directed and to the satisfaction by the Engineer In Charge. (Shuttering and reinforcement work will be measured and paid separately). Cement/ Admixture will be supplied by client but subjected to reconciliation Grade: M25 | Cum. | 17.963 | 6300 | Approved
SOUTHWINDS PROJECT LLP (PHASE - III & IV) | MEP PHASE - III | Rain Water Harvesting Tank |  | WO/SP34/MW34/21 | SHAHBAZ CONSTRUCTION | Formwork | Providing, fabricating and fixing of formwork made of plywood 12mm Thk. (weighing not less than 34 kg/m2); wooden batten, steel plates as approved by Engineer in charge for vertical, horizontal or sloping for all R.C.C. works below ground level at all heights upto 4.5m floor to floor , including all leads with necessary supporting arrangement, applying shuttering oil ( Like ' REBOL' from FOSROC or any other approved ) on the form work, keeping the form work in position after concreting for a period as specified in the relevant I .S. Code and removing the form work after expiry of the specified period, complete with all materials, labour, tools & tackles etc. all as per drawing and specification. The form work shall be water tight ( Seal the joints with heavy duty brown self adhesive tape ) and shall be free from warping, denting and unevenness. The rates shall include cost of forming champers, copings, drip moulds, rounding's, grooves, cut outs, opening, corbels, arches etc. and fixing of pipe sleeves, insert plates, rung ladders, manhole covers for water reservoirs etc as shown in the drawings. [ Measurement shall be as per specification ] (Pipe Sleeves, insert plates, rung ladders, manhole covers will be supplied by client) a) Cleaning concrete from the formwork after removal. b) Co-ordination with electrical team to fix the electrical box and conduit before fixing of wall shuttering. c) Proper care during de-shuttering to avoid any damage to existing facilities. | Sq.Mtr. | 86.991 | 465 | Approved
SOUTHWINDS PROJECT LLP (PHASE - III & IV) | MEP PHASE - III | Rain Water Harvesting Tank |  | WO/SP34/MW34/21 | SHAHBAZ CONSTRUCTION | Reinforcement | Providing, unloading, handling, storing and hoisting into place at all levels and then straightening, cutting to length, bending hooked ends, binding in position of reinforcement bars to shape and size as detailed in drawing and approved bar bending schedules, including welding wherever necessary as per drawing in all kinds of works at all heights & depths as specified including approved cover blocks spaces and binding wire of 18 gauge, annealed wire hooks if required and such other works that are required to make it complete as per drawing. No payment to be made for Rolling Merging. Laps, chairs and spacers will be measured and counted in pour cards and paid in addition to the quantities in BBS. | MT | 1.364 | 6700 | Approved
SOUTHWINDS PROJECT LLP (PHASE - III & IV) | MEP PHASE - III | Rain Water Harvesting Tank |  | WO/SP34/MW34/21 | SHAHBAZ CONSTRUCTION | Sleeves | Fixing of Sleeves as per drawing and as per direction of Engineer-in-Charge. Sleeves would be supplied by the employer free of cost, but subjected to reconciliation | Nos | 0 | 75 | Approved
SOUTHWINDS PROJECT LLP (PHASE - III & IV) | MEP PHASE - III | Rain Water Harvesting Tank |  | WO/SP34/MW34/21 | SHAHBAZ CONSTRUCTION | Rung ladder | Labour charges for fixing of Rung ladder in proper line at any level with supply of all tool tackles & machineries as per drawing & direction of EIC | Nos | 15 | 125 | Approved
SOUTHWINDS PROJECT LLP (PHASE - III & IV) | MEP PHASE - III | Rain Water Harvesting Tank |  | WO/SP34/MW34/21 | SHAHBAZ CONSTRUCTION | Excavation up to 1.5 m | Excavation up to 1.5 m | Cum. | 63.69 | 198 | Approved
SOUTHWINDS PROJECT LLP (PHASE - III & IV) | MEP PHASE - III | Rain Water Harvesting Tank |  | WO/SP34/MW34/21 | SHAHBAZ CONSTRUCTION | Excavation 1.5 - 3.0 m | Excavation 1.5 - 3.0 m | Cum. | 55.623 | 231 | Approved
SOUTHWINDS PROJECT LLP (PHASE - III & IV) | MEP PHASE - III | Rain Water Harvesting Tank |  | WO/SP34/MW34/21 | SHAHBAZ CONSTRUCTION | Excavation 3 - 4.5 m | Excavation 3 - 4.5 m | Cum. | 0 | 296 | Approved
SOUTHWINDS PROJECT LLP (PHASE - III & IV) | MEP PHASE - III | Rain Water Harvesting Tank |  | WO/SP34/MW34/21 | SHAHBAZ CONSTRUCTION | Manhole | Labour charges for fixing of manhole with proper line level as per direction of EIC | Nos | 0 | 350 | Approved
SOUTHWINDS PROJECT LLP (PHASE - III & IV) | OVERHEAD PHASE - III & IV | In-house labour |  | WO/SP34/OP34/12 | UNIVERSAL SERVICE | Deressing | Dressing of excavated earth at trench area in proper lavel after cutting the earth as per direction of Engineer-in-Charge. | Sq.Mtr. | 325 | 25 | Approved
SOUTHWINDS PROJECT LLP (PHASE - III & IV) | OVERHEAD PHASE - III & IV | In-house labour |  | WO/SP34/OP34/12 | UNIVERSAL SERVICE | Erecting electrical pole with excavation and filling | Erecting electrical pole with excavation and filling 600 x600 x750, erecetion pole with existing ISA 65 x 65 x 6 | Nos | 45 | 387 | Approved
SOUTHWINDS PROJECT LLP (PHASE - III & IV) | OVERHEAD PHASE - III & IV | In-house labour |  | WO/SP34/OP34/12 | UNIVERSAL SERVICE | Excavation | Excavation of temporary road, in all sorts of soil including ,spreading or stacking the spoils within lead as necessary, including trimming , levelling, dressing ,ramming the bottom, bailing out water, with men & machineries as directed by EIC. | Cum. | 97.5 | 220 | Approved
SOUTHWINDS PROJECT LLP (PHASE - III & IV) | OVERHEAD PHASE - III & IV | In-house labour |  | WO/SP34/OP34/12 | UNIVERSAL SERVICE | Filling of building rubbish | Filling of building rubbish and compaction by roller as per direction of Engineer-in-charge | Cum. | 113.75 | 510 | Approved
SOUTHWINDS PROJECT LLP (PHASE - III & IV) | OVERHEAD PHASE - III & IV | In-house labour |  | WO/SP34/OP34/12 | UNIVERSAL SERVICE | Breaking of existing boundary wall | Labour charges for Breaking of existing boundary wall at 190 katha area including foundation & rubbish cleaning with all tools and tackles as per the drawing and direction of Engineer in charge. | Cum. | 31.5 | 4000 | Approved
SOUTHWINDS PROJECT LLP (PHASE - III & IV) | MEP PHASE - III | External Electrical | Civil | WO/SP34/MW34/22 | UNIVERSAL SERVICE | civil | Construction of transformer , RMU , Feeder pillar as per B.O.Q & direction of EIC. |  | 0 |  | Approved
SOUTHWINDS PROJECT LLP (PHASE - III & IV) | MEP PHASE - III | External Electrical | Civil | WO/SP34/MW34/22 | UNIVERSAL SERVICE | --Excavation Lead up to 75 m | All charges for doing excavation in required profile in all type of soils in dry and wet condition with a lead of 75 m as directed for pond cutting or any other foundation of the proposed structure as per drawings or direction of Engineer-in-Charge including dismantling of foundation (if any) made with brick, PCC, RCC, dressing of side, bottom, ramming of bottom, dewatering, shoring, strutting, diverting underground sewer line, water line, electrical line (if any) barricading the area providing caution board maintaining required slopes including all labour, materials, machinery, tools & tackles for all lead & lift to the entire satisfaction of EIC | Cum. | 0 |  | Approved
SOUTHWINDS PROJECT LLP (PHASE - III & IV) | MEP PHASE - III | External Electrical | Civil | WO/SP34/MW34/22 | UNIVERSAL SERVICE | Filling | Earth work in filling with earth obtained from excavation in layers not exceeding 250 mm including watering, ramming, etc., complete in all respect as per and direction of EIC | Cum. | 0 |  | Approved
SOUTHWINDS PROJECT LLP (PHASE - III & IV) | MEP PHASE - III | External Electrical | Civil | WO/SP34/MW34/22 | UNIVERSAL SERVICE | PCC | Providing and laying 1:3:6 Cement concrete with 25mm & down screened and washed well graded stone chips excluding shuttering, consolidating complete in all respect as per drawing, specification and direction of EIC | Cum. | 0 |  | Approved
SOUTHWINDS PROJECT LLP (PHASE - III & IV) | MEP PHASE - III | External Electrical | Civil | WO/SP34/MW34/22 | UNIVERSAL SERVICE | RCC | "RCC M25 / M20 Providing and laying charges for M25 Grade of Concrete at all levels and excluding shuttering and reinforcement, including concrete pump, curing, vibrator with complete design of concrete mix as per IS code and relevant special publication, submission of job mix formula after preliminary mix design and testing of concrete cubes as per dir.of EIC " | Cum. | 0 |  | Approved
SOUTHWINDS PROJECT LLP (PHASE - III & IV) | MEP PHASE - III | External Electrical | Civil | WO/SP34/MW34/22 | UNIVERSAL SERVICE | shuttering | Hire & labour charges for Shuttering with centering & necessary staging upto necessary height using approved stout props, 12mm thick quality ply board shuttering, with required bracing for curved or straight fitting, fixing & striking out after completion of works(including bailing of water) complete as per drawing, specification and direction of EIC | Sq.Mtr. | 0 |  | Approved
SOUTHWINDS PROJECT LLP (PHASE - III & IV) | MEP PHASE - III | External Electrical | Civil | WO/SP34/MW34/22 | UNIVERSAL SERVICE | reinforcement | Labour Charges for fixing Reinforcement for reinforced cement concrete work from in all sorts of structures including distribution bars, stirrups, binding wire etc. Initial straightening and removal of loost rust (if necessary) cutting to requisite length, hooking & bending to correct shape , placing in proper position & binding with 16 gauge black annealed wire/welding as per relevant I.S. code in every intersection complete as per drawing, specification of EIC | MT | 0 |  | Approved
SOUTHWINDS PROJECT LLP (PHASE - III & IV) | FINISHING PHASE - IV | Flooring Work |  | WO/SP34/FW4/2 | NEW L. N. CONSTRUCTION | Charges for IPS flooring work including Skirting (Location – STP & UGR) | Charges for IPS flooring work including Skirting of average 30mm thickness using cement concrete 1:2:4 finished with floating coat of net cement on floor, tread, riser and landing . (Location – STP & UGR) | Sq.Mtr. | 260 | 450 | Approved
SOUTHWINDS PROJECT LLP (PHASE - III & IV) | FINISHING PHASE - IV | Flooring Work |  | WO/SP34/FW4/2 | NEW L. N. CONSTRUCTION | All Charges for supply, fabrication, erection, fixing of MS angle (ISA 25X25X3) fixed with 03(Three) nos MS lugs (for each pieces of angle of nosing) (Location – STP & UGR) | All Charges for supply, fabrication, erection, fixing of MS angle (ISA 25X25X3) fixed with 03(Three) nos MS lugs (for each pieces of angle of nosing) made of 10 mm dia MS Round bar of minimum 50 mm length to act as nosing at the edges of the steps of staircase including drilling holes on the treads where angles needs to be fixed and then fixing the same by inserting 10 mm dia MS round bars into the holes and welding with the lugs attached with the angle including applicationof one coat of Red-oxide primerof approved brand on overall MS arrangement, at any floor level. The rate is inclusiveof all materials, tools and tackles, lead & lifts, transportation, line, levels etc. all complete as per drawing, specification and direction of EIC. Required scraped reinforcement will be supplied by client free of cost.. (Location – STP & UGR) | RMT | 64 | 170 | Approved
SOUTHWINDS PROJECT LLP (PHASE - III & IV) | PRE-CONSTRUCTION PHASE - III & IV | Site Office |  | WO/SP34/PC34/37 | NEW L. N. CONSTRUCTION | IPS flooring work at site office (block-13,1st floor) as per BOQ, Dwg. and direction of engineer in charge. | Charges for IPS flooring work including Skirting of average 30mm-35 mm thickness using cement concrete 1:2:4 finished with floating coat of net cement on treads, riser and landing of fire staircase in Bl-13 including skirting average 100 mm height at any floor level . (Location - Site office-Bl-13-1st floor) | Sq.Mtr. | 268.5 | 450 | Approved
The Soul, Rajarhat | OVERHEADS | Pest Control |  | WO/HR01/OHES/4 | Secura Infra Services Pvt. Ltd. | Mosquito Control Treatment : Period Start From Jan 2023 | Mosquito Control Treatment: I. Larvae Control Treatment Spraying Chemical (Sumilarv) 2 times in Month. II. Adult Mosquito Control Treatment a. Spraying Chemical (Malathion/Fenthion) 9 times in Month. b. Smoke Fogging (Cyphenothrin 5% EC/Deltamethrin 1.25% ULV) 9 times in Month. Area Of Treatment: At Marketing Office area, Tower 5 FM Office, Labour Hutment (2),Labour Hutment (3) at outside of the gate, Block C Toilet area ,Toilet area outside of the gate, Block C Vat (2),Septic Tank , Canteen as per direction of Engineer in Charge Work Period Start From Jan, 2023 | Months | 15 | 7500 | Approved
SOUTHWINDS PROJECT LLP (PHASE - III & IV) | FINISHING PHASE - III | Window and Glazing |  | WO/SP34/FW34/16 | HINDUSTAN ALUMINIUM WORKS | Providing and Labour charges for fixing of Aluminium Window at Bl-11 as per B.O.Q & direction of EIC. | Providing and Labour charges for fixing of Aluminium Window at Bl-11 as per B.O.Q & direction of EIC. |  | 0 | 0 | Amended & Approved
SOUTHWINDS PROJECT LLP (PHASE - III & IV) | FINISHING PHASE - III | Window and Glazing |  | WO/SP34/FW34/16 | HINDUSTAN ALUMINIUM WORKS | W (2100 X2050) Openable Window/3 shutter/ Bottom & Middle Fixed / Side hung | W (2100 X2050) EURO 40 Series 2 Shutter Openable with Middle & Bottom Fix Providing & Fixing of Aluminium window with Glass (5 mm clear toughened glass) including all fitting and fixture at all level as per approved drawing and direction of EIC Location: Corridor : 1st Floor to 8th Floor Detail material specification attached in Annexure-I | Sq.Ft. | 363.521 | 393.31 | Approved
SOUTHWINDS PROJECT LLP (PHASE - III & IV) | FINISHING PHASE - III | Window and Glazing |  | WO/SP34/FW34/16 | HINDUSTAN ALUMINIUM WORKS | W (2100 X2050) Openable Window/3 shutter/ Bottom & Middle Fixed / Side hung | (2100 X2050)EURO 40 Series 2 Shutter Openable with Middle & Bottom Fix Providing & Fixing of Aluminium window with Glass (5 mm clear toughened glass) with KPA mullion including all fitting and fixture at all level as per approved drawing and direction of EIC Location: Corridoor: 9th Floor to 13th Floor Detail material specification attached in Annexure-I | Sq.Ft. | 227.201 | 393.31 | Approved
SOUTHWINDS PROJECT LLP (PHASE - III & IV) | FINISHING PHASE - III | Window and Glazing |  | WO/SP34/FW34/16 | HINDUSTAN ALUMINIUM WORKS | W1 (1800 X2050) Openable Window/3 shutter/ Bottom & Middle Fixed / Side hung | W1 (1800 X2050) EURO 40 Series 2 Shutter Openable with Middle & Bottom Fix Providing & Fixing of Aluminium window with Glass (5 mm clear toughened glass) including all fitting and fixture at all level as per approved drawing and direction of EIC Location: Bedroom: 1st Floor to 8th Floor Detail material specification attached in Annexure-I | Sq.Ft. | 3426.189 | 400.91 | Approved
SOUTHWINDS PROJECT LLP (PHASE - III & IV) | FINISHING PHASE - III | Window and Glazing |  | WO/SP34/FW34/16 | HINDUSTAN ALUMINIUM WORKS | W1 (1800 X2050) Openable Window/3 shutter/ Bottom & Middle Fixed / Side hung | W1 (1800 X2050) EURO 40 Series 2 Shutter Openable with Middle & Bottom Fix Providing & Fixing of Aluminium window with Glass (5 mm clear toughened glass) with KPA mullion including all fitting and fixture at all level as per approved drawing and direction of EIC Location: Bedroom: 9th Floor to 13th Floor Detail material specification attached in Annexure-I | Sq.Ft. | 2141.368 | 400.91 | Approved
SOUTHWINDS PROJECT LLP (PHASE - III & IV) | FINISHING PHASE - III | Window and Glazing |  | WO/SP34/FW34/16 | HINDUSTAN ALUMINIUM WORKS | W2 (1500 X2050) Openable Window/3 shutter/ Bottom & Middle Fixed / Side hung | W2 (1500 X2050) EURO 40 Series 2 Shutter Openable with Middle & Bottom Fix Providing & Fixing of Aluminium window with Glass (5 mm clear toughened glass) including all fitting and fixture at all level as per approved drawing and direction of EIC Location: Bedroom: 1st Floor to 8th Floor Detail material specification attached in Annexure-I | Sq.Ft. | 2040.506 | 478.44 | Approved
SOUTHWINDS PROJECT LLP (PHASE - III & IV) | FINISHING PHASE - III | Window and Glazing |  | WO/SP34/FW34/16 | HINDUSTAN ALUMINIUM WORKS | W2 (1500 X2050) Openable Window/3 shutter/ Bottom & Middle Fixed / Side hung | W2 (1500 X2050) EURO 40 Series 2 Shutter Openable with Middle & Bottom Fix Providing & Fixing of Aluminium window with Glass (5 mm clear toughened glass) with KPA mullion including all fitting and fixture at all level as per approved drawing and direction of EIC Location: Bedroom: 9th Floor to 13th Floor Detail material specification attached in Annexure-I | Sq.Ft. | 1275.316 | 478.44 | Approved
The Soul, Rajarhat | COMMON INFRASTRUCTURE | Consultancy Charges |  | WO/HR01/CIH01/98 | Evrikshya Enterprise | Consultancy Charges of all plants at project area for proper Growth, Maintenance, PGR treatment and supporting & guidance of using fertilization etc. | Consultancy Charges of all plants at project area for proper Growth, Maintenance, PGR treatment and supporting & guidance of using fertilization etc. (From - March 2023 to March 2024). | Months | 15 | 8000 | Amended & Approved
SOUTHWINDS PROJECT LLP (PHASE - III & IV) | FINISHING PHASE - III | Window and Glazing |  | WO/SP34/FW34/16 | HINDUSTAN ALUMINIUM WORKS | W2' (1350 X2050) Openable Window/2 shutter/ Bottom Fixed / Side hung | W2' (1350 X2050) EURO 40 Series 2 Shutter Openable with Bottom Fix Providing & Fixing of Aluminium window with Glass (5 mm clear toughened glass) including all fitting and fixture at all level as per approved drawing and direction of EIC Location: Bed Room: 1st Floor to 8th Floor Detail material specification attached in Annexure-I | Sq.Ft. | 933.534 | 447.54 | Approved
SOUTHWINDS PROJECT LLP (PHASE - III & IV) | FINISHING PHASE - III | Window and Glazing |  | WO/SP34/FW34/16 | HINDUSTAN ALUMINIUM WORKS | W2' (1350 X2050) Openable Window/2 shutter/ Bottom Fixed / Side hung | W2' (1350 X2050) EURO 40 Series 2 Shutter Openable with Bottom Fix Providing & Fixing of Aluminium window with Glass (5 mm clear toughened glass) with KPA mullion including all fitting and fixture at all level as per approved drawing and direction of EIC Location: Bed Room: 9th Floor to 13th Floor Detail material specification attached in Annexure-I | Sq.Ft. | 583.459 | 447.54 | Approved
SOUTHWINDS PROJECT LLP (PHASE - III & IV) | FINISHING PHASE - III | Window and Glazing |  | WO/SP34/FW34/16 | HINDUSTAN ALUMINIUM WORKS | W3 (1100 X2050) Openable Window/2 shutter/ Bottom Fixed / Side hung | W3 (1100 X2050) EURO 40 Series 2 Shutter Openable with Bottom Fix Providing & Fixing of Aluminium window with Glass (5 mm clear toughened glass) including all fitting and fixture at all level as per approved drawing and direction of EIC Location: Study Room: 1st Floor to 8th Floor Detail material specification attached in Annexure-I | Sq.Ft. | 760.034 | 493.1 | Approved
SOUTHWINDS PROJECT LLP (PHASE - III & IV) | FINISHING PHASE - III | Window and Glazing |  | WO/SP34/FW34/16 | HINDUSTAN ALUMINIUM WORKS | W3 (1100 X2050) Openable Window/2 shutter/ Bottom Fixed / Side hung | W3 (1100 X2050)EURO 40 Series 2 Shutter Openable with Bottom Fix Providing & Fixing of Aluminium window with Glass (5 mm clear toughened glass) with KPA mullion including all fitting and fixture at all level as per approved drawing and direction of EIC Location: Study Room: 9th Floor to 13th Floor Detail material specification attached in Annexure-I | Sq.Ft. | 475.022 | 493.1 | Approved
SOUTHWINDS PROJECT LLP (PHASE - III & IV) | FINISHING PHASE - III | Window and Glazing |  | WO/SP34/FW34/16 | HINDUSTAN ALUMINIUM WORKS | W4 (850 X2050) Openable Window/2 shutter/ Bottom Fixed / Side hung | W4 (850 X2050) EURO 40 Series 2 Shutter Openable with Bottom Fix Providing & Fixing of Aluminium window with Glass (5 mm clear toughened glass) including all fitting and fixture at all level as per approved drawing and direction of EIC Location: Bed Room : 1st Floor to 8th Floor Detail material specification attached in Annexure-I | Sq.Ft. | 879.728 | 566.21 | Approved
SOUTHWINDS PROJECT LLP (PHASE - III & IV) | FINISHING PHASE - III | Window and Glazing |  | WO/SP34/FW34/16 | HINDUSTAN ALUMINIUM WORKS | W4 (850 X2050) Openable Window/2 shutter/ Bottom Fixed / Side hung | W4 (850 X2050) EURO 40 Series 2 Shutter Openable with Bottom Fix Providing & Fixing of Aluminium window with Glass (5 mm clear toughened glass) with KPA mullion including all fitting and fixture at all level as per approved drawing and direction of EIC Location: Bed Room : 9th Floor to 13th Floor Detail material specification attached in Annexure-I | Sq.Ft. | 549.83 | 566.21 | Approved
SOUTHWINDS PROJECT LLP (PHASE - III & IV) | FINISHING PHASE - III | Window and Glazing |  | WO/SP34/FW34/16 | HINDUSTAN ALUMINIUM WORKS | W6 (900 X1100) Openable Window/2 shutter/ Top middle Fixed / chimney & exhust provison at top /Side hung | W6 (900 X1100) EURO 40 Series 2 Side Hung Shutter with Top Middle Fixed with Exhaust & Chimney Provision Providing & Fixing of Aluminium window with Glass (5 mm clear toughened glass ) including all fitting and fixture at all level as per approved drawing and direction of EIC Location: Kitchen: 1st Floor to 8th Floor Detail material specification attached in Annexure-I NB: The exhaust fan & chimey cut out area should be cover by glass or Ply / aprooved material as per direction of EIC | Sq.Ft. | 337.568 | 710.23 | Approved
SOUTHWINDS PROJECT LLP (PHASE - III & IV) | FINISHING PHASE - III | Window and Glazing |  | WO/SP34/FW34/16 | HINDUSTAN ALUMINIUM WORKS | W6 (900 X1100) Openable Window/2 shutter/ Top middle Fixed / chimney & exhust provison at top /Side hung | W6 (900 X1100) EURO 40 Series 2 Side Hung Shutter with Top Middle Fixed with Exhaust & Chimney Provision Providing & Fixing of Aluminium window with Glass (5 mm clear toughened glass ) including all fitting and fixture at all level as per approved drawing and direction of EIC Location: Kitchen: 9th Floor to 13th Floor Detail material specification attached in Annexure-I NB: The exhaust fan & chimey cut out area should be cover by glass or Ply / aprooved material as per direction of EIC | Sq.Ft. | 210.977 | 710.24 | Approved
SOUTHWINDS PROJECT LLP (PHASE - III & IV) | FINISHING PHASE - III | Window and Glazing |  | WO/SP34/FW34/16 | HINDUSTAN ALUMINIUM WORKS | W6A (950 X1225) Openable Window/2 shutter/ Top middle Fixed & side Fixed / chimney & exhust provison at top /Side hung | W6A (950 X1225) EURO 40 Series 1 Side Hung Shutter with side & Top middle Fixed with Exhaust & Chimney Provision Providing & Fixing of Aluminium window with Glass (5 mm clear toughened glass ) including all fitting and fixture at all level as per approved drawing and direction of EIC Location: Kitchen: 1st Floor to 8th Floor Detail material specification attached in Annexure-I NB: The exhaust fan & chimey cut out area should be cover by glass or Ply / aprooved material as per direction of EIC | Sq.Ft. | 397.133 | 657.3 | Approved
SOUTHWINDS PROJECT LLP (PHASE - III & IV) | FINISHING PHASE - III | Window and Glazing |  | WO/SP34/FW34/16 | HINDUSTAN ALUMINIUM WORKS | W6A (950 X1225) Openable Window/2 shutter/ Top middle Fixed & side Fixed / chimney & exhust provison at top /Side hung | W6A (950 X1225) 40 Series 1 Side Hung Shutter with side & Top middle Fixed with Exhaust & Chimney Provision Providing & Fixing of Aluminium window with Glass (5 mm clear toughened glass ) including all fitting and fixture at all level as per approved drawing and direction of EIC Location: Kitchen: 9th Floor to 13th Floor Detail material specification attached in Annexure-I NB: The exhaust fan & chimey cut out area should be cover by glass or Ply / aprooved material as per direction of EIC | Sq.Ft. | 248.21 | 657.3 | Approved
SOUTHWINDS PROJECT LLP (PHASE - III & IV) | FINISHING PHASE - III | Window and Glazing |  | WO/SP34/FW34/16 | HINDUSTAN ALUMINIUM WORKS | W8 (600 X900) Adjustable Openable Glass Louver/Top Side Fixed / exhust provison at top /Louver | W8 (600 X900) 25x50x1.3mm tube frame with adjustable glass louvers, Top side Fixed with Exhaust Provision . Providing & Fixing of Aluminium window with adjustable Glass louver (5 mm frosted glass) including all fitting and fixture at all level as per approved drawing and direction of EIC Location: Toilet Floor: 1st Floor to 8th Floor Detail material specification attached in Annexure-I NB: The exhaust fan cut out area should be cover by glass or Ply / aprooved material as per direction of EIC | Sq.Ft. | 825.399 | 279.05 | Approved
SOUTHWINDS PROJECT LLP (PHASE - III & IV) | FINISHING PHASE - III | Window and Glazing |  | WO/SP34/FW34/16 | HINDUSTAN ALUMINIUM WORKS | W8 (600 X900) Adjustable Openable Glass Louver/Top Side Fixed / exhust provison at top /Louver | W8 (600 X900) 25x50x1.3mm tube frame with adjustable glass louvers, Top side Fixed with Exhaust Provision . Providing & Fixing of Aluminium window with adjustable Glass louver (5 mm frosted glass) including all fitting and fixture at all level as per approved drawing and direction of EIC . Location: Toilet Floor: 9th Floor to 13th Floor Detail material specification attached in Annexure-I NB: The exhaust fan cut out area should be cover by glass or Ply / aprooved material as per direction of EIC | Sq.Ft. | 515.875 | 279.05 | Approved
SOUTHWINDS PROJECT LLP (PHASE - III & IV) | FINISHING PHASE - III | Window and Glazing |  | WO/SP34/FW34/16 | HINDUSTAN ALUMINIUM WORKS | W8' (480 X900) Adjustable Openable Glass Louver/Top Fixed / exhust provison at top /Louver | W8' (480 X900) 25x50x1.3mm tube frame with adjustable glass louvers and exhust provision. Providing & Fixing of Aluminium window with adjustable Glass louver (5 mm frosted glass) including all fitting and fixture at all level as per approved drawing and direction of EIC Location: Toilet Floor: 1st Floor to 8th Floor Detail material specification attached in Annexure-I NB: The exhaust fan cut out area should be cover by glass or Ply / aprooved material as per direction of EIC | Sq.Ft. | 34.295 | 324.41 | Approved
SOUTHWINDS PROJECT LLP (PHASE - III & IV) | FINISHING PHASE - III | Window and Glazing |  | WO/SP34/FW34/16 | HINDUSTAN ALUMINIUM WORKS | W8' (480 X900) Adjustable Openable Glass Louver/Top Fixed / exhust provison at top /Louver | W8' (480 X900) 25x50x1.3mm tube frame with adjustable glass louvers and exhust provision. Providing & Fixing of Aluminium window with adjustable Glass louver (5 mm frosted glass) including all fitting and fixture at all level as per approved drawing and direction of EIC . Location: Toilet Floor: 9th Floor to 13th Floor Detail material specification attached in Annexure-I NB: The exhaust fan cut out area should be cover by glass or Ply / aprooved material as per direction of EIC | Sq.Ft. | 21.434 | 324.41 | Approved
SOUTHWINDS PROJECT LLP (PHASE - III & IV) | FINISHING PHASE - III | Window and Glazing |  | WO/SP34/FW34/16 | HINDUSTAN ALUMINIUM WORKS | W12 (1000 X2050) Openable Window/2 shutter/ Bottom Fixed / Side hung | W12 (1000 X2050) EURO 40 Series 2 Shutter Openable with Bottom Fix Providing & Fixing of Aluminium window with Glass (5 mm clear toughened glass) including all fitting and fixture at all level as per approved drawing and direction of EIC Location: Corridoor : 1st Floor to 8th Floor Detail material specification attached in Annexure-I | Sq.Ft. | 345.305 | 493.11 | Approved
SOUTHWINDS PROJECT LLP (PHASE - III & IV) | FINISHING PHASE - III | Window and Glazing |  | WO/SP34/FW34/16 | HINDUSTAN ALUMINIUM WORKS | W12 (1000 X2050) Openable Window/2 shutter/ Bottom Fixed / Side hung | W12 (1000 X2050) EURO 40 Series 2 Shutter Openable with Bottom Fix Providing & Fixing of Aluminium window with Glass (5 mm clear toughened glass) with KPA mullion including all fitting and fixture at all level as per approved drawing and direction of EIC Location: Corridoor : 9th Floor to 13th Floor Detail material specification attached in Annexure-I | Sq.Ft. | 215.817 | 493.11 | Approved
SOUTHWINDS PROJECT LLP (PHASE - III & IV) | FINISHING PHASE - III | Window and Glazing |  | WO/SP34/FW34/16 | HINDUSTAN ALUMINIUM WORKS | DW1 (1800 X2450) 2Track 2 Shutter Sliding Door DW1 (1800 X2450) EURO 27 Series 2 Track-2 Shutter Sliding with KPA mullion Providing & Fixing of Aluminium sliding door with Glass (5 mm clear toughened glass) including all fitting and fixture at all | DW1 (1800 X2450) EURO 27 Series 2 Track-2 Shutter Sliding with KPA mullion Providing & Fixing of Aluminium sliding door with Glass (5 mm clear toughened glass) including all fitting and fixture at all level as per approved drawing and direction of EIC Location: Living/Dining Balcony Floor: 1st Floor to 8th Floor Floor Detail material specification attached in Annexure-I | Sq.Ft. | 2961.621 | 436.12 | Approved
SOUTHWINDS PROJECT LLP (PHASE - III & IV) | FINISHING PHASE - III | Window and Glazing |  | WO/SP34/FW34/16 | HINDUSTAN ALUMINIUM WORKS | DW1 (1800 X2450) 2Track 2 Shutter Sliding Door DW1 (1800 X2450) EURO 27 Series 2 Track-2 Shutter Sliding with KPA mullion Providing & Fixing of Aluminium sliding door with Glass (5 mm clear toughened glass) including all fitting and fixture at all | DW1 (1800 X2450) EURO 27 Series 2 Track-2 Shutter Sliding with KPA mullion Providing & Fixing of Aluminium sliding door with Glass (5 mm clear toughened glass) including all fitting and fixture at all level as per approved drawing and direction of EIC Location: Living/Dining Balcony Floor: 9th Floor to 13th Floor Floor Detail material specification attached in Annexure-I | Sq.Ft. | 1851.013 | 436.12 | Approved
SOUTHWINDS PROJECT LLP (PHASE - III & IV) | FINISHING PHASE - III | Window and Glazing |  | WO/SP34/FW34/16 | HINDUSTAN ALUMINIUM WORKS | V (1100 X400) Fixed aluminium Louver Window | V (1100 X400) 25x50x1.3mm tube frame with adjustable Aluminium louvers Providing & Fixing of Aluminium window with adjustable Aluminium louver including all fitting and fixture at all level as per approved drawing and direction of EIC Location: Corridor Floor: 1st Floor to 8th Floor Detail material specification attached in Annexure-I | Sq.Ft. | 146.438 | 298.34 | Approved
SOUTHWINDS PROJECT LLP (PHASE - III & IV) | FINISHING PHASE - III | Window and Glazing |  | WO/SP34/FW34/16 | HINDUSTAN ALUMINIUM WORKS | V (1100 X400) Fixed aluminium Louver Window | V (1100 X400) 25x50x1.3mm tube frame with adjustable Aluminium louvers Providing & Fixing of Aluminium window with adjustable Aluminium louver including all fitting and fixture at all level as per approved drawing and direction of EIC Location: Corridor Floor: 9th Floor to 13th Floor Detail material specification attached in Annexure-I | Sq.Ft. | 91.524 | 298.34 | Approved
SOUTHWINDS PROJECT LLP (PHASE - III & IV) | FINISHING PHASE - III | Window and Glazing |  | WO/SP34/FW34/16 | HINDUSTAN ALUMINIUM WORKS | SW (1200 X1800) Openable Window/2 shutter/ Bottom & Top Fixed / Top hung | SW (1200 X1800) EURO 40 Series 2 Shutter Openable with Top & Bottom Fix Providing & Fixing of Aluminium window with Glass (5 mm clear toughened glass) including all fitting and fixture at all level as per approved drawing and direction of EIC Location: Stair: 1st Floor to 8th Floor Detail material specification attached in Annexure-I | Sq.Ft. | 369.423 | 480.12 | Approved
SOUTHWINDS PROJECT LLP (PHASE - III & IV) | FINISHING PHASE - III | Window and Glazing |  | WO/SP34/FW34/16 | HINDUSTAN ALUMINIUM WORKS | SW (1200 X1800) Openable Window/2 shutter/ Bottom & Top Fixed / Top hung | SW (1200 X1800) EURO 40 Series 2 Shutter Openable with Top & Bottom Fix Providing & Fixing of Aluminium window with Glass (5 mm clear toughened glass) including all fitting and fixture at all level as per approved drawing and direction of EIC Location: Stair: 9th Floor to 13th Floor Detail material specification attached in Annexure-I | Sq.Ft. | 207.801 | 480.12 | Approved
The Ramdulari | OVERHEAD | Pest Control |  | WO/RP/RP04/7 | Legend Sanicure Private Limited | Integrated Mosquito control | Charges for Integrated Mosquito Control Services (Larva & Adult): For Entire project area (Including Labor Hutment). i) Anti Larval Treatment (Pest Covered- Mosquito Larvae): Chemical to be used- a) Baytex (Fenthion), Dosage- 0.75 ml/Ltr b) Chlorpyriphos, Dosage- 5ml/Ltr c) Diesel, Dosage-RTU Application will be as per annexure (4 treatments to be done in a month) ii) Anti Adult Space Spray (Pest Covered- Adult Mosquitos): Chemical to be used- a) Biflex (Bifenthrin), Dosage- 5-10 ml/Ltr b) Chlorpyriphos, Dosage- 10ml/Ltr c) Deltamethrin Flow (2.5% SC), Dosage- 8ml/Ltr Application will be as per annexure (9 treatments to be done in a month) iii) Hot Fogging: Chemical to be used- a) Kingfog (Deltamethrin 1.25% ULV), Dosage- 2ml/Ltr b) Biflex (Bifenthrin), Dosage- 5ml/Ltr Application will be as per annexure (9 treatments to be done in a month) | Months | 31.5 | 7000 | Approved
The Soul, Rajarhat | BLOCK | Civil | Sub & Super Structure Work | WO/HR01/BOK01/145 | ASRAFUL MONDAL | Daily Labour Mason & Chipper | Unskilled for 11 hrs. (Revised Rate From Feb 23) | Nos | 2971 | 445 | Approved
Primarc Chambers | MARKETING | Site Branding |  | WO/PCH/PC03/44 | INFOSIGN SYSTEMS PVT. LTD. | GSB Board | GSB Board Science City Facing Size - 30' x 10'Star/LG BL flex Flex with Solvent print The board frame made from MS pipe 50 x 50 mm painted with red oxide primer Top, Bottom, Side & Back cover shall be made of 28 gauge GI sheet. Electricals - Branded Tube, Choke & Wire. With additional iron support 1 Digital Timer Installation as per approved dwg. & direction of EIC. | Lump Sum | 1 | 64000 | Approved
SOUTHWINDS PROJECT LLP (PHASE - III & IV) | COMMON INFRASTRUCTURE - PHASE III & IV | Land Development |  | WO/SP34/CI34/47 | ADRIJA CONSTRUCTION | Dismantling of PCC | Dismantling of PCC, maintaining dump yard for debris & levels to entire satisfaction of EIC. | Cum. | 2.676 | 1800 | Approved
SOUTHWINDS PROJECT LLP (PHASE - III & IV) | COMMON INFRASTRUCTURE - PHASE III & IV | Land Development |  | WO/SP34/CI34/47 | ADRIJA CONSTRUCTION | Dismantling of RCC | Dismantling of RCC, maintaining dump yard for debris & and levels to entire satisfaction of EIC. | Cum. | 19.682 | 2800 | Approved
SOUTHWINDS PROJECT LLP (PHASE - III & IV) | COMMON INFRASTRUCTURE - PHASE III & IV | Land Development |  | WO/SP34/CI34/47 | ADRIJA CONSTRUCTION | dismantling of brick work | All charges for dismantling of brick work of all thickness and of all mortar ratio along with its plaster and other finishes to incorporate changes & revisions of drawings/design or as per drawing and direction of EIC i/c barricading the area , providing caution board, for all lead & lift ,for all level i/c maintaining dump yard for debris & and levels to entire satisfaction of EIC. | Cum. | 33.676 | 1400 | Approved
SOUTHWINDS PROJECT LLP (PHASE - III & IV) | COMMON INFRASTRUCTURE - PHASE III & IV | Land Development |  | WO/SP34/CI34/47 | ADRIJA CONSTRUCTION | Removal of Rolling shutter Size -1950 mm x 3000 mm. | Removal of Rolling shutter Size -1950 mm x 3000 mm. | Lump Sum | 1 | 3000 | Approved
SOUTHWINDS PROJECT LLP (PHASE - III & IV) | COMMON INFRASTRUCTURE - PHASE III & IV | Land Development |  | WO/SP34/CI34/47 | ADRIJA CONSTRUCTION | Earth work excavation | Labour charges for earth work excavaion including all type of soil for column footing dismantle and removing purpose from substation area. All complete as Per Dwg and direction of enngineer in chaarge. | Lump Sum | 1 | 3000 | Approved
SOUTHWINDS PROJECT LLP (PHASE - III & IV) | COMMON INFRASTRUCTURE - PHASE III & IV | Land Development |  | WO/SP34/CI34/47 | ADRIJA CONSTRUCTION | Rubbish Disposal | Removal of rubbish, earth, concrete boulder etc. from the working site and disposal of the same beyond the compound, in conformity with the Municipal / Corporation Rules for such disposal, loading into truck and cleaning the site in all respect as per direction of Engineer in charge | Cum. | 56.034 | 400 | Approved
SOUTHWINDS PROJECT LLP (PHASE - III & IV) | BLOCK PHASE - III | Civil | Sub & Super Structure Work | WO/SP34/BP34/22 | TAPAN GAYEN | Pu Foam Filling Work | Supply of material ( Product - BOSS 334 PU Foam & BOSS C-33 Gun Foam Cleaner) Bl-11 & 12 - Top Floor in-between Beam & Brick Joint Consider - avg. - 25 mm thick x width of wall |  | 0 | 0 | Approved
SOUTHWINDS PROJECT LLP (PHASE - III & IV) | BLOCK PHASE - III | Civil | Sub & Super Structure Work | WO/SP34/BP34/22 | TAPAN GAYEN | 200 mm th | 200 mm th wall | RMT | 76.446 | 68 | Approved
SOUTHWINDS PROJECT LLP (PHASE - III & IV) | BLOCK PHASE - III | Civil | Sub & Super Structure Work | WO/SP34/BP34/22 | TAPAN GAYEN | 125 / 110 mm th | 125 / 110 mm th wall | RMT | 15.7 | 38 | Approved
SOUTHWINDS PROJECT LLP (PHASE - III & IV) | BLOCK PHASE - III | Civil | Sub & Super Structure Work | WO/SP34/BP34/22 | TAPAN GAYEN | Labour charges | Labor charges for PU Foam application including all Tools & Tackles as per direction of EIC. Bl-11 & 12 - Top Floor in-between Beam & Brick Joint Consider - avg. - 25 mm thick x width of wall |  | 0 | 0 | Approved
SOUTHWINDS PROJECT LLP (PHASE - III & IV) | BLOCK PHASE - III | Civil | Sub & Super Structure Work | WO/SP34/BP34/22 | TAPAN GAYEN | 200 mm th wall | 200 mm th wall | RMT | 76.446 | 50 | Approved
SOUTHWINDS PROJECT LLP (PHASE - III & IV) | BLOCK PHASE - III | Civil | Sub & Super Structure Work | WO/SP34/BP34/22 | TAPAN GAYEN | 125 / 110 mm th wall | 125 / 110 mm th wall | RMT | 15.7 | 35 | Approved
SOUTHWINDS PROJECT LLP (PHASE - III & IV) | BLOCK PHASE - III | Civil | Sub & Super Structure Work | WO/SP34/BP34/19 | SHARIQUE ENTERPRISE | BLOCK-11 up to plinth- differential cost | BLOCK-11 up to plinth- differential cost | Cum. | 70.923 | 410 | Approved
SOUTHWINDS PROJECT LLP (PHASE - III & IV) | BLOCK PHASE - III | Civil | Sub & Super Structure Work | WO/SP34/BP34/19 | SHARIQUE ENTERPRISE | BLOCK-11 Above plinth - differential cost | BLOCK-11 Above plinth - differential cost | Cum. | 145.691 | 410 | Approved
SOUTHWINDS PROJECT LLP (PHASE - III & IV) | BLOCK PHASE - III | Civil | Sub & Super Structure Work | WO/SP34/BP34/19 | SHARIQUE ENTERPRISE | BLOCK-12 up to plinth - differential cost | BLOCK-12 up to plinth - differential cost | Cum. | 49.83 | 410 | Approved
SOUTHWINDS PROJECT LLP (PHASE - III & IV) | BLOCK PHASE - III | Civil | Sub & Super Structure Work | WO/SP34/BP34/19 | SHARIQUE ENTERPRISE | BLOCK-12 Above plinth - differential cost | BLOCK-12 Above plinth - differential cost | Cum. | 81.042 | 410 | Approved
SOUTHWINDS PROJECT LLP (PHASE - III & IV) | BLOCK PHASE - III | Civil | Sub & Super Structure Work | WO/SP34/BP34/19 | SHARIQUE ENTERPRISE | BLOCK-11 - differential cost. | BLOCK-11 -Above plinth - differential cost. | Sq.Mtr. | 756.035 | 52 | Approved
SOUTHWINDS PROJECT LLP (PHASE - III & IV) | BLOCK PHASE - III | Civil | Sub & Super Structure Work | WO/SP34/BP34/19 | SHARIQUE ENTERPRISE | BLOCK-12 - differential cost. | BLOCK-12 -Above plinth - differential cost. | Sq.Mtr. | 548.952 | 52 | Approved
SOUTHWINDS PROJECT LLP (PHASE - III & IV) | BLOCK PHASE - III | Civil | Sub & Super Structure Work | WO/SP34/BP34/19 | SHARIQUE ENTERPRISE | BLOCK-11 Above plinth - differential cost | BLOCK-11 Above plinth - differential cost | Cum. | 317.863 | 760 | Approved
SOUTHWINDS PROJECT LLP (PHASE - III & IV) | BLOCK PHASE - III | Civil | Sub & Super Structure Work | WO/SP34/BP34/19 | SHARIQUE ENTERPRISE | BLOCK-12 Above plinth - differential cost | BLOCK-12 Above plinth - differential cost | Cum. | 269.748 | 760 | Approved
SOUTHWINDS PROJECT LLP (PHASE - III & IV) | BLOCK PHASE - III | Civil | Sub & Super Structure Work | WO/SP34/BP34/19 | SHARIQUE ENTERPRISE | BLOCK-11 Above plinth - differential cost | BLOCK-11 Above plinth - differential cost | Sq.Mtr. | 2702.539 | 95 | Approved
SOUTHWINDS PROJECT LLP (PHASE - III & IV) | BLOCK PHASE - III | Civil | Sub & Super Structure Work | WO/SP34/BP34/19 | SHARIQUE ENTERPRISE | BLOCK-12 Above plinth - differential cost | BLOCK-12 Above plinth - differential cost | Sq.Mtr. | 1251.06 | 95 | Approved
SOUTHWINDS PROJECT LLP (PHASE - III & IV) | BLOCK PHASE - III | Civil | Sub & Super Structure Work | WO/SP34/BP34/19 | SHARIQUE ENTERPRISE | BLOCK-11 up to plinth - Remaining Cost | BLOCK-11 up to plinth - Remaining Cost | Cum. | 0 |  | Approved
SOUTHWINDS PROJECT LLP (PHASE - III & IV) | BLOCK PHASE - III | Civil | Sub & Super Structure Work | WO/SP34/BP34/19 | SHARIQUE ENTERPRISE | BLOCK-11 Above plinth - Remaining Cost | BLOCK-11 Above plinth - Remaining Cost | Cum. | 230.019 | 4410 | Approved
SOUTHWINDS PROJECT LLP (PHASE - III & IV) | BLOCK PHASE - III | Civil | Sub & Super Structure Work | WO/SP34/BP34/19 | SHARIQUE ENTERPRISE | BLOCK-12 up to plinth - Remaining Cost | BLOCK-12 up to plinth - Remaining Cost | Cum. | 0 |  | Approved
SOUTHWINDS PROJECT LLP (PHASE - III & IV) | BLOCK PHASE - III | Civil | Sub & Super Structure Work | WO/SP34/BP34/19 | SHARIQUE ENTERPRISE | BLOCK-12 Above plinth - Remaining Cost | BLOCK-12 Above plinth - Remaining Cost | Cum. | 117.635 | 4410 | Approved
SOUTHWINDS PROJECT LLP (PHASE - III & IV) | BLOCK PHASE - III | Civil | Sub & Super Structure Work | WO/SP34/BP34/19 | SHARIQUE ENTERPRISE | BLOCK-11 -Above plinth - remaining cost. | BLOCK-11 -Above plinth - remaining cost. | Sq.Mtr. | 928.706 | 502 | Approved
SOUTHWINDS PROJECT LLP (PHASE - III & IV) | BLOCK PHASE - III | Civil | Sub & Super Structure Work | WO/SP34/BP34/19 | SHARIQUE ENTERPRISE | BLOCK-12 -Above plinth - remaining cost. | BLOCK-12 -Above plinth - remaining cost. | Sq.Mtr. | 592.082 | 502 | Approved
SOUTHWINDS PROJECT LLP (PHASE - III & IV) | BLOCK PHASE - III | Civil | Sub & Super Structure Work | WO/SP34/BP34/19 | SHARIQUE ENTERPRISE | BLOCK-11 Above plinth - Remaining Cost | BLOCK-11 Above plinth - Remaining Cost | Cum. | 390.126 | 4960 | Approved
SOUTHWINDS PROJECT LLP (PHASE - III & IV) | BLOCK PHASE - III | Civil | Sub & Super Structure Work | WO/SP34/BP34/19 | SHARIQUE ENTERPRISE | BLOCK-12 Above plinth - Remaining Cost | BLOCK-12 Above plinth - Remaining Cost | Cum. | 323.77 | 4960 | Approved
SOUTHWINDS PROJECT LLP (PHASE - III & IV) | BLOCK PHASE - III | Civil | Sub & Super Structure Work | WO/SP34/BP34/19 | SHARIQUE ENTERPRISE | BLOCK-11 Above plinth - Remaining cost | BLOCK-11 Above plinth - Remaining cost | Sq.Mtr. | 4340.626 | 658 | Approved
SOUTHWINDS PROJECT LLP (PHASE - III & IV) | BLOCK PHASE - III | Civil | Sub & Super Structure Work | WO/SP34/BP34/19 | SHARIQUE ENTERPRISE | BLOCK-12 Above plinth - Remaining cost | BLOCK-12 Above plinth - Remaining cost | Sq.Mtr. | 2515.963 | 658 | Approved
The Soul, Rajarhat | CLUB | HVAC Works |  | WO/HR01/CL07/9 | UNIVERSAL ENERGY SOLUTIONS PVT. LTD. | EXTRA ADITTIONAL ITEM | EXTRA ADITTIONAL ITEM |  | 0 | 0 | Approved
The Soul, Rajarhat | CLUB | HVAC Works |  | WO/HR01/CL07/9 | UNIVERSAL ENERGY SOLUTIONS PVT. LTD. | 150 CFM Celling | 150 CFM Celling Suspended Inline Exhaust Fan for Steam Room Exhaust | Nos | 2 | 4995.6 | Approved
The Soul, Rajarhat | CLUB | HVAC Works |  | WO/HR01/CL07/9 | UNIVERSAL ENERGY SOLUTIONS PVT. LTD. | Communication Cable -3C X 2.5 Sq.mm | Communication Cable -3C X 2.5 Sq.mm For Non-VRV Ductable Unit (Flexible Cable ) | RMT | 177 | 164.62 | Approved
The Soul, Rajarhat | CLUB | HVAC Works |  | WO/HR01/CL07/9 | UNIVERSAL ENERGY SOLUTIONS PVT. LTD. | Communication Cable -4c x 1.5 Sq.mm | Communication Cable -4c x 1.5 Sq.mm For Non-VRV Ductable Unit.(flexible Cable) | RMT | 177 | 184.72 | Approved
The Soul, Rajarhat | CLUB | HVAC Works |  | WO/HR01/CL07/9 | UNIVERSAL ENERGY SOLUTIONS PVT. LTD. | S.I.T.C of Flexible Insulated duct 150 mm dia | S.I.T.C of Flexible Insulated duct 150 mm dia | RMT | 60 | 539.1 | Approved
The Soul, Rajarhat | CLUB | HVAC Works |  | WO/HR01/CL07/9 | UNIVERSAL ENERGY SOLUTIONS PVT. LTD. | EXTRA ITEM - VRV INDOOR UNITS FOR CAFÉ AREA (RE WORK) | EXTRA ITEM - VRV INDOOR UNITS FOR CAFÉ AREA (RE WORK) |  | 0 | 0 | Approved
The Soul, Rajarhat | CLUB | HVAC Works |  | WO/HR01/CL07/9 | UNIVERSAL ENERGY SOLUTIONS PVT. LTD. | Dismantling Café area | Dismantling Café area Cassette Unit-3.18 Tr | Nos | 4 | 632.5 | Approved
The Soul, Rajarhat | CLUB | HVAC Works |  | WO/HR01/CL07/9 | UNIVERSAL ENERGY SOLUTIONS PVT. LTD. | Installation Café area | Installation Café area Cassette Unit-3.18 Tr | Nos | 4 | 1120 | Approved
The Soul, Rajarhat | CLUB | HVAC Works |  | WO/HR01/CL07/9 | UNIVERSAL ENERGY SOLUTIONS PVT. LTD. | Dismantling Café area | Dismantling Café area Copper Pipe & Drain Pipe | Lot | 1 | 0 | Approved
The Soul, Rajarhat | CLUB | HVAC Works |  | WO/HR01/CL07/9 | UNIVERSAL ENERGY SOLUTIONS PVT. LTD. | S.I.T.C of 9.5 mm | S.I.T.C of 9.5 mm dia SD - 13 mm thik. Insulation (copper) | RMT | 23.1 | 353 | Approved
The Soul, Rajarhat | CLUB | HVAC Works |  | WO/HR01/CL07/9 | UNIVERSAL ENERGY SOLUTIONS PVT. LTD. | S.I.T.C of 12.7 mm | S.I.T.C of 12.7 mm dia SD - 13 mm thik. Insulation | RMT | 6 | 431 | Approved
The Soul, Rajarhat | CLUB | HVAC Works |  | WO/HR01/CL07/9 | UNIVERSAL ENERGY SOLUTIONS PVT. LTD. | S.I.T.C of 15.9 mm | S.I.T.C of 15.9 mm dia SD - 19 mm thik. Insulation | RMT | 18 | 587 | Approved
The Soul, Rajarhat | CLUB | HVAC Works |  | WO/HR01/CL07/9 | UNIVERSAL ENERGY SOLUTIONS PVT. LTD. | S.I.T.C of 15.9 mm | S.I.T.C of 22.2 mm dia HD - 19 mm thik. Insulation | RMT | 6 | 810 | Approved
The Soul, Rajarhat | CLUB | HVAC Works |  | WO/HR01/CL07/9 | UNIVERSAL ENERGY SOLUTIONS PVT. LTD. | S.I.T.C of 28.6 mm | S.I.T.C of 28.6 mm dia HD - 19 mm thik. Insulation | RMT | 6 | 1138 | Approved
The Soul, Rajarhat | CLUB | HVAC Works |  | WO/HR01/CL07/9 | UNIVERSAL ENERGY SOLUTIONS PVT. LTD. | S.I.T.C 200 mm | S.I.T.C 200 mm width Cable Tray | RMT | 30 | 614 | Approved
SOUTHWINDS PROJECT LLP (PHASE - III & IV) | BLOCK PHASE - IV | Civil |  | WO/SP34/BP4/10 | SHARIQUE ENTERPRISE | BLOCK-13 up to plinth- differential cost | BLOCK-13 up to plinth- differential cost | Cum. | 92.452 | 410 | Approved
SOUTHWINDS PROJECT LLP (PHASE - III & IV) | BLOCK PHASE - IV | Civil |  | WO/SP34/BP4/10 | SHARIQUE ENTERPRISE | BLOCK-13 Above plinth - differential cost | BLOCK-13 Above plinth - differential cost | Cum. | 0 | 410 | Approved
SOUTHWINDS PROJECT LLP (PHASE - III & IV) | BLOCK PHASE - IV | Civil |  | WO/SP34/BP4/10 | SHARIQUE ENTERPRISE | BLOCK-14 up to plinth- differential cost | BLOCK-14 up to plinth- differential cost | Cum. | 178.735 | 410 | Approved
SOUTHWINDS PROJECT LLP (PHASE - III & IV) | BLOCK PHASE - IV | Civil |  | WO/SP34/BP4/10 | SHARIQUE ENTERPRISE | BLOCK-14 Above plinth - differential cost | BLOCK-14 Above plinth - differential cost | Cum. | 0 | 410 | Approved
SOUTHWINDS PROJECT LLP (PHASE - III & IV) | BLOCK PHASE - IV | Civil |  | WO/SP34/BP4/10 | SHARIQUE ENTERPRISE | BLOCK-15 up to plinth- differential cost | BLOCK-15 up to plinth- differential cost | Cum. | 0 | 410 | Approved
SOUTHWINDS PROJECT LLP (PHASE - III & IV) | BLOCK PHASE - IV | Civil |  | WO/SP34/BP4/10 | SHARIQUE ENTERPRISE | BLOCK-15 Above plinth - differential cost | BLOCK-15 Above plinth - differential cost | Cum. | 0 | 410 | Approved
SOUTHWINDS PROJECT LLP (PHASE - III & IV) | BLOCK PHASE - IV | Civil |  | WO/SP34/BP4/10 | SHARIQUE ENTERPRISE | BLOCK-16 up to plinth- differential cost | BLOCK-16 up to plinth- differential cost | Cum. | 40.577 | 410 | Approved
SOUTHWINDS PROJECT LLP (PHASE - III & IV) | BLOCK PHASE - IV | Civil |  | WO/SP34/BP4/10 | SHARIQUE ENTERPRISE | BLOCK-16 Above plinth - differential cost | BLOCK-16 Above plinth - differential cost | Cum. | 0 | 410 | Approved
SOUTHWINDS PROJECT LLP (PHASE - III & IV) | BLOCK PHASE - IV | Civil |  | WO/SP34/BP4/10 | SHARIQUE ENTERPRISE | MLCP up to plinth- differential cost | MLCP up to plinth- differential cost | Cum. | 30.227 | 410 | Approved
SOUTHWINDS PROJECT LLP (PHASE - III & IV) | BLOCK PHASE - IV | Civil |  | WO/SP34/BP4/10 | SHARIQUE ENTERPRISE | MLCP above plinth- differential cost | MLCP above plinth- differential cost | Cum. | 9.267 | 410 | Approved
SOUTHWINDS PROJECT LLP (PHASE - III & IV) | BLOCK PHASE - IV | Civil |  | WO/SP34/BP4/10 | SHARIQUE ENTERPRISE | BLOCK-13 up to plinth- Remaining cost | BLOCK-13 up to plinth- Remaining cost | Cum. | 0 | 4410 | Approved
SOUTHWINDS PROJECT LLP (PHASE - III & IV) | BLOCK PHASE - IV | Civil |  | WO/SP34/BP4/10 | SHARIQUE ENTERPRISE | BLOCK-13 Above plinth - Remaining cost | BLOCK-13 Above plinth - Remaining cost | Cum. | 515.134 | 4410 | Approved
SOUTHWINDS PROJECT LLP (PHASE - III & IV) | BLOCK PHASE - IV | Civil |  | WO/SP34/BP4/10 | SHARIQUE ENTERPRISE | BLOCK-14 up to plinth- Remaining cost | BLOCK-14 up to plinth- Remaining cost | Cum. | 0 | 4410 | Approved
SOUTHWINDS PROJECT LLP (PHASE - III & IV) | BLOCK PHASE - IV | Civil |  | WO/SP34/BP4/10 | SHARIQUE ENTERPRISE | BLOCK-14 Above plinth - Remaining cost | BLOCK-14 Above plinth - Remaining cost | Cum. | 777.073 | 4410 | Approved
SOUTHWINDS PROJECT LLP (PHASE - III & IV) | BLOCK PHASE - IV | Civil |  | WO/SP34/BP4/10 | SHARIQUE ENTERPRISE | BLOCK-15 up to plinth- Remaining cost | BLOCK-15 up to plinth- Remaining cost | Cum. | 49.135 | 4410 | Approved
SOUTHWINDS PROJECT LLP (PHASE - III & IV) | BLOCK PHASE - IV | Civil |  | WO/SP34/BP4/10 | SHARIQUE ENTERPRISE | BLOCK-15 Above plinth - Remaining cost | BLOCK-15 Above plinth - Remaining cost | Cum. | 421.772 | 4410 | Approved
SOUTHWINDS PROJECT LLP (PHASE - III & IV) | BLOCK PHASE - IV | Civil |  | WO/SP34/BP4/10 | SHARIQUE ENTERPRISE | BLOCK-16 up to plinth- Remaining cost | BLOCK-16 up to plinth- Remaining cost | Cum. | 0 | 4410 | Approved
SOUTHWINDS PROJECT LLP (PHASE - III & IV) | BLOCK PHASE - IV | Civil |  | WO/SP34/BP4/10 | SHARIQUE ENTERPRISE | BLOCK-16 Above plinth - Remaining cost | BLOCK-16 Above plinth - Remaining cost | Cum. | 344.646 | 4410 | Approved
SOUTHWINDS PROJECT LLP (PHASE - III & IV) | BLOCK PHASE - IV | Civil |  | WO/SP34/BP4/10 | SHARIQUE ENTERPRISE | MLCP up to plinth- Remaining cost | MLCP up to plinth- Remaining cost | Cum. | 11.115 | 4410 | Approved
SOUTHWINDS PROJECT LLP (PHASE - III & IV) | BLOCK PHASE - IV | Civil |  | WO/SP34/BP4/10 | SHARIQUE ENTERPRISE | MLCP above plinth- Remaining cost | MLCP above plinth- Remaining cost | Cum. | 168.46 | 4410 | Approved
SOUTHWINDS PROJECT LLP (PHASE - III & IV) | BLOCK PHASE - IV | Civil |  | WO/SP34/BP4/10 | SHARIQUE ENTERPRISE | BLOCK-13 Above plinth - differential cost | BLOCK-13 Above plinth - differential cost | Sq.Mtr. | 0 | 52 | Approved
SOUTHWINDS PROJECT LLP (PHASE - III & IV) | BLOCK PHASE - IV | Civil |  | WO/SP34/BP4/10 | SHARIQUE ENTERPRISE | BLOCK-14 Above plinth - differential cost | BLOCK-14 Above plinth - differential cost | Sq.Mtr. | 0 | 52 | Approved
SOUTHWINDS PROJECT LLP (PHASE - III & IV) | BLOCK PHASE - IV | Civil |  | WO/SP34/BP4/10 | SHARIQUE ENTERPRISE | BLOCK-15 Above plinth - differential cost | BLOCK-15 Above plinth - differential cost | Sq.Mtr. | 0 | 52 | Approved
SOUTHWINDS PROJECT LLP (PHASE - III & IV) | BLOCK PHASE - IV | Civil |  | WO/SP34/BP4/10 | SHARIQUE ENTERPRISE | BLOCK-16 Above plinth - differential cost | BLOCK-16 Above plinth - differential cost | Sq.Mtr. | 0 | 52 | Approved
SOUTHWINDS PROJECT LLP (PHASE - III & IV) | BLOCK PHASE - IV | Civil |  | WO/SP34/BP4/10 | SHARIQUE ENTERPRISE | MLCP Above plinth - differential cost | MLCP Above plinth - differential cost | Sq.Mtr. | 72.422 | 52 | Approved
SOUTHWINDS PROJECT LLP (PHASE - III & IV) | BLOCK PHASE - IV | Civil |  | WO/SP34/BP4/10 | SHARIQUE ENTERPRISE | BLOCK-13 Above plinth - Remaining cost | BLOCK-13 Above plinth - Remaining cost | Sq.Mtr. | 2963.494 | 502 | Approved
SOUTHWINDS PROJECT LLP (PHASE - III & IV) | BLOCK PHASE - IV | Civil |  | WO/SP34/BP4/10 | SHARIQUE ENTERPRISE | BLOCK-14 Above plinth - Remaining cost | BLOCK-14 Above plinth - Remaining cost | Sq.Mtr. | 5225.199 | 502 | Approved
SOUTHWINDS PROJECT LLP (PHASE - III & IV) | BLOCK PHASE - IV | Civil |  | WO/SP34/BP4/10 | SHARIQUE ENTERPRISE | BLOCK-15 Above plinth - Remaining cost | BLOCK-15 Above plinth - Remaining cost | Sq.Mtr. | 1798.363 | 502 | Approved
SOUTHWINDS PROJECT LLP (PHASE - III & IV) | BLOCK PHASE - IV | Civil |  | WO/SP34/BP4/10 | SHARIQUE ENTERPRISE | BLOCK-16 Above plinth - Remaining cost | BLOCK-16 Above plinth - Remaining cost | Sq.Mtr. | 1861.461 | 502 | Approved
SOUTHWINDS PROJECT LLP (PHASE - III & IV) | BLOCK PHASE - IV | Civil |  | WO/SP34/BP4/10 | SHARIQUE ENTERPRISE | MLCP Above plinth - Remaining cost | MLCP Above plinth - Remaining cost | Sq.Mtr. | 519.453 | 502 | Approved
The Soul, Rajarhat | BASEMENT WITH PODIUM | Ventilation |  |  |  | EXTRA ITEM | 3C x 6 sqmm copper Cable Termination for Axial Flow Fan | Nos |  |  | Approved
The Soul, Rajarhat | BASEMENT WITH PODIUM | Ventilation |  | WO/HR01/BP01/26 | UNIVERSAL ENERGY SOLUTIONS PVT. LTD. | EXTRA ITEM | EXTRA ITEM |  | 0 | 0 | Approved
The Soul, Rajarhat | BASEMENT WITH PODIUM | Ventilation |  | WO/HR01/BP01/26 | UNIVERSAL ENERGY SOLUTIONS PVT. LTD. | 3C x 6 sq.mm copper | 3C x 6 sq.mm copper Cable Termination for Axial Flow Fan | Nos | 4 | 425.5 | Approved
The Soul, Rajarhat | BLOCK | Civil | Sub & Super Structure Work | WO/HR01/BOK01/155 | ASRAFUL MONDAL | Daily Labour Chipper | Unskilled for 11 hrs (Revised Rate From Feb'23) | Nos | 312 | 445 | Approved
The Ramdulari | PRE-CONSTRUCTION PHASE | Site Office | Civil and Finishing Work of Site Office | WO/RP/RP01/43 | RAJ TRIMURTI INFRAPROJECT PVT. LTD. | All charges for providing & constructing of 250 mm thick brick masonry | All charges for providing & constructing of 250 mm thick brick masonry with 1st class conventional bricks in cement mortar (1:6) complete for site office at any level as per sketch or direction of Engineer-in-Charge. (Cement will be supplied by the Client, but subjected to reconciliation). | Cum. | 13.461 | 6800 | Approved
The Ramdulari | PRE-CONSTRUCTION PHASE | Site Office | Civil and Finishing Work of Site Office | WO/RP/RP01/43 | RAJ TRIMURTI INFRAPROJECT PVT. LTD. | All charges for providing & constructing of 125 mm thick brick masonry | All charges for providing & constructing of 125 mm thick brick masonry with 1st class conventional bricks in cement mortar (1:4) complete for site office at any level as per sketch or direction of Engineer-in-Charge. (Cement will be supplied by the Client, but subjected to reconciliation). | Sq.Mtr. | 119.72 | 910 | Approved
The Ramdulari | PRE-CONSTRUCTION PHASE | Site Office | Civil and Finishing Work of Site Office | WO/RP/RP01/43 | RAJ TRIMURTI INFRAPROJECT PVT. LTD. | Providing and applying plaster (to internal walls) with Sand : cement mortar (4:1) | Providing and applying plaster (to internal walls) with Sand : cement mortar (4:1) including round off or curing etc, for site office as per direction of EIC 12-15 mm thick sand cement morter ( 6:1) at any level. (Cement would be supplied by the Client, but subjected to reconciliation). | Sq.Mtr. | 150.06 | 210 | Approved
The Ramdulari | PRE-CONSTRUCTION PHASE | Site Office | Civil and Finishing Work of Site Office | WO/RP/RP01/43 | RAJ TRIMURTI INFRAPROJECT PVT. LTD. | Providing and applying plaster (to External walls) | Providing and applying plaster (to External walls) with Sand : cement mortar (4:1) including round off or curing etc, for site office as per direction of EIC 12-15 mm thick sand cement morter ( 6:1) at any level. (Cement would be supplied by the Client, but subjected to reconciliation). | Sq.Mtr. | 77.49 | 400 | Approved
The Ramdulari | PRE-CONSTRUCTION PHASE | Site Office | Civil and Finishing Work of Site Office | WO/RP/RP01/43 | RAJ TRIMURTI INFRAPROJECT PVT. LTD. | harges for laying of Neat Cement finishing over plaster surface | Charges for laying of Neat Cement finishing over plaster surface as per drawing and direction.....(Cement should be supplied by the Client, but subjected to reconciliation). | Sq.Mtr. | 13.76 | 80 | Approved
The Ramdulari | PRE-CONSTRUCTION PHASE | Site Office | Civil and Finishing Work of Site Office | WO/RP/RP01/43 | RAJ TRIMURTI INFRAPROJECT PVT. LTD. | All charges for providing & constructing of concreting grade of concrete M-20 works at Band (125X75) and Lintel (250X200) | All charges for providing & constructing of concreting grade of concrete M-20 works at Band (125X75) and Lintel (250X200) for making of for site office at any level as per sketch or direction of Engineer-in-Charge. (Cement will be supplied by the Client, but subjected to reconciliation). | Cum. | 1.329 | 5400 | Approved
The Ramdulari | PRE-CONSTRUCTION PHASE | Site Office | Civil and Finishing Work of Site Office | WO/RP/RP01/43 | RAJ TRIMURTI INFRAPROJECT PVT. LTD. | Charges for providing, fabricating, erecting and fixing in position plained timber, plywood Centering and shuttering | Charges for providing, fabricating, erecting and fixing in position plained timber, plywood Centering and shuttering ture to line and level, including steel propping, staging, shuttering removal, applying shuttering oil, including required bracing, chamfering corners (of exposed edges) of beams, columns, walls, mullion post (if any), Lintel, vertical post etc. complete as per drawing and direction of Engineer-in-Charge. Rate shall also include removal and dismantling the aforesaid assembly after specified period complete at all depths and leads for all items, all profile and Above Plinth level. | Sq.Mtr. | 16.86 | 550 | Approved
The Ramdulari | PRE-CONSTRUCTION PHASE | Site Office | Civil and Finishing Work of Site Office | WO/RP/RP01/43 | RAJ TRIMURTI INFRAPROJECT PVT. LTD. | Charges for fixing steel reinforcement (Tor Steel as per IS-1786, Fe 500) for RCC work | Charges for fixing steel reinforcement (Tor Steel as per IS-1786, Fe 500) for RCC work including transporting, decoiling, straightening, removing loose rust, cutting, bending and placing for all profile and for all lead & lift till Plinth level and binding with 18 gauge annealed wire as per drawing and direction of Engineer-in-Charge. Payment of steel shall be made as per drawing and approved bar bending schedule with permissible laps and paid on the basis of the sectional weights of bar as per relevant I.S. Code. The rate shall include cost of binding wire, chairs, spacers, pins, cover blocks which will not be measured separately for payment. (Reinforcement steel shall be supplied by the Client, but subjected to reconciliation).Above Plinth. | Kg | 121 | 9.5 | Approved
The Ramdulari | PRE-CONSTRUCTION PHASE | Site Office | Civil and Finishing Work of Site Office | WO/RP/RP01/43 | RAJ TRIMURTI INFRAPROJECT PVT. LTD. | Labour Charges of Door frame fixing work(Door Clamp and Screws supplied by us) | Labour Charges of Door frame fixing work(Door Clamp and Screws supplied by us) as per drawing and direction of Engineer-in-Charge. | Nos | 4 | 550 | Approved
The Soul, Rajarhat | BLOCK | Signages and Art Work | Signage Work | WO/HR01/BOK01/167 | BRAND VALUE SIGN SOLUTION | Internal Signage | Internal Signage |  | 0 | 0 | Amended & Approved
The Soul, Rajarhat | BLOCK | Signages and Art Work | Signage Work | WO/HR01/BOK01/167 | BRAND VALUE SIGN SOLUTION | Wayfinder 01 | Wayfinder 01-Block Markar Type I: Backlit Type II: L Shape Type-As Actual and as per approved drawing and direction of EIC. | Nos | 7 | 14000 | Approved
The Soul, Rajarhat | BLOCK | Signages and Art Work | Signage Work | WO/HR01/BOK01/167 | BRAND VALUE SIGN SOLUTION | Wayfinder 02 | Wayfinder 02-Totem Type I: Part Backlit Type II: Double SideType-As actual and as per approved drawing and direction of EIC. | Nos | 7 | 60000 | Approved
The Soul, Rajarhat | BLOCK | Signages and Art Work | Signage Work | WO/HR01/BOK01/167 | BRAND VALUE SIGN SOLUTION | Wayfinder 03 | Wayfinder 03 Site Map Type I: Frontlit Type II: Single Side Type- As actual and as per approved drawing and direction of EIC. | Nos | 1 | 50000 | Approved
The Soul, Rajarhat | BLOCK | Signages and Art Work | Signage Work | WO/HR01/BOK01/167 | BRAND VALUE SIGN SOLUTION | Wayfinder 04 | Wayfinder 04 Standalone Letter Type I: Frontlit Type II: Single Side Type: As actual and as per approved drawing and direction of EIC. | Nos | 1 | 382000 | Approved
The Soul, Rajarhat | CLUB | Grill / Steel Work |  |  |  | MS Furniture in Club | Supply and Fixing of MS Furniture Made By 5mm Thick MS Plate Sizes -5x250x3100mm ,5x250x2100mm and 9x50x50mm including one coat of Red -Oxide primer complete as per drawing and direction of EIC. | Lump Sum |  |  | Draft
The Soul, Rajarhat | CLUB | Interior Work |  | WO/HR01/CL07/40 | PROTECH ENGINEERS | MS Furniture in Club | Supply and Fixing of MS Furniture Made By 5mm Thick MS Plate Sizes -5x250x3100mm ,5x250x2100mm and 9x50x50mm including one coat of Red -Oxide primer complete as per drawing and direction of EIC. | Lump Sum | 1 | 65000 | Approved
Primarc Chambers | BLOCK | Painting | Internal Painting | WO/PCH/PC01/17 | GAZI PAINTS PRIVATE LIMITED | Internal paint | Paint work at 5th FLR (MOCK-UP) as per B.O.Q & .direction of EIC. |  | 0 | 0 | Approved
Primarc Chambers | BLOCK | Painting | Internal Painting | WO/PCH/PC01/17 | GAZI PAINTS PRIVATE LIMITED | CORRIDOOR WALL | Providing and applying of one coat of approved water base Primer followed by two coats of (ASIAN PAINT- APOCOLITE PREMIUM EMULSION GREY FLANNEL- 8331) Paint with complete finish as per approved shade, up to the required height including all surfaces properly cleaned by water jetting and scrapping with hard coir brush prior to application of paint, rub down, clean, fill cracks and holes with approved filler with tool tackles & necessary scaffolding if required at wall as per direction of Engineer in charge. Make: Paint(Asian Paints) with 6 years warranty on product Location: CORRIDOOR WALL | Sq.Ft. | 1869 | 13.5 | Approved
Primarc Chambers | BLOCK | Painting | Internal Painting | WO/PCH/PC01/17 | GAZI PAINTS PRIVATE LIMITED | CORRIDOOR CEILING | "Providing and applying of one coat of approved water base Primer followed by two coats of (ASIAN PAINT- APOCOLITE PREMIUM EMULSION BRILLIANT WHITE- 0908) Paint with complete finish as per approved shade, up to the required height including all surfaces properly cleaned by water jetting and scrapping with hard coir brush prior to application of paint, rub down, clean, fill cracks and holes with approved filler with tool tackles & necessary scaffolding if required at Ceiling as per direction of Engineer in charge. Make: Paint(Asian Paints) with 6 years warranty on product Location: CORRIDOOR CEILING " | Sq.Ft. | 782 | 13.5 | Approved
Primarc Chambers | BLOCK | Painting | Internal Painting | WO/PCH/PC01/17 | GAZI PAINTS PRIVATE LIMITED | TOILET CEILING | "Providing and applying of one coat of approved water base Primer followed by two coats of (ASIAN PAINT- APOCOLITE PREMIUM EMULSION BRILLIANT WHITE- 0908)Paint with complete finish as per approved shade, up to the required height including all surfaces properly cleaned by water jetting and scrapping with hard coir brush prior to application of paint, rub down, clean, fill cracks and holes with approved filler with tool tackles & necessary scaffolding if required at Toilet Ceiling as per direction of Engineer in charge. Make: Paint(Asian Paints) with 6 years warranty on product Location: TOILET CEILING" | Sq.Ft. | 245.5 | 13.5 | Approved
Primarc Chambers | BLOCK | Painting | Internal Painting | WO/PCH/PC01/17 | GAZI PAINTS PRIVATE LIMITED | OFFICE-109 WALL | "Providing and applying of one coat of approved water base Primer followed by two coats of (ASIAN PAINT- EMULSION PAINT(RAL SHADE 9003 & 7015) Paint with complete finish as per approved shade, up to the required height including all surfaces properly cleaned by water jetting and scrapping with hard coir brush prior to application of paint, rub down, clean, fill cracks and holes with approved filler with tool tackles & necessary scaffolding if required at WALL as per direction of Engineer in charge. Make: Paint(Asian Paints) with 6 years warranty on product Location: OFFICE-109 WALL | Sq.Ft. | 667 | 13.5 | Approved
Primarc Chambers | BLOCK | Painting | Internal Painting | WO/PCH/PC01/17 | GAZI PAINTS PRIVATE LIMITED | OFFICE-109 CEILING | "Providing and applying of one coat of approved water base Primer followed by two coats of (ASIAN PAINT- EMULSION PAINT(RAL SHADE 9003) Paint with complete finish as per approved shade, up to the required height including all surfaces properly cleaned by water jetting and scrapping with hard coir brush prior to application of paint, rub down, clean, fill cracks and holes with approved filler with tool tackles & necessary scaffolding if required at Toilet Ceiling as per direction of Engineer in charge. Make: Paint(Asian Paints) with 6 years warranty on product Location: OFFICE-109 CEILING" | Sq.Ft. | 644.5 | 13.5 | Approved
Primarc Chambers | BLOCK | Painting | Internal Painting | WO/PCH/PC01/17 | GAZI PAINTS PRIVATE LIMITED | Office Door | "Charges for all surface properly cleaned by scrapping with sand paper after surface preparation one coat of wood primer with two coat of synthetic enamel paint on door frame and moulding bit/ Architrave, Lipping as per drawing and direction of EIC Brand: Asian Paints/AkzoNobel/Berger Colour Code - RAL-9001 D1- 1350 X 2400 mm- Office Door | Nos | 14 | 550 | Approved
Primarc Chambers | BLOCK | Painting | Internal Painting | WO/PCH/PC01/17 | GAZI PAINTS PRIVATE LIMITED | Toilet Door | "Charges for all surface properly cleaned by scrapping with sand paper after surface preparation one coat of wood primer with two coat of synthetic enamel paint on door frame and moulding bit/ Architrave, Lipping as per drawing and direction of EIC Brand: Asian Paints/AkzoNobel/Berger Colour Code - RAL-9001 D2-1200 X 2400 mm - Toilet Door | Nos | 2 | 550 | Approved
Primarc Chambers | BLOCK | Painting | Internal Painting | WO/PCH/PC01/17 | GAZI PAINTS PRIVATE LIMITED | Shaft paint | "Providing and applying of two coats of cement based paint(shaft-1 to 21) at all level including Rub down,clean and filled with aprove filler material with necessary tools, tackles & scaffolding if required at all levels as per direction of Engineer in charge. Location - Gr Flr, 1,2,3,4,5TH FLR | Sq.Ft. | 11079.5 | 4.4 | Approved
Primarc Chambers | BLOCK | POP/PUTTY Work |  | WO/PCH/PC01/18 | GAZI PAINTS PRIVATE LIMITED | 6 coats / patty | Charges for providing & applying of 6 coats / patty of fine wall putty (APPROX. 5-6 MM TH.) with super white & superfine quality on concrete / plaster surface including Rendering, chipping, surface preparation by depressions with Putty , scaffolding etc. complete with all materials & Labour etc. all complete at all level as per drawing and direction of Engineer-in-Charge. Brand of Putty: Asian / Berger Location: LOBBY WALL & Office UNIT-109" | Sq.Ft. | 4430 | 12 | Approved
SOUTHWINDS PROJECT LLP (PHASE - III & IV) | FINISHING PHASE - IV | Window and Glazing |  | WO/SP34/FW4/3 | Annex Design Pvt. Ltd. | Aluminium Window at Bl-13, 1st Floor (Flat- B,C &D) | Providing and Labour charges for fixing of Aluminium Window at Bl-13, 1st Floor (Flat- B,C &D) as per B.O.Q & direction of EIC |  | 0 | 0 | Approved
SOUTHWINDS PROJECT LLP (PHASE - III & IV) | FINISHING PHASE - IV | Window and Glazing |  | WO/SP34/FW4/3 | Annex Design Pvt. Ltd. | W1 (1800 X2050) Openable Window/2 shutter/ Bottom & Middle Fixed / Side hung | W1 (1800 X2050) EURO 40 Series 2 Shutter Openable with Middle & Bottom Fix Providing & Fixing of Aluminium window with Glass (5 mm clear toughened glass) including all fitting and fixture at all level as per approved drawing and direction of EIC Location: Liv./Din.: 1st Floor to 8th Floor Detail material specification attached in Annexure-I | Sq.Ft. | 39.719 | 456 | Approved
SOUTHWINDS PROJECT LLP (PHASE - III & IV) | FINISHING PHASE - IV | Window and Glazing |  | WO/SP34/FW4/3 | Annex Design Pvt. Ltd. | W2 (1500 X2050) Openable Window/2 shutter/ Bottom & Middle Fixed / Side hung | W2 (1500 X2050) EURO 40 Series 2 Shutter Openable with Middle & Bottom Fix Providing & Fixing of Aluminium window with Glass (5 mm clear toughened glass) including all fitting and fixture at all level as per approved drawing and direction of EIC Location: Bed Room.: 1st Floor to 8th Floor Detail material specification attached in Annexure-I | Sq.Ft. | 264.792 | 495 | Approved
SOUTHWINDS PROJECT LLP (PHASE - III & IV) | FINISHING PHASE - IV | Window and Glazing |  | WO/SP34/FW4/3 | Annex Design Pvt. Ltd. | W3 (1200 X2050) Openable Window/2 shutter/ Bottom Fixed / Side hung | W3 (1200 X2050) EURO 40 Series 2 Shutter Openable with Bottom Fix Providing & Fixing of Aluminium window with Glass (5 mm clear toughened glass) including all fitting and fixture at all level as per approved drawing and direction of EIC Location: Study/Corridor: 1st Floor to 8th Floor Detail material specification attached in Annexure-I | Sq.Ft. | 132.395 | 502 | Approved
SOUTHWINDS PROJECT LLP (PHASE - III & IV) | FINISHING PHASE - IV | Window and Glazing |  | WO/SP34/FW4/3 | Annex Design Pvt. Ltd. | W4 (850 X2050) Openable Window/2 shutter/ Bottom Fixed / Side hung | W4 (850 X2050)) EURO 40 Series 2 Shutter Openable with Bottom Fix Providing & Fixing of Aluminium window with Glass (5 mm clear toughened glass) including all fitting and fixture at all level as per approved drawing and direction of EIC Location: Bed Room: 1st Floor to 8th Floor Detail material specification attached in Annexure-I | Sq.Ft. | 56.268 | 573 | Approved
SOUTHWINDS PROJECT LLP (PHASE - III & IV) | FINISHING PHASE - IV | Window and Glazing |  | WO/SP34/FW4/3 | Annex Design Pvt. Ltd. | W5 (900 X1050) Openable Window/2 shutter/ Top middle Fixed / chimney & exhust provison at top /Side hung | W5 (900 X1050) EURO 40 Series 2 Side Hung Shutter with Top Fixed with Exhaust & Chimney Provision Providing & Fixing of Aluminium window with Glass (5 mm clear toughened glass ) including all fitting and fixture at all level as per approved drawing and direction of EIC Location: Kitchen: 1st Floor to 8th Floor Detail material specification attached in Annexure-I NB: The exhaust fan & chimey cut out area should be cover by glass or Ply / aprooved material as per direction of EIC | Sq.Ft. | 10.172 | 759 | Approved
SOUTHWINDS PROJECT LLP (PHASE - III & IV) | FINISHING PHASE - IV | Window and Glazing |  | WO/SP34/FW4/3 | Annex Design Pvt. Ltd. | W7 (800 X1050) Openable Window/2 shutter/ Top middle Fixed / chimney & exhust provison at top /Side hung | W7 (800 X1050) EURO 40 Series 2 Side Hung Shutter with Top Fixed with Exhaust & Chimney Provision Providing & Fixing of Aluminium window with Glass (5 mm clear toughened glass ) including all fitting and fixture at all level as per approved drawing and direction of EIC Location: Kitchen: 1st Floor to 8th Floor Detail material specification attached in Annexure-I NB: The exhaust fan & chimey cut out area should be cover by glass or Ply / aprooved material as per direction of EIC | Sq.Ft. | 18.084 | 796 | Approved
SOUTHWINDS PROJECT LLP (PHASE - III & IV) | FINISHING PHASE - IV | Window and Glazing |  | WO/SP34/FW4/3 | Annex Design Pvt. Ltd. | W8 (600 X900) Adjustable Openable Glass Louver/Top Side Fixed / exhust provison at top /Louver | W8 (600 X900) 25x50x1.3mm tube frame with adjustable glass louvers and exhust provision. Providing & Fixing of Aluminium window with adjustable Glass louver (5 mm frosted glass) including all fitting and fixture at all level as per approved drawing and direction of EIC Location: Toilet Floor: 1st Floor to 8th Floor Detail material specification attached in Annexure-I NB: The exhaust fan cut out area should be cover by glass or Ply / aprooved material as per direction of EIC | Sq.Ft. | 52.317 | 351 | Approved
SOUTHWINDS PROJECT LLP (PHASE - III & IV) | FINISHING PHASE - IV | Window and Glazing |  | WO/SP34/FW4/3 | Annex Design Pvt. Ltd. | DW1 (1800 X2450) 2Track 2 Shutter Sliding Door | DW1 (1800 X2450) EURO 27 Series 2 Track-2 Shutter Sliding with KPA mullion Providing & Fixing of Aluminium sliding door with Glass (5 mm clear toughened glass) including all fitting and fixture at all level as per approved drawing and direction of EIC Location: Living/Dining Balcony Floor: 1st Floor to 8th Floor Floor Detail material specification attached in Annexure-I | Sq.Ft. | 142.407 | 408 | Approved
SOUTHWINDS PROJECT LLP (PHASE - III & IV) | BLOCK PHASE - III | Water Proofing |  | WO/SP34/BP34/20 | S K CONSTRUCTION | Waterproofing work in OHR with Protective Plaster: | "Waterproofing work in OHR with Protective Plaster: I. Surface Preparation All surfaces which are to receive the coating must be free from oil, grease, wax, dirt or any other form of foreign matter that might affect adhesion. Typically, concrete surfaces can be cleaned using a high pressure water jet and detergent. Poor quality, friable, or contaminated surfaces require grit-blasting or scrabbling. Spalled surfaces or those containing large blow-holes and other such defects should be repaired using Fosroc approved repair mortar or render. II. Coving: Coving at the junction of slab and vertical offsets with CM 1:4 mixed with Nitobond SBR at the dosage of 1 L/bag of cement under. III. Application of waterproofing layer: Supply and apply of two coat of acrylic polymer modified cementitious waterproof coating Brushbond RFX over RCC at a total thickness of 1mm. Brushbond RFX shall contain a liquid polymer component and a cementitious powder component, which shall be mixed as per manufacturer’s instructions and applied over prepared concrete surface strictly maintaining the coverage specified by the manufacturer. The applied material of Brushbond RFX should have a weight loss of less than 1gm when tested for abrasion resistance according to ASTM-D4060, Pull off adhesion of greater than 1N/mm2 as per ASTM-D4541 and static crack accommodation of 1mm according to ASTM- C836.The performance of the coating should remain unaffected when tested for continuous exposure to UV rays in QUV weather meter. Each coating of BrushbondRFX will be 90 degree to each other. (Application will be done as per Manufacturer’s specification). Sprinkle fine aggregate immediately after the application of second coat. Cure the BrushbondRFX membrane for minimum 3 days as per normal curing practice. Consumption of Fosroc Brushbond RFX - (15Kg +5.088 Kg Pack) 12m2 -14m2 Cement will be supplied by Client at free of cost but subjected to reconciliation. IV. Protective (Finish) Plaster: The water proofing surface shall be protected with cement plaster of 12 mm (1:4) admixed with integral water proofing compound CONPLAST WL .(The minimum dosage is 125ml and the maximum is 200ml per 50kgs of cement) V. Neat Cement Punning: All charges for laying 4 mm thick neat cement (cement consumption not more than 2.75 Kg/Sqm) inside surface on protective finish plaster with curing including tools tackles all complete as per direction of EIC VI. Curing Complete. Cement will be supplied by client but subjected to reconciliation." | Sq.Ft. | 1042.75 | 45 | Approved
SOUTHWINDS PROJECT LLP (PHASE - III & IV) | BLOCK PHASE - III | Water Proofing |  | WO/SP34/BP34/20 | S K CONSTRUCTION | Waterproofing work in LMR,SHR, FRP OT: | "Waterproofing work in LMR,SHR, FRP OT: i. Surface Preparation : Charges towards cleaning the mother slab concrete surface with grinding, wire brush, water etc. to remove all loose dirt, dust, cement latience etc., sealing the cracks (if any) by polymer modified mortar enriched with Sika Latex Power etc., including necessary groove cutting along the construction joints, cleaning properly to remove all loose adhering particles, sealing & chamfering the same with fillet of mortar (Cement: sand – 1:4) admixed with Sika Latex Power, all complete as per manufacturers specification & direction of EIC. ii. Patching & Hallor making : Supply and providing patching work through the line of construction joint (if any), pipe joint and honeycombs are with polymeric mortar like Sika Latex in the ratio of as per manufacturers specification (up to .300m high skirting wall) iii. Waterproofing Coating : Charges towards Providing two coats of 2 Comp.Acrylic polymer modified waterproofing slurry coating Sikatop Seal-109 hi, (after application of 1st coat of Sikatop Seal 109 hi laying of Fibre glass cloth while the coating is in green stage then application of 2nd coat shall be applied ) as per manufacturer specification and direction of EIC. After 24 hrs of coating , the same shall be cured for 3-4 days by sprinkling water on it. Mixing ratio: 1:1.5 and coverage 2.20 kg/sq.m/2 coats iv. Protective Plaster : Charges towards providing 10-12 mm avg. thick cement Plaster (1:4) admixed with polymer based waterproofing admixture admixed with integral waterproofing compound Sika Plastocrete Plus @ 0.2% by wt. of cement, as per manufacturers specification and direction of EIC VI. Curing complete. Cement will be supplied by client but subjected to reconciliation" | Sq.Ft. | 1208.43 | 45 | Approved
SOUTHWINDS PROJECT LLP (PHASE - III & IV) | BLOCK PHASE - III | Water Proofing |  | WO/SP34/BP34/20 | S K CONSTRUCTION | Charges towards laying of avg. 50 mm screed concrete in prop. of 1:1.5:3 (1 part cement :1.5 part sand: 3 part aggregate) | "Charges towards laying of avg. 50 mm screed concrete in prop. of 1:1.5:3 (1 part cement :1.5 part sand: 3 part aggregate) admixed with integral waterproofing compound Sika Plastocrete Plus @ 0.2% by wt. of cement over the floor area, complete as per specification & direction of EIC. (Only Cement will be supplied by client) Location: OHR, OT, LMR, SHR, & FRP OT " | Sq.Ft. | 745.87 | 40 | Approved
SOUTHWINDS PROJECT LLP (PHASE - III & IV) | BLOCK PHASE - III | Water Proofing |  | WO/SP34/BP34/20 | S K CONSTRUCTION | ROOF WATERPROOFING | "ROOF WATERPROOFING i) Surface preparation : Charges towards cleaning the mother slab concrete surface with grinding, wire brush, water etc. to remove all loose dirt, dust, cement latience etc., sealing the cracks (if any) by polymer modified mortar enriched with Sika Latex Power etc., including necessary groove cutting along the construction joints, cleaning properly to remove all loose adhering particles, sealing & chamfering the same with fillet of mortar (Cement: sand – 1:4) admixed with Sika Latex Power, all complete as per manufacturers specification & direction of EIC. ii) Coating Work : Charges towards providing & application of two coats of 2 Comp.Acrylic polymer modified waterproofing slurry coating Sikatop Seal-109 hi, (after application of 1st coat Sikatop Seal 109 hi laying of Fibre glass cloth while the coating is in green stage then application of 2nd coat shall be applied ) as per manufacturer's specification and direction of EIC. After 24 hrs of coating , the same shall be cured for 3-4 days by sprinkling water on it. iii) Protective Plastering work : Charges towards providing 10-12 mm avg. thick cement Plaster (1:4) admixed with polymer based waterproofing admixture admixed with integral waterproofing compound Sika Plastocrete Plus @ 0.2% by wt. of cement, as per manufacturers specification and direction of EIC. All work to be done as per attached Method Statement – Roof Treatment with SikaTop®Seal 109hi (Only Cement will be supplied by client)" | Sq.Ft. | 6233.82 | 45 | Approved
SOUTHWINDS PROJECT LLP (PHASE - III & IV) | BLOCK PHASE - III | Water Proofing |  | WO/SP34/BP34/20 | S K CONSTRUCTION | Charges towards laying of avg. 60 mm screed concrete in prop. of 1:1.5:3 (1 part cement :1.5 part sand: 3 part aggregate) | "Charges towards laying of avg. 60 mm screed concrete in prop. of 1:1.5:3 (1 part cement :1.5 part sand: 3 part aggregate) admixed with integral waterproofing compound Sika Plastocrete Plus @ 0.2% by wt. of cement over the floor area, complete as per specification & direction of EIC. (Only Cement will be supplied by client) Location: Roof & FRP" | Sq.Ft. | 5480.964 | 45 | Approved
SOUTHWINDS PROJECT LLP (PHASE - III & IV) | BLOCK PHASE - III | Water Proofing |  | WO/SP34/BP34/20 | S K CONSTRUCTION | Providing & Injecting of expanding Nozzle Grout | " Providing & Injecting of expanding Nozzle Grout with cement slurry admixed with expanding grout admixture with pressure grouting using 12 mm dia, 75 mm long PVC nozzles in the concrete as per direction of EIC Cement will be supplied by client free of cost but subjected to reconciliation. Sika: Sika Intraplast EP @ 500 grms/bag of cement" | Nos | 0 |  | Approved
SOUTHWINDS PROJECT LLP (PHASE - III & IV) | PRE-CONSTRUCTION PHASE - III & IV | Site Office |  | WO/SP34/PC34/38 | SHAQUIB ENTERPRISES | Flooring work at Site Office of Block-13, Flat B, C & D-at 1st floor | Flooring work at Site Office of Block-13, Flat B, C & D-at 1st floor |  | 0 | 0 | Approved
SOUTHWINDS PROJECT LLP (PHASE - III & IV) | PRE-CONSTRUCTION PHASE - III & IV | Site Office |  | WO/SP34/PC34/38 | SHAQUIB ENTERPRISES | Antiskid Ceramic Tiles at Toilet Floor | Providing & Fixing Charges for Floor Antiskid Ceramic Tiles at Toilet Floor for all levels over a bed of 35-45 mm thick cement mortar (1:4) , joints filled with white cement slurry pigmented to match after acid washing including all finishing & Cleaning as per drawing and direction of Engineer-In-Charge. Tiles , Cement will be supplied by Client. | Sq.Ft. | 125.433 | 34.5 | Approved
SOUTHWINDS PROJECT LLP (PHASE - III & IV) | PRE-CONSTRUCTION PHASE - III & IV | Site Office |  | WO/SP34/PC34/38 | SHAQUIB ENTERPRISES | Ceramic Tiles at Toilet Wall | Providing & Fixing Charges for Ceramic Tiles at Toilet Wall for all levels over a bed of 35-45 mm thick cement mortar (1:6) , joints filled with white cement slurry pigmented to match after acid washing including all finishing & Cleaning as per drawing and direction of Engineer-In-Charge. Tiles, Cement will be supplied by Client. | Sq.Ft. | 514.842 | 35.5 | Approved
SOUTHWINDS PROJECT LLP (PHASE - III & IV) | PRE-CONSTRUCTION PHASE - III & IV | Site Office |  | WO/SP34/PC34/38 | SHAQUIB ENTERPRISES | Floor Vitrified Tiles at lobby area | Providing & Fixing Charges of Floor Vitrified Tiles at lobby area for all levels over a bed of 35-45 mm thick cement mortar (1:4) , joints filled with white cement slurry pigmented to match after acid washing including all finishing & Cleaning as per drawing and direction of Engineer-In-Charge. Tiles , Cement will be supplied by Client. | Sq.Ft. | 498.524 | 34.5 | Approved
SOUTHWINDS PROJECT LLP (PHASE - III & IV) | PRE-CONSTRUCTION PHASE - III & IV | Site Office |  | WO/SP34/PC34/38 | SHAQUIB ENTERPRISES | Floor Vitrified Tiles at Skirting of lobby area | Providing & Fixing Charges of Floor Vitrified Tiles at Skirting of lobby area for all levels over a bed of 35-45 mm thick cement mortar (1:4) , joints filled with white cement slurry pigmented to match after acid washing including all finishing & Cleaning as per drawing and direction of Engineer-In-Charge. Tiles, Cement will be supplied by Client. | Rft | 150.217 | 27.5 | Approved
SOUTHWINDS PROJECT LLP (PHASE - III & IV) | BLOCK PHASE - III | Water Proofing |  | WO/SP34/BP34/21 | PRERONA CONSTRUCTION | Waterproofing work in OHR with Protective Plaster: | "Waterproofing work in OHR with Protective Plaster: I. Surface Preparation All surfaces which are to receive the coating must be free from oil, grease, wax, dirt or any other form of foreign matter that might affect adhesion. Typically, concrete surfaces can be cleaned using a high pressure water jet and detergent. Poor quality, friable, or contaminated surfaces require grit-blasting or scrabbling. Spalled surfaces or those containing large blow-holes and other such defects should be repaired using Fosroc approved repair mortar or render. II. Coving: Coving at the junction of slab and vertical offsets with CM 1:4 mixed with Nitobond SBR at the dosage of 1 L/bag of cement under. III. Application of waterproofing layer: Supply and apply of two coat of acrylic polymer modified cementitious waterproof coating Brushbond RFX over RCC at a total thickness of 1mm. Brushbond RFX shall contain a liquid polymer component and a cementitious powder component, which shall be mixed as per manufacturer’s instructions and applied over prepared concrete surface strictly maintaining the coverage specified by the manufacturer. The applied material of Brushbond RFX should have a weight loss of less than 1gm when tested for abrasion resistance according to ASTM-D4060, Pull off adhesion of greater than 1N/mm2 as per ASTM-D4541 and static crack accommodation of 1mm according to ASTM- C836.The performance of the coating should remain unaffected when tested for continuous exposure to UV rays in QUV weather meter. Each coating of BrushbondRFX will be 90 degree to each other. (Application will be done as per Manufacturer’s specification). Sprinkle fine aggregate immediately after the application of second coat. Cure the BrushbondRFX membrane for minimum 3 days as per normal curing practice. Consumption of Fosroc Brushbond RFX - (15Kg +5.088 Kg Pack) 12m2 -14m2 Cement will be supplied by Client at free of cost but subjected to reconciliation. IV. Protective (Finish) Plaster: The water proofing surface shall be protected with cement plaster of 12 mm (1:4) admixed with integral water proofing compound CONPLAST WL .(The minimum dosage is 125ml and the maximum is 200ml per 50kgs of cement) V. Neat Cement Punning: All charges for laying 4 mm thick neat cement (cement consumption not more than 2.75 Kg/Sqm) inside surface on protective finish plaster with curing including tools tackles all complete as per direction of EIC VI. Curing Complete. Cement will be supplied by client but subjected to reconciliation." | Sq.Ft. | 1285.06 | 45 | Approved
SOUTHWINDS PROJECT LLP (PHASE - III & IV) | BLOCK PHASE - III | Water Proofing |  | WO/SP34/BP34/21 | PRERONA CONSTRUCTION | Waterproofing work in LMR,SHR, FRP OT: | "Waterproofing work in LMR,SHR, FRP OT: i. Surface Preparation : Charges towards cleaning the mother slab concrete surface with grinding, wire brush, water etc. to remove all loose dirt, dust, cement latience etc., sealing the cracks (if any) by polymer modified mortar enriched with Sika Latex Power etc., including necessary groove cutting along the construction joints, cleaning properly to remove all loose adhering particles, sealing & chamfering the same with fillet of mortar (Cement: sand – 1:4) admixed with Sika Latex Power, all complete as per manufacturers specification & direction of EIC. ii. Patching & Hallor making : Supply and providing patching work through the line of construction joint (if any), pipe joint and honeycombs are with polymeric mortar like Sika Latex in the ratio of as per manufacturers specification (up to .300m high skirting wall) iii. Waterproofing Coating : Charges towards Providing two coats of 2 Comp.Acrylic polymer modified waterproofing slurry coating Sikatop Seal-109 hi, (after application of 1st coat of Sikatop Seal 109 hi laying of Fibre glass cloth while the coating is in green stage then application of 2nd coat shall be applied ) as per manufacturer specification and direction of EIC. After 24 hrs of coating , the same shall be cured for 3-4 days by sprinkling water on it. Mixing ratio: 1:1.5 and coverage 2.20 kg/sq.m/2 coats iv. Protective Plaster : Charges towards providing 10-12 mm avg. thick cement Plaster (1:4) admixed with polymer based waterproofing admixture admixed with integral waterproofing compound Sika Plastocrete Plus @ 0.2% by wt. of cement, as per manufacturers specification and direction of EIC VI. Curing complete. Cement will be supplied by client but subjected to reconciliation" | Sq.Ft. | 1428.49 | 42 | Approved
SOUTHWINDS PROJECT LLP (PHASE - III & IV) | BLOCK PHASE - III | Water Proofing |  | WO/SP34/BP34/21 | PRERONA CONSTRUCTION | Charges towards laying of avg. 50 mm screed concrete in prop. of 1:1.5:3 (1 part cement :1.5 part sand: 3 part aggregate) | "Charges towards laying of avg. 50 mm screed concrete in prop. of 1:1.5:3 (1 part cement :1.5 part sand: 3 part aggregate) admixed with integral waterproofing compound Sika Plastocrete Plus @ 0.2% by wt. of cement over the floor area, complete as per specification & direction of EIC. (Only Cement will be supplied by client) Location: OHR, OT, LMR, SHR, & FRP OT " | Sq.Ft. | 559.244 | 40 | Approved
SOUTHWINDS PROJECT LLP (PHASE - III & IV) | BLOCK PHASE - III | Water Proofing |  | WO/SP34/BP34/21 | PRERONA CONSTRUCTION | ROOF WATERPROOFING | "ROOF WATERPROOFING i) Surface preparation : Charges towards cleaning the mother slab concrete surface with grinding, wire brush, water etc. to remove all loose dirt, dust, cement latience etc., sealing the cracks (if any) by polymer modified mortar enriched with Sika Latex Power etc., including necessary groove cutting along the construction joints, cleaning properly to remove all loose adhering particles, sealing & chamfering the same with fillet of mortar (Cement: sand – 1:4) admixed with Sika Latex Power, all complete as per manufacturers specification & direction of EIC. ii) Coating Work : Charges towards providing & application of two coats of 2 Comp.Acrylic polymer modified waterproofing slurry coating Sikatop Seal-109 hi, (after application of 1st coat Sikatop Seal 109 hi laying of Fibre glass cloth while the coating is in green stage then application of 2nd coat shall be applied ) as per manufacturer's specification and direction of EIC. After 24 hrs of coating , the same shall be cured for 3-4 days by sprinkling water on it. iii) Protective Plastering work : Charges towards providing 10-12 mm avg. thick cement Plaster (1:4) admixed with polymer based waterproofing admixture admixed with integral waterproofing compound Sika Plastocrete Plus @ 0.2% by wt. of cement, as per manufacturers specification and direction of EIC. All work to be done as per attached Method Statement – Roof Treatment with SikaTop®Seal 109hi (Only Cement will be supplied by client)" | Sq.Ft. | 9098.11 | 42 | Approved
SOUTHWINDS PROJECT LLP (PHASE - III & IV) | BLOCK PHASE - III | Water Proofing |  | WO/SP34/BP34/21 | PRERONA CONSTRUCTION | Charges towards laying of avg. 60 mm screed concrete in prop. of 1:1.5:3 (1 part cement :1.5 part sand: 3 part aggregate) | "Charges towards laying of avg. 60 mm screed concrete in prop. of 1:1.5:3 (1 part cement :1.5 part sand: 3 part aggregate) admixed with integral waterproofing compound Sika Plastocrete Plus @ 0.2% by wt. of cement over the floor area, complete as per specification & direction of EIC. (Only Cement will be supplied by client) Location: Roof & FRP" | Sq.Ft. | 8154.15 | 45 | Approved
SOUTHWINDS PROJECT LLP (PHASE - III & IV) | BLOCK PHASE - III | Water Proofing |  | WO/SP34/BP34/21 | PRERONA CONSTRUCTION | Providing & Injecting of expanding Nozzle Grout | " Providing & Injecting of expanding Nozzle Grout with cement slurry admixed with expanding grout admixture with pressure grouting using 12 mm dia, 75 mm long PVC nozzles in the concrete as per direction of EIC Cement will be supplied by client free of cost but subjected to reconciliation. Sika: Sika Intraplast EP @ 500 grms/bag of cement" | Nos | 0 |  | Approved
SOUTHWINDS PROJECT LLP (PHASE - III & IV) | PRE-CONSTRUCTION PHASE - III & IV | Site Office |  | WO/SP34/PC34/39 | RAJ KUMAR FURNITURE WORKS | Misc. Wood Work of site office at BL-13, Flat- B,C & D- 1st Floor | Misc. Wood Work of site office at BL-13, Flat- B,C & D- 1st Floor |  | 0 | 0 | Amended & Approved
SOUTHWINDS PROJECT LLP (PHASE - III & IV) | PRE-CONSTRUCTION PHASE - III & IV | Site Office |  | WO/SP34/PC34/39 | RAJ KUMAR FURNITURE WORKS | Misc. Wood work | Labour charges for Misc. Wood work of Partition wall, Furniture (like; Conference Table with glass top finish, Drawing Study Table, Overhead Storage, Low height Storage, Full Height Storage, Working Table (Width-600 mm), Working Station Large & Small), Fixing Temporary Flash door, Fixing Fixed Glazing within Wooden partition wall, removing old furniture as per Annexure (attached) along with supply of screw,pvc gutkha,nails and gum as necessary for entire work, cleaning the work area, shifting all the debris/wastes to a designated place at ground floor level, all complete at all level as per approved drawing and direction of Engineer in charge. ( After removal of old furniture, shifting, loading, unloading and further shifting of the same to the new location as required is in client scope)" | Lump Sum | 1 | 260000 | Approved
SOUTHWINDS PROJECT LLP (PHASE - III & IV) | CLUB PHASE - III & IV | Swimming Pool Systems | Swimming Pool | WO/SP34/CW34/1 | WATCO INDIA | Providing, Fixing, Testing and Commissioning of Swimming Pool, Kids Pool, Shallow Pool and Jacuzzi including O3 Unit | Providing, Fixing, Testing and Commissioning of Swimming Pool, Kids Pool, Shallow Pool and Jacuzzi including O3 Unit |  | 0 | 0 | Approved
SOUTHWINDS PROJECT LLP (PHASE - III & IV) | CLUB PHASE - III & IV | Swimming Pool Systems | Swimming Pool | WO/SP34/CW34/1 | WATCO INDIA | MECHANICAL EQUIPMENT | MECHANICAL EQUIPMENT: - Set Includes 03 Nos. - Self priming re-circulating pump-sets with pre filter complete Coupled to an electric motor for re-circulating pool water, Mounted on a common base plate. (Two Working and One Standing) Flow Rate: 19 M3 per hour at 12 Meter Head Each Make: Aqua Combined Flow Rate.: 38 m3 per hour. 02 Nos. - Filtration Plant of FRP complete with filter media, internal piping with Capacity: 19 M3 per hour each at 35-40 M3 per M2 Make: Aqua Combined flow Rate: 38 m3 per hour | Set | 1 | 195000 | Approved
SOUTHWINDS PROJECT LLP (PHASE - III & IV) | CLUB PHASE - III & IV | Swimming Pool Systems | Swimming Pool | WO/SP34/CW34/1 | WATCO INDIA | PUDDLE FLANGES | PUDDLE FLANGES: - 01 Lot - Paddle Flanges OF suitable sizes for Main pool. 01 Lot - Electrical Conduits for Under Water Lights | Set | 1 | 10000 | Approved
SOUTHWINDS PROJECT LLP (PHASE - III & IV) | CLUB PHASE - III & IV | Swimming Pool Systems | Swimming Pool | WO/SP34/CW34/1 | WATCO INDIA | POOL BASIN EQUIPMENT | POOL BASIN EQUIPMENT; - 1. 01 Lot - Main drain for Swimming pool (VGA Approved-7 Nos) 2. 01 Lot - Inlet Nozzles for Swimming pool. Make : AQVA | Set | 1 | 11000 | Approved
SOUTHWINDS PROJECT LLP (PHASE - III & IV) | CLUB PHASE - III & IV | Swimming Pool Systems | Swimming Pool | WO/SP34/CW34/1 | WATCO INDIA | LADDERS | LADDERS: - SS - 4 -Step Ladder for Main Pool Make: Aqua | Nos | 2 | 14000 | Approved
SOUTHWINDS PROJECT LLP (PHASE - III & IV) | CLUB PHASE - III & IV | Swimming Pool Systems | Swimming Pool | WO/SP34/CW34/1 | WATCO INDIA | SS 3 -Step Ladder for Main Pool | SS 3 -Step Ladder for Main Pool - SS 3 -Step Ladder: - SS - 3 -Step Ladder for Main Pool Make: Aqua | Nos | 1 | 12000 | Approved
SOUTHWINDS PROJECT LLP (PHASE - III & IV) | CLUB PHASE - III & IV | Swimming Pool Systems | Swimming Pool | WO/SP34/CW34/1 | WATCO INDIA | POOL DECORATIVE EQUIPMENT | . POOL DECORATIVE EQUIPMENT: - A UNDER WATER LIGHT 16 Nos. - Under water light with Transformer / Controller. ( With Niche Flushed to the Wall ) Make : Pentair/USA | Nos | 16 | 5500 | Approved
SOUTHWINDS PROJECT LLP (PHASE - III & IV) | CLUB PHASE - III & IV | Swimming Pool Systems | Swimming Pool | WO/SP34/CW34/1 | WATCO INDIA | CABLING FOR LIGHT | CABLING FOR LIGHT: - Job Includes a) Electrical cabling from the individual Pool lights via. Step-down transformer the switch board. b) MCB Switches with Switch Board For Under Water Lights. Make : Finolex/Polly Cab Switches / L & T | Job | 16 | 2750 | Approved
SOUTHWINDS PROJECT LLP (PHASE - III & IV) | CLUB PHASE - III & IV | Swimming Pool Systems | Swimming Pool | WO/SP34/CW34/1 | WATCO INDIA | PLUMBING | PLUMBING: - Lot include the following job. P.V.C. pipe and valves, fittings etc complete for the following: - 1. Re-circulation system (from filter outlet to the pool inlets) for main pool. 2. Main drain to balancing tank. 3. Overflow channel to balancing tank. 4. Balancing tank to pump suction/hair strainer. 5. Interconnecting piping for pump. 6. Pump outlet common header to filter inlet. 7. Connection for overflow from balancing tank to drain. 8. Connection for drain line from balancing tank to drain. 9. Backwash drain line at plant room. Make: Astral/Supreme | Lot | 1 | 120000 | Approved
SOUTHWINDS PROJECT LLP (PHASE - III & IV) | CLUB PHASE - III & IV | Swimming Pool Systems | Swimming Pool | WO/SP34/CW34/1 | WATCO INDIA | ELECTRICAL WORKS | ELECTRICAL WORKS: - The job includes the following work. a) Providing electrical motor starter with ICTPN switches for re-circulating pump-sets. a) Providing electrical motor starter with ICTPN switches for Suction Sweeper pump-set. The client will require to provide main supply to the plant room. Make: L & T /Havells/Pollycab | Job | 1 | 30000 | Approved
SOUTHWINDS PROJECT LLP (PHASE - III & IV) | CLUB PHASE - III & IV | Swimming Pool Systems | Swimming Pool | WO/SP34/CW34/1 | WATCO INDIA | JACUZZI SYTEM | JACUZZI SYSTEM: - Lot Includes Number of Seaters: 6 Persons Number Of Nozzles Per Person : 4 Nos (2 Nos at back and one each at calf) a) 24 Nos - Jets Nozzles with adaptor for connecting to for connecting to Air &Water Com-mercial Nozzle with 11/2 Water & Air Connection (Aqua) b) 6 Nos. - Air Controller. (Aqua) c) 3 Nos. - Massage pump with electric motor. (3 HP) (Aqva) d) 3 Nos. - Suction Drain e) 01 lot - Supply of the Plumbing fittings, valves and high pressure pipes for Jacuzzi. (Aqva) | Lot | 1 | 180000 | Approved
SOUTHWINDS PROJECT LLP (PHASE - III & IV) | CLUB PHASE - III & IV | Swimming Pool Systems | Swimming Pool | WO/SP34/CW34/1 | WATCO INDIA | MAINTENANCE EQUIPMENT | MAINTENANCE EQUIPMENT (Only Supply): - Lot Includes Set - Suction Sweeper unit complete with suction head, flexible pipe etc. pump set mounted on trolley. 02. 01 No. - Telescopic Handle. 03. 01 No. - CurvedBrush. 04. 01 No. - Leaf Net. 05. 01 No. - Water Test Kit. 06. 01 No. – Trolly mounted pump – Cum/hr. Make Pump: Kirloskar Brothers Other Items: Aqva | Lot | 1 | 35000 | Approved
SOUTHWINDS PROJECT LLP (PHASE - III & IV) | CLUB PHASE - III & IV | Swimming Pool Systems | Swimming Pool | WO/SP34/CW34/1 | WATCO INDIA | INSTALLATION& COMMISSIONING | INSTALLATION& COMMISSIONING: - The Set - Includes the following: - a) Providing details Mechanical Drawing. b) Placing necessary Puddle Flanges before casting of the pool and the balancing Tank. c) Installation of the Mechanical equipment supplied by us. d) Commission of the equipment and the Swimming pool. e) Training your representative how to operate the pool for 4 to 5 days including cost of chemical. | Set | 1 | 12000 | Approved
SOUTHWINDS PROJECT LLP (PHASE - III & IV) | CLUB PHASE - III & IV | Swimming Pool Systems | Swimming Pool | WO/SP34/CW34/1 | WATCO INDIA | Ozone System | Ozone System :- Supply, Installation and Commissioning of UV-C OZONE 75W UV-C OZONE 75W Type 75.000 /75W Maximum current 0,57A Item code BH03752 Lamp wattage 75W Barcode 8714404034944 Lamp type Ozone lamp 75W Rec. ow 18 m³/h Copper ionizer - Performance at rec. ow 30 MJ/cm² Ozone ü - 0,6 gr/h Timer ü Max. ow 23 m³/h Replace lamp alert üMax. Pressure 2 bar Dosing pump - Diameter unit Ø 72 mm Flow switch - Length unit 100 cm Weight 6,0 Kg Diameter in-outlet Ø 63 mm | Nos | 2 | 67500 | Approved
The Soul, Rajarhat | BLOCK | Plumbing/Sanitory | Internal Plumbing | WO/HR01/BOK01/168 | RAYS CLEANTECH | Tank Cleaning | Tank Cleaning as per direction of EIC Steps: 1. First stage is to drain out the water by using exit valve or high-capacity dewatering system 2. Second stage is cleaning all the algae formation inside the tank by using Approved Chemical. 3. Third stage is scrubbing the walls with mechanized scrubber & freshwater cleaning by high-speed jet pump 4. Fourth stage and first bacteria screening is Sterilization by using Approved Chemical 5. Fifth stage is cleaning the floor of the water tank by industrial vacuum cleaner. 6. Sixth stage is the second bacteria screening and sterilizing method by using ultra violet ray with in the tank and kills all suspended bacteria. |  | 0 | 0 | Approved
The Soul, Rajarhat | BLOCK | Plumbing/Sanitory | Internal Plumbing | WO/HR01/BOK01/168 | RAYS CLEANTECH | UGR Fire | UGR Fire Capacity: 125000 LTR | Nos | 2 | 2690 | Approved
The Soul, Rajarhat | BLOCK | Plumbing/Sanitory | Internal Plumbing | WO/HR01/BOK01/168 | RAYS CLEANTECH | UGR Domestic | UGR Domestic Capacity: 118000LTR | Nos | 1 | 2490 | Approved
The Soul, Rajarhat | BLOCK | Plumbing/Sanitory | Internal Plumbing | WO/HR01/BOK01/168 | RAYS CLEANTECH | UGR Domestic | UGR Row/ Flushing Capacity: 100000LTR | Nos | 2 | 2190 | Approved
The Soul, Rajarhat | BLOCK | Plumbing/Sanitory | Internal Plumbing | WO/HR01/BOK01/168 | RAYS CLEANTECH | OHR Fire | OHR Fire Capacity: 10000LTR | Nos | 3 | 790 | Approved
The Soul, Rajarhat | BLOCK | Plumbing/Sanitory | Internal Plumbing | WO/HR01/BOK01/168 | RAYS CLEANTECH | OHR Domestic | OHR Domestic Capacity: 13000LTR | Nos | 8 | 890 | Approved
The Soul, Rajarhat | BLOCK | Plumbing/Sanitory | Internal Plumbing | WO/HR01/BOK01/168 | RAYS CLEANTECH | OHR Flushing | OHR Flushing Capacity: 6500LTR | Nos | 8 | 690 | Approved
The Soul, Rajarhat | BLOCK | Plumbing/Sanitory | Internal Plumbing | WO/HR01/BOK01/168 | RAYS CLEANTECH | OHR Domestic.. | OHR Domestic Capacity: 4800LTR | Nos | 1 | 590 | Approved
The Soul, Rajarhat | BLOCK | Plumbing/Sanitory | Internal Plumbing | WO/HR01/BOK01/168 | RAYS CLEANTECH | OHR Domestic. | OHR Domestic Capacity: 4800LTR | Nos | 1 | 490 | Approved
The Soul, Rajarhat | BLOCK | Plumbing/Sanitory | Internal Plumbing | WO/HR01/BOK01/168 | RAYS CLEANTECH | OHR Flushing. | OHR Flushing Capacity: 6850LTR | Nos | 1 | 690 | Approved
The Soul, Rajarhat | BLOCK | Plumbing/Sanitory | Internal Plumbing | WO/HR01/BOK01/168 | RAYS CLEANTECH | OHR Flushing.. | OHR Flushing Capacity: 3125LTR | Nos | 1 | 490 | Approved
The Soul, Rajarhat | BLOCK | Wood Work |  | WO/HR01/BOK01/169 | B. S. Furniture | Letter Box Making & Fixing For Block A & B as per BOQ and direction of EIC. | Letter Box Making & Fixing For Block A & B as per BOQ and direction of EIC. |  | 0 | 0 | Approved
The Soul, Rajarhat | BLOCK | Wood Work |  | WO/HR01/BOK01/169 | B. S. Furniture | Letter Box | Labour charges for making and fixing letter box with 19mm & 6mm ply with three side laminate size -6ft x6ft and 6ft x3 ft including all tools & tackles and consumable materials as per drawing and direction of EIC. Ply, Laminate ,Lock & Hinges will be supplied by client. | Sq.Ft. | 324 | 410 | Approved
The Soul, Rajarhat | BLOCK | Wood Work |  | WO/HR01/BOK01/169 | B. S. Furniture | Loading Unloading | Charges for loading unloading transportation and hire charges for machinery as per direction of EIC | Sq.Ft. | 324 | 17 | Approved
Primarc Chambers | BLOCK | Plumbing/Sanitory | Internal Plumbing | WO/PCH/PC01/19 | Bdcon Engineers Pvt. Ltd. | Internal Drainage (Soil, Waste, Vent, & Fittings) | Labour charge for fixing Silencio PP pipes (DN 110X3.4 PP-MD-ML UNE EN-1451 B SKZ A -676 DIN-4102 B2) for Soil , waste and vent and AC drainage in Shaft Location including all fittings with / without access door of any degree, Single / Double / Equal / Unequal junctions, bends, offsets, Cowls, Collars, Access / door pieces, insertions, rubber washer 3 mm thick, bolts & nuts , GI Holder bats and clamps of approved design and jointing with drip seal joints including cutting holes in Walls & floors and making good the same wherever required. (Application: For Soil, Waste & Vent , Pipes) [ Necessary Dia. of Pipes & their Fittings, all CP Fitting Materials will be supplied by Client and Other Loose Materials as Screws, Nail,Fastnut, MS Hooks, Rubber insulated U clamps, Solvent Cement, Jute, White Zinc, White Cement, MS Angle / Bracket,Universal clamp will be supplied By contracter. |  | 0 | 0 | Approved
Primarc Chambers | BLOCK | Plumbing/Sanitory | Internal Plumbing | WO/PCH/PC01/19 | Bdcon Engineers Pvt. Ltd. | Internal Drainage (Rain Water Pipe & Fittings) | Labour charge for fixing Silencio PP pipes (DN 110X3.4 PP-MD-ML UNE EN-1451 B SKZ A -676 DIN-4102 B2) for Rain Water pipe in Shaft Location including all fittings with / without access door of any degree, Single / Double / Equal / Unequal junctions, bends, offsets, Cowls, Collars, Access / door pieces, insertions, rubber washer 3 mm thick, bolts & nuts , GI Holder bats and clamps of approved design and jointing with drip seal joints including cutting holes in Walls & floors and making good the same wherever required. (Application: For Rain Water Pipes) [ Necessary Dia. of Pipes & their Fittings, and all CP Fitting Materials will be supplied by Client and Other Loose Materials as Screws, Nail,Fastnut, MS Hooks, Rubber insulated U clamps, Solvent Cement, Jute, White Zinc, White Cement, MS Angle / Bracket, Universal clamps will be supplied By contracter. |  | 0 | 0 | Approved
Primarc Chambers | BLOCK | Plumbing/Sanitory | Internal Plumbing | WO/PCH/PC01/19 | Bdcon Engineers Pvt. Ltd. | Internal Drainage (AC Drainage Pipe & Fittings) | Labour charge for fixing SWR Type- B pipes for AC drainage in Shaft Location including all fittings with / without access door of any degree, Single / Double / Equal / Unequal junctions, bends, offsets, Cowls, Collars, Access / door pieces, insertions, rubber washer 3 mm thick, bolts & nuts , GI Holder bats and clamps of approved design and jointing with drip seal joints including cutting holes in Walls & floors and making good the same wherever required. (Application: For AC drainage Pipes) [ Necessary Dia. of Pipes & their Fittings and, all CP Fitting Materials will be supplied by Client and Other Loose Materials as Screws, Nail,Fastnut, MS Hooks, Solvent Cement, U Clamp, Jute, White Zinc, White Cement, MS Angle / Bracket,Universal clamp will be supplied By contracter. |  | 0 | 0 | Approved
Primarc Chambers | BLOCK | Plumbing/Sanitory | Internal Plumbing | WO/PCH/PC01/19 | Bdcon Engineers Pvt. Ltd. | PVC Mashroom drain | Labour charge for fixing PVC Mashroom drain of approved quality complete in all respects. (For Planter Drain) | RMT | 0 | 110 | Approved
Primarc Chambers | BLOCK | Plumbing/Sanitory | Internal Plumbing | WO/PCH/PC01/19 | Bdcon Engineers Pvt. Ltd. | UPVC pipe (SCH 40 or SCH 80) | Labour Charges for Laying, fitting and fixing uPVC pipe (SCH 40 or SCH 80) as per IS: 4984 various dia as shown in drawing complete with all sorts of fittings ( e.g tee, bends, elbows, coupler, unions, reducers, flanges etc.) as required jointed with heavy duty solvent cement as per manufacturers specification or threaded joint wherever required and as per instruction of EIC. (for the above, Groove Cutting, mending good the damages, CPVC Pipe concealed inside of the Toilet (Required) for Hot & Cold Line including their necessary fittings as Elbows, Tees, Sockets),in case available standard fittings is not possible to use, fabricated fittings as per site requirement / as per drawing is to be used to lay the pipe in specified manner.[ Necessary Dia. of Pipes & their Fittings and all CP Fitting Materials will be supplied by Client and Sand, Stone Chips, Other Loose Materials as Screws, Nail, MS Hooks, Solvent Cement, Jute, White Zinc, White Cement, MS Angle / Bracket,Universal clamp, MS Saddle Clamp will be supplied by Contractor] (Domestic/Flu./Hot water supply at Terrace, Down takes ,Risers, Overflow drain and vent pipe for OHT etc.). |  | 0 | 0 | Amended & Approved
Primarc Chambers | BLOCK | Plumbing/Sanitory | Internal Plumbing | WO/PCH/PC01/19 | Bdcon Engineers Pvt. Ltd. | Forged brass nickel plated lever operated ball valve | Labour charge for fixing forged brass nickel plated lever operated ball valve of full flow with forged brass hard chrome plated ball with min. working pressure of 16 Kg/cm2 . Lever should be anti rust coating, complete in all respects (For Domestic CWS/FWS Application) |  | 0 | 0 | Amended & Approved
Primarc Chambers | BLOCK | Plumbing/Sanitory | Internal Plumbing | WO/PCH/PC01/19 | Bdcon Engineers Pvt. Ltd. | Forged brass nickel plated NRV | Labour charge for fixing forged brass nickel plated NRV of full flow with forged brass hard chrome plated ball with min. working pressure of 16 Kg/cm2 . Lever should be anti rust coating, complete in all respects (For Domestic CWS/FWS Application) |  | 0 | 0 | Approved
Primarc Chambers | BLOCK | Plumbing/Sanitory | Internal Plumbing | WO/PCH/PC01/19 | Bdcon Engineers Pvt. Ltd. | butterfly valve | Labour charge for fixing butterfly valve (Body : Grey Cast Iron, Shaft : SS, Disc : SG Iron (Rilson coated), Liner : HT - EPDM) (upto 150mm dia with hand lever operation & above with gear box operation) with a working pressure not less than 16 Kg/Sq.cm. Including rubber gasket, flanges, nuts, bolts, washers & painting complete as required. |  | 0 | 0 | Amended & Approved
Primarc Chambers | BLOCK | Plumbing/Sanitory | Internal Plumbing | WO/PCH/PC01/19 | Bdcon Engineers Pvt. Ltd. | Motorized Butterfly valve with panel | Labour charge for fixing motorized butterfly valve with panel as per tower/rotary actuator (CI body, SS316 disc, EPDM boot seat, SS416 shaft, RPTEF bushing @PN16 rating) for filling of overhead water tank complete with electrical water level control panel, including by-pass connection for the same dia with manually operated butterfly valve and all piping and accessories complete in all respects |  | 0 | 0 | Approved
Primarc Chambers | BLOCK | Plumbing/Sanitory | Internal Plumbing | WO/PCH/PC01/19 | Bdcon Engineers Pvt. Ltd. | CI grating /Jali | Labour charge for fixing to the inlet mouth of rain water pipe CI grating /Jali (KHURRA) of following size including all fitting and accessories including civil work. (For Rain water)a)450 mm x 450 mm size | Nos. | 0 | 263 | Approved
Primarc Chambers | BLOCK | Plumbing/Sanitory | Internal Plumbing | WO/PCH/PC01/19 | Bdcon Engineers Pvt. Ltd. | Pressure reducing valve | Labour charge for and fixing pressure reducing valve with inbuilt strainer & compensation chamber in forged brass body suitably nickel plated, NBR nitrile elastomeric diaphragm, EPDM seals and O ring, DZR brass rod, stainless steel AISI 303 seal seat, pressure gauge connection FG 1/4" capable of handling inlet pressure to a maximum of 16 bars and outlet pressure 2.5 bars and adjustable.a)32 mm dia | Nos. | 2 | 1523 | Approved
Primarc Chambers | BLOCK | Plumbing/Sanitory | Internal Plumbing | WO/PCH/PC01/19 | Bdcon Engineers Pvt. Ltd. | EPWC wall hung | Labour Charges for Handling, lifting, Fitting, fixing, & testing EPWC wall hung set with concealed cistern, seat cover, health faucet, angular, CP floor gratings and and also The scope includes the following works Valves etc complete with all accessories of approved make, shape and type and all labour charges including cutting holes , grouting with sealing compound etc and necessary materials ( Pipe ,CP connector pipe as required length and dia, CP screw, PVC fastener , applying two coats of synthetic enamel paint of approved colour matched with the sanitary ware etc ) complete in all respect. (PIPE, Fittings, CP angular stop cock, health faucet set, EPWC, seat cover, concealed cistern, CP gratings, cement shall be supplied by CLIENT and Other Loose Materials as Screws, Nail, Fastener, MS Hooks, Rubber Insulated GI U- Clamp, Solvent Cement, Jute, White Zinc, Teflon tape, White Cement, MS Angle / Bracket, Universal clamp.) sand & stone (if required) shall be under the scope of | Nos. | 49 | 1700 | Approved
Primarc Chambers | BLOCK | Plumbing/Sanitory | Internal Plumbing | WO/PCH/PC01/19 | Bdcon Engineers Pvt. Ltd. | Wash basin | Labour Charges for Handling, lifting, Fitting, fixing, & testing wash basin set ( approved brand / make ) with Angular stop cock, Basin waste, Bottle trap, Sensor type basin mixture / pillar cock Anchor fastner all accessories of approved make, all labour charges including cutting holes , grouting with sealing compound etc and necessary materials, mending good damages and if required painting the brackets with two coats of approved paint complete in all respect.( PIPE, Fittings, Wash Basin , CP Bottle-trap, CP Waste, Basin Mixer - Pillar Cock (Sensor type), cement shall be supplied by CLIENT , Solvent cement, Clamp, sand & stone (if required) shall be under the scope of contractor ) | Nos. | 50 | 850 | Approved
Primarc Chambers | BLOCK | Plumbing/Sanitory | Internal Plumbing | WO/PCH/PC01/19 | Bdcon Engineers Pvt. Ltd. | Urinal / Sensor type | Labour Charges for Handling, lifting, Fitting, fixing, & testing of Urinal / Sensor type approved brand / make in position including other accessories CP Angular stop cock, CP waste, CP wall flange, CP extension pieces ,bottle trap, and all accessories of approved make, and all labour charges including for cutting holes / chase and making good the same with mortar / concrete as require to complete the work as per the direction of in-charge. (PIPE, Fittings, Angular stop cock, Bottle trap Urinal Set, Cement shall be supplied by CLIENT and Other Loose Materials as Screws, Nail, Fastener, MS Hooks, Rubber Insulated GI U- Clamp, Solvent Cement, Jute, White Zinc, Teflon tape, White Cement, MS Angle / Bracket, Universal clamp.) sand & stone (if required) shall be under the scope of contractor ) | Nos. | 35 | 650 | Approved
Primarc Chambers | BLOCK | Plumbing/Sanitory | Internal Plumbing | WO/PCH/PC01/19 | Bdcon Engineers Pvt. Ltd. | White vitreous china urinal | Labour Charges for Handling, lifting, Fitting, fixing of white vitreous china urinal divisional plates of size 600mm x 300mm including fixing the same with necessary CP Brass screws, all complete as per specification and directions of the Engineer-in-charge. (white vitreous china urinal divisional plates shall be supplied by CLIENT and others all material shall be under the scope of contractor.) | Nos. | 0 | 263 | Approved
Primarc Chambers | BLOCK | Plumbing/Sanitory | Internal Plumbing | WO/PCH/PC01/19 | Bdcon Engineers Pvt. Ltd. | Toilet paper holder | Labour Charges for Handling, lifting, Fitting, fixing of C.P. open type Toilet paper holder recessed type 200 x 150mm, including fixing the same with C.P. screws complete. (Toilet paper holder recessed type 200 x 150mm shall be supplied by CLIENT and others all material shall be under the scope of contractor.) | Nos. | 48 | 120 | Approved
Primarc Chambers | BLOCK | Plumbing/Sanitory | Internal Plumbing | WO/PCH/PC01/19 | Bdcon Engineers Pvt. Ltd. | Robe hooks (double) | Labour Charges for Handling, lifting, Fitting, fixing of Robe hooks (double) including fixing the same with CP screws complete. (Robe hooks (double) shall be supplied by CLIENT and others all material shall be under the scope of contractor.) | Nos. | 0 | 100 | Approved
Primarc Chambers | BLOCK | Plumbing/Sanitory | Internal Plumbing | WO/PCH/PC01/19 | Bdcon Engineers Pvt. Ltd. | Soap dispenser | Labour Charges for Handling, lifting, Fitting, fixing of off white vitreous china recessed type Soap dispenser including making the necessary cut-outs for recessing, grouting the soap dispenser complete. (Off white vitreous china recessed type soap dish shall be supplied by PSPLLP and others all material shall be under the scope of contractor.) | Nos. | 27 | 125 | Approved
Primarc Chambers | BLOCK | Plumbing/Sanitory | Internal Plumbing | WO/PCH/PC01/19 | Bdcon Engineers Pvt. Ltd. | 50 mm dia | 50 mm dia | RMT | 2.8 | 293 | Approved
Primarc Chambers | BLOCK | Plumbing/Sanitory | Internal Plumbing | WO/PCH/PC01/19 | Bdcon Engineers Pvt. Ltd. | 110 mm dia | 110 mm dia | RMT | 1091.42 | 450 | Approved
Primarc Chambers | BLOCK | Plumbing/Sanitory | Internal Plumbing | WO/PCH/PC01/19 | Bdcon Engineers Pvt. Ltd. | 160 mm dia | 160 mm dia | RMT | 142.251 | 590 | Approved
Primarc Chambers | BLOCK | Plumbing/Sanitory | Internal Plumbing | WO/PCH/PC01/19 | Bdcon Engineers Pvt. Ltd. | 75 mm dia | 75 mm dia | RMT | 572.1 | 416 | Approved
Primarc Chambers | BLOCK | Plumbing/Sanitory | Internal Plumbing | WO/PCH/PC01/19 | Bdcon Engineers Pvt. Ltd. | 110 mm dia | 110 mm dia | RMT | 612.8 | 450 | Approved
Primarc Chambers | BLOCK | Plumbing/Sanitory | Internal Plumbing | WO/PCH/PC01/19 | Bdcon Engineers Pvt. Ltd. | 160 mm dia | 160 mm dia | RMT | 156.951 | 590 | Approved
Primarc Chambers | BLOCK | Plumbing/Sanitory | Internal Plumbing | WO/PCH/PC01/19 | Bdcon Engineers Pvt. Ltd. | 75 mm dia | 75 mm dia | RMT | 0 | 170 | Approved
Primarc Chambers | BLOCK | Plumbing/Sanitory | Internal Plumbing | WO/PCH/PC01/19 | Bdcon Engineers Pvt. Ltd. | 20 mm dia | 20 mm dia | RMT | 1510.915 | 190 | Approved
Primarc Chambers | BLOCK | Plumbing/Sanitory | Internal Plumbing | WO/PCH/PC01/19 | Bdcon Engineers Pvt. Ltd. | 25 mm dia | 25 mm dia | RMT | 342.025 | 235 | Approved
Primarc Chambers | BLOCK | Plumbing/Sanitory | Internal Plumbing | WO/PCH/PC01/19 | Bdcon Engineers Pvt. Ltd. | 32 mm dia | 32 mm dia | RMT | 326.751 | 270 | Approved
Primarc Chambers | BLOCK | Plumbing/Sanitory | Internal Plumbing | WO/PCH/PC01/19 | Bdcon Engineers Pvt. Ltd. | 40 mm dia | 40 mm dia | RMT | 526.3 | 290 | Approved
Primarc Chambers | BLOCK | Plumbing/Sanitory | Internal Plumbing | WO/PCH/PC01/19 | Bdcon Engineers Pvt. Ltd. | 50 mm dia | 50 mm dia | RMT | 17.35 | 350 | Approved
Primarc Chambers | BLOCK | Plumbing/Sanitory | Internal Plumbing | WO/PCH/PC01/19 | Bdcon Engineers Pvt. Ltd. | 65 mm dia | 65 mm dia | RMT | 285.05 | 420 | Approved
Primarc Chambers | BLOCK | Plumbing/Sanitory | Internal Plumbing | WO/PCH/PC01/19 | Bdcon Engineers Pvt. Ltd. | 80 mm dia | 80 mm dia | RMT | 37.7 | 480 | Approved
Primarc Chambers | BLOCK | Plumbing/Sanitory | Internal Plumbing | WO/PCH/PC01/19 | Bdcon Engineers Pvt. Ltd. | 100 mm dia | 100 mm dia | RMT | 22.5 | 575 | Approved
Primarc Chambers | BLOCK | Plumbing/Sanitory | Internal Plumbing | WO/PCH/PC01/19 | Bdcon Engineers Pvt. Ltd. | 150 mm dia | 150 mm dia | RMT | 22.15 | 780 | Approved
Primarc Chambers | BLOCK | Plumbing/Sanitory | Internal Plumbing | WO/PCH/PC01/19 | Bdcon Engineers Pvt. Ltd. | 20 mm dia | 20 mm dia | Nos. | 242 | 79 | Approved
Primarc Chambers | BLOCK | Plumbing/Sanitory | Internal Plumbing | WO/PCH/PC01/19 | Bdcon Engineers Pvt. Ltd. | 25 mm dia | 25 mm dia | Nos. | 46 | 95 | Approved
Primarc Chambers | BLOCK | Plumbing/Sanitory | Internal Plumbing | WO/PCH/PC01/19 | Bdcon Engineers Pvt. Ltd. | 32 mm dia | 32 mm dia | Nos. | 4 | 116 | Approved
Primarc Chambers | BLOCK | Plumbing/Sanitory | Internal Plumbing | WO/PCH/PC01/19 | Bdcon Engineers Pvt. Ltd. | 40 mm dia | 40 mm dia | Nos. | 21 | 139 | Approved
Primarc Chambers | BLOCK | Plumbing/Sanitory | Internal Plumbing | WO/PCH/PC01/19 | Bdcon Engineers Pvt. Ltd. | 65 mm dia | 65 mm dia | Nos. | 0 | 265 | Approved
Primarc Chambers | BLOCK | Plumbing/Sanitory | Internal Plumbing | WO/PCH/PC01/19 | Bdcon Engineers Pvt. Ltd. | 65 mm dia | 65 mm dia | Nos. | 0 | 242 | Approved
Primarc Chambers | BLOCK | Plumbing/Sanitory | Internal Plumbing | WO/PCH/PC01/19 | Bdcon Engineers Pvt. Ltd. | 80 mm dia | 80 mm dia | Nos. | 0 | 273 | Approved
Primarc Chambers | BLOCK | Plumbing/Sanitory | Internal Plumbing | WO/PCH/PC01/19 | Bdcon Engineers Pvt. Ltd. | 150 mm dia | 150 mm dia | Nos. | 1 | 404 | Approved
Primarc Chambers | BLOCK | Plumbing/Sanitory | Internal Plumbing | WO/PCH/PC01/19 | Bdcon Engineers Pvt. Ltd. | 65 mm dia | 65 mm dia | Nos. | 0 | 394 | Approved
The Ramdulari | COMMON INFRASTRUCTURE | Landscaping |  | WO/RP/RP03/23 | Dipti Nursery | Supply of Plants for outside planters as per BOQ and direction of EIC | Supply of Plants for outside planters as per BOQ and direction of EIC |  | 0 | 0 | Approved
The Ramdulari | COMMON INFRASTRUCTURE | Landscaping |  | WO/RP/RP03/23 | Dipti Nursery | Supply of plants. | BOTANICAL NAME: - Rahio Verigata- (OVERALL HEIGHT- 6"-8"). | Nos. | 100 | 43 | Approved
The Ramdulari | COMMON INFRASTRUCTURE | Landscaping |  | WO/RP/RP03/23 | Dipti Nursery | Supply of plants. | BOTANICAL NAME: - Plumaria Pudica- (OVERALL HEIGHT- 3 ft-4 ft). | Nos. | 16 | 200 | Approved
The Ramdulari | COMMON INFRASTRUCTURE | Landscaping |  | WO/RP/RP03/23 | Dipti Nursery | Misc. Charges. | Misc. charges for supply of Compost manure etc, | Lump Sum | 1 | 3000 | Approved
SOUTHWINDS PROJECT LLP (PHASE - III & IV) | MEP PHASE - III | HVAC Works |  | WO/SP34/MW34/24 | UNIVERSAL ENERGY SOLUTIONS PVT. LTD. | Refrigerant copper pipe | Supply, Laying & Testing of refrigerant copper pipe set of Liquid & Suction with nitrile rubber insulation through out the running length. Thickness of insulation should be 13 mm upto 15.9 mm copper pipe. Insulation will be Class O type. Pipe thickness will be as per specification. The piping shall be well supported at specific intervals with Clamps or anchor fasteners. |  | 0 | 0 | Amended & Approved
SOUTHWINDS PROJECT LLP (PHASE - III & IV) | MEP PHASE - III | HVAC Works |  | WO/SP34/MW34/24 | UNIVERSAL ENERGY SOLUTIONS PVT. LTD. | Power cum Control cable | Supply, laying & testing of Power cum Control cable from indoor to outdoor unit with necessary fittings. Cabling shall be weatherproof type as most of the cable will be exposed to the atmosphere. Cabling shall be bundled properly and shall be neatly aligned with the refrigerant piping. Cabling shall be well supported at specific intervals with Clamps CABLE : 2.5 sqmm x 3 core flexible unarmound cable for power line | RMT | 7665.95 | 110 | Approved
SOUTHWINDS PROJECT LLP (PHASE - III & IV) | MEP PHASE - III | HVAC Works |  | WO/SP34/MW34/24 | UNIVERSAL ENERGY SOLUTIONS PVT. LTD. | Power cum Control cable | Supply, laying & testing of Power cum Control cable from indoor to outdoor unit with necessary fittings. Cabling shall be weatherproof type as most of the cable will be exposed to the atmosphere. Cabling shall be bundled properly and shall be neatly aligned with the refrigerant piping. Cabling shall be well supported at specific intervals with Clamps CABLE : 1.5 sqmm x 4 core flexible unarmound cable for our door indoor looping | RMT | 7665.95 | 130 | Approved
SOUTHWINDS PROJECT LLP (PHASE - III & IV) | IT EXPENSES | AMC and Services |  | WO/SP34/ITEX03/2 | Trisita Engineering LLP | AutoCAD LT 2023 | AutoCAD LT 2023 | Nos. | 1 | 21000 | Amended & Approved
The Soul, Rajarhat | BLOCK | Painting | Internal Painting | WO/HR01/BOK01/170 | GAZI PAINTS PRIVATE LIMITED | Door shutter paint for Ground Fllor Block A & B | Providing and applying of 1 Coat of Wood Primer followed by 2 Coats of Premium Satin Enamel (Rich Matt Finish Enamel) of approved manufacture at both side of Electrical Room, FM Office, Store & Toilet Door area including frames and Rabbet at any floor levels including scraping, finish work with wood putty all finish etc. as per drawing and direction of EIC Colour Code: As per Drawing Brand: ICI/ Asian/Berger/AkzoNoble | Sq.Ft. | 2447 | 10.5 | Approved
SOUTHWINDS PROJECT LLP (PHASE - III & IV) | PRE-CONSTRUCTION PHASE - III & IV | Site Office |  | WO/SP34/PC34/39 | RAJ KUMAR FURNITURE WORKS | Charges for loading- unloading | Charges for loading - unloading-, transportation, hire charges for machinery as per direction of Engineer-in-Charge | Lump Sum | 1 | 10400 | Approved
SOUTHWINDS PROJECT LLP (PHASE - III & IV) | FINISHING PHASE - IV | POP/PUTTY Work |  | WO/SP34/FW4/4 | GAZI PAINTS PRIVATE LIMITED | Gypsum & putty | Gypsum plaster (wall) at Bl-13 (All Flat, Lobby & Staircase) as per B.O.Q & direction of EIC. |  | 0 | 0 | Approved
SOUTHWINDS PROJECT LLP (PHASE - III & IV) | FINISHING PHASE - IV | POP/PUTTY Work |  | WO/SP34/FW4/4 | GAZI PAINTS PRIVATE LIMITED | Gypsum & putty | "Charges for Providing and Applying Gypsum & putty with 5 mm - 6 mm thickness to the ceiling ( on concrete surface ) including lifting, Scaffolding, preparing the surface, necessary hacking , grinding etc. all complete at all level as per drawing and direction of Engineer-in-Charge. Brand of Gypsum: Henco India Brand of Putty: Asian / Berger /JK/ Birla White " | Sq.Ft. | 115352 | 10.5 | Approved
SOUTHWINDS PROJECT LLP (PHASE - III & IV) | FINISHING PHASE - IV | POP/PUTTY Work |  | WO/SP34/FW4/4 | GAZI PAINTS PRIVATE LIMITED | Gypsum Plaster | Labour charges for application of Gypsum Plaster on Surfaces between 10mm to 12mm thickness. Finish will be line, level and plumb on Surface including all lifting, Scaffolding, preparing the surface, necessary hacking , grinding , supply & application of fibre mesh etc. all complete at all level as per drawing and direction of Engineer-in-Charge. Brand of Gypsum: Henco India | Sq.Ft. | 349584 | 13.5 | Approved
SOUTHWINDS PROJECT LLP (PHASE - III & IV) | FINISHING PHASE - IV | POP/PUTTY Work |  | WO/SP34/FW4/5 | GAZI PAINTS PRIVATE LIMITED | Gypsum plaster (wall) | Supply of Gypsum plaster - Bl-13 (wall) at (All Flat, Lobby & Staircase) as per B.O.Q & direction of EIC. | Sq.Ft. | 6614.564 | 15 | Approved
SOUTHWINDS PROJECT LLP (PHASE - III & IV) | PRE-CONSTRUCTION PHASE - III & IV | Site Office |  | WO/SP34/PC34/41 | Madhuban International | Paint work | Paint work |  | 0 | 0 | Approved
SOUTHWINDS PROJECT LLP (PHASE - III & IV) | PRE-CONSTRUCTION PHASE - III & IV | Site Office |  | WO/SP34/PC34/41 | Madhuban International | one coat of wood primer with two coat of synthetic enamel paint | Charges for all surface properly cleaned by scrapping with sand paper after surface preparation one coat of wood primer with two coat of synthetic enamel paint on partition wall as per drawing and direction of EIC (Brand- Asian / Berger / ICI ) | Sq.Ft. | 2402 | 13 | Approved
SOUTHWINDS PROJECT LLP (PHASE - III & IV) | PRE-CONSTRUCTION PHASE - III & IV | Site Office |  | WO/SP34/PC34/41 | Madhuban International | two coats of wood primer | Charges for all surface cleaned by scraping with sand paper after surface preparation apply two coats of wood primer both side including frame all complete as per drawing and direction of EIC (Brand- Asian / Berger / ICI ) | Sq.Ft. | 204 | 8.5 | Approved
SOUTHWINDS PROJECT LLP (PHASE - III & IV) | FINISHING PHASE - III | External Painting |  | WO/SP34/FW34/17 | ARTISAN | Ultrafine Texture | Providing and Applying of one coat Alkali Block Primer followed by Ultrafine Texture (Roller Finish) and then two coats of Exterior Acrylic Paint at External Surface of the Building with approved colour as mentioned in the drawing including all scaffolding (Jhula Bhara/Gandola), lifting of the material, loading-unloading charges all complete as per direction of Engineer -in-Charge. Brand: ICI/Nerolac/Asian Paints. Location:-Elevation | Sq.Mtr. | 16681 | 228 | Approved
SOUTHWINDS PROJECT LLP (PHASE - III & IV) | FINISHING PHASE - III | External Painting |  | WO/SP34/FW34/17 | ARTISAN | Ultrafine NonTexture | Providing and Applying of one coat Alkali Block Primer followed by Ultrafine NonTexture (Roller Finish) and then two coats of Exterior Acrylic Paint at External Surface of the Building with approved colour as mentioned in the drawing including all scaffolding (Jhula Bhara/Gandola), lifting of the material, loading-unloading charges all complete as per direction of Engineer -in-Charge. Brand: ICI/Nerolac/Asian Paints. Location:-Above Roof | Sq.Mtr. | 1014.874 | 110 | Approved
SOUTHWINDS PROJECT LLP (PHASE - III & IV) | FINISHING PHASE - III | External Painting |  | WO/SP34/FW34/17 | ARTISAN | Exterior Acrylic Emulsion Paint | Providing and Applying of two coats of Exterior Acrylic Emulsion Paint (Weather Coat) over two coats of cement based primer at External Surface (Balcony Area) with approved colour as mentioned in the drawing including all scaffolding, lifting, of the material, loading-unloading charges all complete as per direction of Engineer-in-charge. Brand : ICI/Nerolac/Asian Paints Location:-Vent shaft,Ground floor,Balcony | Sq.Mtr. | 5007.319 | 115 | Approved
SOUTHWINDS PROJECT LLP (PHASE - III & IV) | FINISHING PHASE - III | Internal Painting |  |  |  | Balcony & Fire Refuge Railing paint | Providing and applying of one coat Epoxy primer with two coats of synthetic enamel paint including scraping, sand papering with all finishing work at Balcony Railing & Fire Refuge Railing (Glossy Finish) as per direction of Engineer-in-Charge. Note: Material shall be applied after approval of Engineer-in-Charge. Brand: (Asian Paints/ICI/Berger) Location: Balcony Railing & Fire Refuge Railing | Sq.Mtr. |  |  | Approved
SOUTHWINDS PROJECT LLP (PHASE - III & IV) | FINISHING PHASE - III | Internal Painting |  |  |  | AC Ledge Railing paint | Providing and applying of one coat Epoxy primer with two coats of synthetic enamel paint including scraping, sand papering with all finishing work at AC Ledge Railing (Glossy finish) as per direction of Engineer-in-Charge. Note: Material shall be applied after approval of Engineer-in-Charge Brand: (Asian Paints/ICI/Berger) Location: Balcony & Bed Room AC Ledge Railing | Sq.Mtr. |  |  | Approved
SOUTHWINDS PROJECT LLP (PHASE - III & IV) | FINISHING PHASE - III | Internal Painting |  | WO/SP34/FW34/18 | ARTISAN | Balcony & Fire Refuge Railing paint | Providing and applying of one coat Epoxy primer with two coats of synthetic enamel paint including scraping, sand papering with all finishing work at Balcony Railing & Fire Refuge Railing (Glossy Finish) as per direction of Engineer-in-Charge. Note: Material shall be applied after approval of Engineer-in-Charge. Brand: (Asian Paints/ICI/Berger) Location: Balcony Railing & Fire Refuge Railing | Sq.Ft. | 6070.019 | 15 | Approved
SOUTHWINDS PROJECT LLP (PHASE - III & IV) | FINISHING PHASE - III | Internal Painting |  | WO/SP34/FW34/18 | ARTISAN | AC Ledge Railing paint | Providing and applying of one coat Epoxy primer with two coats of synthetic enamel paint including scraping, sand papering with all finishing work at AC Ledge Railing (Glossy finish) as per direction of Engineer-in-Charge. Note: Material shall be applied after approval of Engineer-in-Charge Brand: (Asian Paints/ICI/Berger) Location: Balcony & Bed Room AC Ledge Railing | Sq.Ft. | 6211.913 | 15 | Approved
The Soul, Rajarhat | BLOCK | Flooring Work |  | WO/HR01/BOK01/171 | NEW L. N. CONSTRUCTION | IPS flooring at Electrical Room at Tower A & B as per BOQ and direction of EIC. | Supplying & Laying of IPS (Indian patent stone) flooring , of average 35-40mm thickness, using cement concrete 1:2:4 (1 cement:2 coarse sand: 4 graded stone aggregates of 10-20 mm) finished wih floating coat of Ner Cement at Electrical Room (Bl-A,B). The base concrete surface shall be thoroughly chipped to remove laitance, loose sand, dirt etc. cleaned with wire brush before laying the concrete. The rate is inclusive of labour, materials, tools and tackles, all lead and lift , curing, necessary formwork if required etc. all complete as per direction of EIC. (Only Cement will be supplied by the client , But subjected to reconciliation.) | Sq.Mtr. | 142 | 410 | Approved
The Soul, Rajarhat | COMMON INFRASTRUCTURE | Consultancy Charges | OTHER CONSLUTANTS | WO/HR01/CIH01/99 | R. V. Briggs & Co. Pvt Ltd. | Sampling and Analysis of Water as per BOQ and direction of EIC . | Sampling and analyses water samples to determine their physical, Chemical and biochemical properties as direction of EIC. Testing Requirements. As Per IS : 10500 : 2012 Bacteriological Parameters Coliform Organism & E.Coli Physical & Chemical Colour, Odour, Turbidity, pH, Total Hardness, Iron, Chloride, Total Dissolved Solids, Calcium, Nitrate, Alkalinity, Magnesium, Silica, Sulphate & Arsenic |  | 0 | 0 | Approved
The Soul, Rajarhat | COMMON INFRASTRUCTURE | Consultancy Charges | OTHER CONSLUTANTS | WO/HR01/CIH01/99 | R. V. Briggs & Co. Pvt Ltd. | NKDA | NKDA Supplied Potable Water | Nos | 1 | 2250 | Approved
The Soul, Rajarhat | COMMON INFRASTRUCTURE | Consultancy Charges | OTHER CONSLUTANTS | WO/HR01/CIH01/99 | R. V. Briggs & Co. Pvt Ltd. | Customer Flat | From Customer inside Flat | Nos | 1 | 2250 | Approved
The Soul, Rajarhat | COMMON INFRASTRUCTURE | Consultancy Charges | OTHER CONSLUTANTS | WO/HR01/CIH01/99 | R. V. Briggs & Co. Pvt Ltd. | Transporation | Sampling ,Transporation and other incidental charges. | Trip | 1 | 350 | Approved
The Soul, Rajarhat | CLUB | Interior Work |  | WO/HR01/CL07/41 | B. S. Furniture | Supply of Misc Material for AV Room | Supply of Misc Material for AV Room |  | 0 | 0 | Approved
The Soul, Rajarhat | CLUB | Interior Work |  | WO/HR01/CL07/41 | B. S. Furniture | Rubber/Solar | Rubber/Solar 10mm thick Size-25''x140'' | Kg | 65.2 | 95 | Approved
The Soul, Rajarhat | CLUB | Interior Work |  | WO/HR01/CL07/41 | B. S. Furniture | Adhesive | Hitex Adhesive | Kg | 11 | 520 | Approved
The Soul, Rajarhat | CLUB | Interior Work |  | WO/HR01/CL07/41 | B. S. Furniture | Black Fabric | Black Fabric | Mtrs. | 13 | 125 | Approved
The Soul, Rajarhat | CLUB | Interior Work |  | WO/HR01/CL07/41 | B. S. Furniture | Black Carpet | Black Carpet | Sq.Ft. | 250 | 11.5 | Approved
The Soul, Rajarhat | CLUB | Interior Work |  | WO/HR01/CL07/41 | B. S. Furniture | Push Marget | Push Marget | Nos | 20 | 70 | Approved
The Soul, Rajarhat | CLUB | Interior Work |  | WO/HR01/CL07/41 | B. S. Furniture | Transportation | Transportation Cost | Lump Sum | 1 | 850 | Approved
The Soul, Rajarhat | CLUB | Window and Glazing |  | WO/HR01/CL07/42 | HINDUSTAN ALUMINIUM WORKS | Supply & fixing of Glass Door at Steam Room as per BOQ and direction of EIC. | Supply & fixing of Glass Door at Steam Room as per BOQ and direction of EIC. |  | 0 | 0 | Approved
The Soul, Rajarhat | CLUB | Window and Glazing |  | WO/HR01/CL07/42 | HINDUSTAN ALUMINIUM WORKS | D1 | Supply & fixing 12 mm thk. Frosted Toughened Glass Door with required S.S. patch fittings, Floor Spring, Door Lock, Door Handle of OZONE make with all required accessories & fittings as per drawing & direction of Engineer in charge. Door Size: D1-754mmX2135mm | Sq.Ft. | 17.328 | 1165 | Approved
The Soul, Rajarhat | CLUB | Window and Glazing |  | WO/HR01/CL07/42 | HINDUSTAN ALUMINIUM WORKS | D2 | Supply & fixing 12 mm thk. Frosted Toughened Glass Door with required S.S. patch fittings, Floor Spring, Door Lock, Door Handle of OZONE make with all required accessories & fittings as per drawing & direction of Engineer in charge. Door Size: D2-789mmX2135mm | Sq.Ft. | 18.132 | 1127 | Approved
Primarc Chambers | BLOCK | Water Proofing |  | WO/PCH/PC01/20 | PRERONA CONSTRUCTION | Water proofing work at 5th floor gents and ladies toilet as per BOQ, drawing and direction of EIC. | Water proofing work at 5th floor gents and ladies toilet as per BOQ, drawing and direction of EIC. |  | 0 | 0 | Approved
Primarc Chambers | BLOCK | Water Proofing |  | WO/PCH/PC01/20 | PRERONA CONSTRUCTION | 5th floor gents and ladies toilet | Water proofing work at 5th floor gents and ladies toilet Water Proofing Work at Kitchen ,toilet & Balcony with protective plaster: Waterproofing work in Toilet, Kitchen ,Balcony: I. Bore Packing: Preparing the inside surface of core and PVC by roughening using suitable file to get better adhesion prior to packing works. Cleaning the surface by wire brushing followed water jet to remove any laitance or loose flaky particles. Providing necessary formwork for packing the bore using suitable arrangement (depending upon site conditions). Applying a coat of styrene- butadiene based polymer coating using Nitobond SBR to enhance adhesion between the packing material and other surfaces and Packing the gap using non-shrink cement polymer based grout using Conbextra GP2 upto the surface of the bore whilst the Nitobond SBR is in tacky state and then sealing with epoxy/polyester sealant. I.Chipping and Cleaning of concrete surface to remove dust, oil, grease , loose paint / coating. II. Groove cutting and halloring work in floor and wall joints with Fosroc Hydraproof (Single Component Acrylic Polymer for cement based waterproof composite coating membrane) modified mortar. III. One coat Fosroc Brushbond RFX (High performance elastomeric cementitious waterproof coating) painting on entire surface. IV. Next day 2nd coat Fosroc Brushbond RFX (High performance elastomeric cementitious waterproof coating) painting on entire surface. Each coating of BrushbondRFX will be 90 degree to each other. (Application will be done as per Manufacturer’s specification). Sprinkle fine aggregate immediately after the application of second coat. Cure the BrushbondRFX membrane for minimum 3 days as per normal curing practice. Consumption of Fosroc Brushbond RFX - (15Kg +5.088 Kg Pack) 12m2 -14m2 Cement will be supplied by Client at free of cost but subjected to reconciliation. V. Protective Plaster: The water proofing surface shall be protected with cement plaster of 12 mm (1:4) admixed with integral water proofing compound CONPLAST WL . (The minimum dosage is 125ml and the maximum is 200ml per 50kgs of cement) VI. Curing Complete. Cement will be supplied by client but subjected to reconciliation | Sq.Ft. | 351.5 | 38 | Approved
The Soul, Rajarhat | BLOCK | Wood Work |  | WO/HR01/BOK01/172 | RAJ KUMAR FURNITURE WORKS | Supply of daily labour as per direction of Engineer in charge. | Supply of daily labour as per direction of Engineer in charge. |  | 0 | 0 | Amended & Approved
The Soul, Rajarhat | BLOCK | Wood Work |  | WO/HR01/BOK01/172 | RAJ KUMAR FURNITURE WORKS | Carpenter | Charges for Supply of Carpenter as per direction of EIC. (Working Hour 9.00 Am to 5.00 Pm) | Nos | 135 | 850 | Approved
The Soul, Rajarhat | BLOCK | Wood Work |  | WO/HR01/BOK01/172 | RAJ KUMAR FURNITURE WORKS | Misc Work | Charges for loading - unloading, transportation, tool & tackles etc.as per direction of Engineer-in-Charge. | Nos | 135 | 51 | Approved
Primarc Chambers | BLOCK | Grill / Steel Work |  |  |  | MS Shaft/Duct Cover | Supply, fabrication & Erection of MS Duct Cover powder coated (Colour code approved by site) made of 1.6 mm sheet (2.4 kg per SQFT approx. weight) with frame fittings including transportation, lifting, fixing all complete in all respect as per drawing and direction of EIC. (Location - 5th floor.) | Kg |  |  | Draft
Primarc Chambers | BLOCK | Grill / Steel Work |  | WO/PCH/PC01/21 | ADA-METCON | MS Shaft/Duct Cover | MS Shaft/Duct Cover |  | 0 | 0 | Approved
Primarc Chambers | BLOCK | Grill / Steel Work |  | WO/PCH/PC01/21 | ADA-METCON | Supply, fabrication & Erection of MS Duct Cover | Supply, fabrication & Erection of MS Duct Cover powder coated (Colour code approved by site) made of 1.6 mm sheet (2.4 kg per SQFT approx. weight) with frame fittings including transportation, lifting, fixing all complete in all respect as per drawing and direction of EIC. (Location - 5th floor.) | Kg | 559 | 165 | Approved
Primarc Chambers | BLOCK | Grill / Steel Work |  | WO/PCH/PC01/21 | ADA-METCON | Transportation Charges | Transportation Charges | Lump Sum | 1 | 3000 | Approved
The Soul, Rajarhat | BLOCK | Wood Work |  | WO/HR01/BOK01/172 | RAJ KUMAR FURNITURE WORKS | Carpenter Helper | Charges for Supply of Carpenter Helper as per direction of EIC.(Working Hour 9.00 Am to 5.00 Pm) | Nos | 25 | 600 | Approved
The Soul, Rajarhat | BLOCK | Wood Work |  | WO/HR01/BOK01/172 | RAJ KUMAR FURNITURE WORKS | Misc Work | Charges for loading - unloading, transportation, tool & tackles etc.as per direction of Engineer-in-Charge. | Nos | 25 | 36 | Approved
The Soul, Rajarhat | BLOCK | Wood Work |  | WO/HR01/BOK01/172 | RAJ KUMAR FURNITURE WORKS | Material | Supply of Polish Material,Screw and Fevicol etc as per direction of EIC. | Lump Sum | 1 | 6000 | Approved
The Soul, Rajarhat | MARKETING | Interior Work |  |  |  | Signage | Backlit Imported 3mm Acrylic Box letter with approved color vinyl pasted on top of PRIMARC & PS GROUP For Kaushalaya Letter will be overed with OWV film to display Black in day & White in Night fixed on Outdoor grade ACP box iron frame with 3" side raising fixed on Outdoor grade ACP box with iron frame 1.5 watt waterproof LED Module and adequate rainproof power supply as per drawing and direction of EIC. | Lump Sum |  |  | Approved
The Soul, Rajarhat | MARKETING | Marketing Office | Interior Works | WO/HR01/MKT01/140 | BRAND VALUE SIGN SOLUTION | Signage BOQ Description | Backlit Imported 3mm Acrylic Box letter with approved color vinyl pasted on top of PRIMARC & PS GROUP For Kaushalaya Letter will be overed with OWV film to display Black in day & White in Night fixed on Outdoor grade ACP box iron frame with 3" side raising fixed on Outdoor grade ACP box with iron frame 1.5 watt waterproof LED Module and adequate rainproof power supply as per drawing and direction of EIC. | Lump Sum | 1 | 95000 | Approved
The Ramdulari | PRE-CONSTRUCTION PHASE | Electrical | Infrastructure - Electrical & construction power | WO/RP/RP01/44 | DIAMOND PROJECTS | Electrical work for Passenger Hoist as per direction of EIC. | i. Installation, Testing and Commissioning of 10 way SPN MCB DB with 63 AMP ,4 pole MCB & 63 AMP ,4 pole, 30mA, RCCCB on wall with supply of anchor fastner, nult, bolt etc complete as required.-1 No ii. Receiving & Laying of following size of 1.1 KV grade Copper conductor PVC / XLPE insulated and sheathed power cable in underground/ pipe / Surface in ceiling /wall including all accessories such as GI saddle, Al Clamp , screw etc as required to complete in all respect. 4 Core 16.0 Sqmm Copper armoured cable 65 mtr. iii. Supply & Making end termination with DC compression brass gland and Copper crimping type lugs of following size XLPE/PVC insulated & sheathed CU conductor cable complete as required to complete in all respect. Extra holes made in gland plate to be closed by the contractor w/o any cost. 4 Core 16.0 Sqmm Copper Armoured cable - 6 Nos iv. Installation of G.I. pipe type earth station complete with supply of 50 mm dia 3 mtrs. Long G.I. pipe, salt, charcoal, watering chamber and pipe,Earth Pit cover and all other materials as per enclosed drawing and IS 3043. Construction of pit chamber including supply of civil items like Brick, Sand, Stone chips etc. to be supplied by contractor, 2 Nos v. Supply & Fixing of following sizes of G.I. strip from earth pit to main distribution panel earth bus including G.I. bar saddles located at a distance not less than 600mm from each other and all hardwares to complete in all respect as required. 25 X 6 MM GI strip 40Mtr. vi. Supply & Making , Fixing of GI 25 X 6 MM G.I. earth Busbar with suitable number of hole including nut , Bolt with double washer as required to complete in all respect as required. 2 Nos All work will be completed as per direction of EIC, | Lump Sum | 1 | 20000 | Approved
The Ramdulari | COMMON INFRASTRUCTURE | Consultancy Charges |  |  |  | AAC block material test | AAC block material test |  |  |  | Approved
The Ramdulari | COMMON INFRASTRUCTURE | Consultancy Charges |  |  |  | AAC block material test | Sample collection Charges | Lump Sum |  |  | Approved
The Ramdulari | COMMON INFRASTRUCTURE | Consultancy Charges |  |  |  | AAC block material test | Compressive strength test of AAC block | Nos. |  |  | Approved
The Ramdulari | COMMON INFRASTRUCTURE | Consultancy Charges |  |  |  | AAC block material test | Density test of AAC block | Nos |  |  | Approved
The Ramdulari | COMMON INFRASTRUCTURE | Consultancy Charges |  |  |  | AAC block material test | Thermal Conductivity test of AAC block | Nos |  |  | Approved
The Ramdulari | COMMON INFRASTRUCTURE | Consultancy Charges |  |  |  | AAC block material test | Drying Shrinkage test of AAC block | Nos |  |  | Approved
The Ramdulari | COMMON INFRASTRUCTURE | Consultancy Charges |  |  |  | AAC block material test | Sample preparation test of AAC block | Nos |  |  | Approved
The Ramdulari | COMMON INFRASTRUCTURE | Consultancy Charges | OTHER CONSLUTANTS | WO/RP/RP03/26 | Indicative Consultant India | AAC block material test | AAC block material test |  | 0 | 0 | Approved
The Ramdulari | COMMON INFRASTRUCTURE | Consultancy Charges | OTHER CONSLUTANTS | WO/RP/RP03/26 | Indicative Consultant India | AAC block material test | Sample collection Charges | Lump Sum | 1 | 800 | Approved
The Ramdulari | COMMON INFRASTRUCTURE | Consultancy Charges | OTHER CONSLUTANTS | WO/RP/RP03/26 | Indicative Consultant India | AAC block material test | Sample preparation test of AAC block | Nos. | 57 | 80 | Approved
The Ramdulari | COMMON INFRASTRUCTURE | Consultancy Charges | OTHER CONSLUTANTS | WO/RP/RP03/26 | Indicative Consultant India | AAC block material test | Compressive strength test of AAC block | Nos | 36 | 150 | Approved
The Ramdulari | COMMON INFRASTRUCTURE | Consultancy Charges | OTHER CONSLUTANTS | WO/RP/RP03/26 | Indicative Consultant India | AAC block material test | Density test of AAC block | Nos. | 9 | 100 | Approved
The Ramdulari | COMMON INFRASTRUCTURE | Consultancy Charges | OTHER CONSLUTANTS | WO/RP/RP03/26 | Indicative Consultant India | AAC block material test | Thermal Conductivity test of AAC block | Nos | 3 | 500 | Approved
The Ramdulari | COMMON INFRASTRUCTURE | Consultancy Charges | OTHER CONSLUTANTS | WO/RP/RP03/26 | Indicative Consultant India | AAC block material test | Drying Shrinkage test of AAC block | Nos. | 9 | 150 | Approved
Primarc Chambers | PRE-CONSTRUCTION PHASE | Mechanical Equipment |  | WO/PCH/PC02/23 | M. S. ENTERPRISE. | Hiring For Hydra Crane | Hire charges of Hydra Crane and trailer for transfer of 40ft container including diesel and other equipment for completion of work, as per direction of Engineer-in-Charge. | Lump Sum | 1 | 23000 | Approved
The Soul, Rajarhat | BLOCK | Plumbing/Sanitory | External Plumbing | WO/HR01/BOK01/173 | GOBINDA CHANDRA SAHOO | Misc External Plumbing Work as per BOQ and direction of EIC. | Misc External Plumbing Work as per BOQ and direction of EIC. |  | 0 | 0 | Amended & Approved
The Soul, Rajarhat | BLOCK | Plumbing/Sanitory | External Plumbing | WO/HR01/BOK01/173 | GOBINDA CHANDRA SAHOO | 25mm Pipe | Labour Charges For Laying Of 25mm Agriculture Pipe with its necessary fittings jointing with solvent for waste line (Pipe & fittings like socket, elbow, plug, flanges , union, reducer, tee, short pieces etc shall be supplied by PSPLLP and others all material like Solvent, clamps, fast nut, nut-bolts, Universal clamps etc.shall be under the scope of contractor.) all work complete as per drawing & direction of EIC.(Rate including all required materials, labours, tools & tackles and necessary arrangements for the work.).Location -Basement | Nos | 9 | 700 | Approved
The Soul, Rajarhat | BLOCK | Plumbing/Sanitory | External Plumbing | WO/HR01/BOK01/173 | GOBINDA CHANDRA SAHOO | 75mm Pipe | Labour charges for laying of hanging line of 75mm Agriculture pipe with clamp(Pipe & fittings like socket, elbow, plug, flanges , union, reducer, tee, short pieces etc shall be supplied by PSPLLP and others all material like Solvent, clamps, fast nut, nut-bolts, Universal clamps etc.shall be under the scope of contractor.) all work complete as per drawing & direction of EIC.(Rate including all required materials, labours, tools & tackles and necessary arrangements for the work.).Location -Podium 1st Floor Lawn area to Narest Existing RWP. | Pcs. | 7 | 900 | Approved
The Soul, Rajarhat | BLOCK | Plumbing/Sanitory | External Plumbing | WO/HR01/BOK01/173 | GOBINDA CHANDRA SAHOO | Car Wash | Labour Charges For Car Wash Line Of 20 Mm Upvc Pipe With Its Necessary Fittings With Earth Cutting Earth Re-Filling all complete (Pipe & fittings like socket, elbow, plug, flanges , union, reducer, tee, short pieces etc shall be supplied by PSPLLP and others all material like Solvent, clamps, fast nut, nut-bolts, Universal clamps etc.shall be under the scope of contractor.) all work complete as per drawing & direction of EIC.(Rate including all required materials, labours, tools & tackles and necessary arrangements for the work.).Location- Block A ,B & Podium | RMT | 320 | 170 | Approved
Primarc Chambers | BLOCK | Fire Fighting |  | WO/PCH/PC01/22 | Balajee Fire | Fire shaft door | Supply and installation of fire shaft door as per approved Colour (Colour code approved by site) made of 3 mm thk. MS sheet and 6 mm thk. clear glass with locking arrangement (as per attached dwg.) with frame fittings including transportation, lifting, fixing all complete in all respect as per drawing and direction of EIC. (Location - 5th floor.) | Nos | 1 | 11000 | Approved
SOUTHWINDS PROJECT LLP (PHASE - III & IV) | MEP PHASE - IV | Sewage Treatment Plant | Electro Mechanical | WO/SP34/MW4/21 | RESONANCE | Bar Screen | Supply of Bar Screen Quantity : 1 No- 1 m x 1.6 m Bar Spacing : 10 mm MOC : SS 304 Operation : Manual | Nos. | 1 | 31280 | Amended & Approved
SOUTHWINDS PROJECT LLP (PHASE - III & IV) | MEP PHASE - IV | Sewage Treatment Plant | Electro Mechanical | WO/SP34/MW4/21 | RESONANCE | Transfer Pump | Supply of SEWAGE TRANSFER PUMP: This is a centrifugal/submersible pump Rexacut GI03.26 of capacity 19 cum/hr @ 6m head.(solid handling capacity of pump - min 35 mm)Quantity :- 3 nos. (2 W + 1S)Capacity :- 19 m3/hr. @ 6 mwc (Make: WILO MNC011/ KIRLOSKAR) | Nos. | 3 | 114080 | Approved
SOUTHWINDS PROJECT LLP (PHASE - III & IV) | MEP PHASE - IV | Sewage Treatment Plant | Electro Mechanical | WO/SP34/MW4/21 | RESONANCE | Air Blower | Supply of Process Air Blowers Quantity : 2 Nos.(W) + 1 No.(SB) Type : Twin Lobe Compressor Capacity : 400 m3/hr ( Make :Everest/Airvak) Discharge Pressure: 0.4 Kg/cm2 | Nos. | 3 | 188600 | Approved
SOUTHWINDS PROJECT LLP (PHASE - III & IV) | MEP PHASE - IV | Sewage Treatment Plant | Electro Mechanical | WO/SP34/MW4/21 | RESONANCE | MBBR Media | 2. Supply of MBBR REACTOR EQUIPMENT MBBR Media: Virgin PP 25 mm X1 12 mm-400 m3 / m2 bio surface Make- W2P/Bharat/DFP , as Required Quantity - Approx. 70 cum | Cum. | 56 | 9660 | Amended & Approved
SOUTHWINDS PROJECT LLP (PHASE - III & IV) | MEP PHASE - IV | Sewage Treatment Plant | Electro Mechanical | WO/SP34/MW4/21 | RESONANCE | Diffuser Network | Supply of Fine & Coarse Bubble Diffusers MOC :EPDM / Silicon membrane |  | 0 | 0 | Approved
SOUTHWINDS PROJECT LLP (PHASE - III & IV) | MEP PHASE - IV | Sewage Treatment Plant | Electro Mechanical | WO/SP34/MW4/21 | RESONANCE | Tube Pack for Tube Settle | Supply of Tube Deck Media Size : 750 mm Long Plan Settling Area: 11 m3/m2 at 60 deg. Slope | Cum. | 18 | 10120 | Approved
SOUTHWINDS PROJECT LLP (PHASE - III & IV) | MEP PHASE - IV | Sewage Treatment Plant | Electro Mechanical | WO/SP34/MW4/21 | RESONANCE | Sludge Recirculation Pump | Supply of Sludge Recirculation Pumps 2 Nos(W) + 1 No (SB) Type : Horizontal , Centrifugal Capacity: 19 M3/hr (Make: WILO MNC011/ KIRLOSKAR) Head : 6 m | Nos. | 3 | 31280 | Approved
SOUTHWINDS PROJECT LLP (PHASE - III & IV) | MEP PHASE - IV | Sewage Treatment Plant | Electro Mechanical | WO/SP34/MW4/21 | RESONANCE | Filter Press Screw Pump | Supply of Screw pump: Capacity :- 2 m3 /hr@35 mwc (1 working + 1 Standby) (Make:- W2P/ DFP/ ROTO/ Rotomac) | Nos. | 2 | 45080 | Approved
SOUTHWINDS PROJECT LLP (PHASE - III & IV) | MEP PHASE - IV | Sewage Treatment Plant | Electro Mechanical | WO/SP34/MW4/21 | RESONANCE | Filter Feed Pump | Supply of Filter feed pump (2W+1S). MOC : CI Type : capacity-19 m3/hr. @ 30mwc (Make: WILO/ KIRLOSKAR) | Nos. | 3 | 36800 | Approved
SOUTHWINDS PROJECT LLP (PHASE - III & IV) | MEP PHASE - IV | Sewage Treatment Plant | Electro Mechanical | WO/SP34/MW4/21 | RESONANCE | Pressure Sand Filter | Supply of Pressure Sand Filter Multigrade Filter ( Shell thickness - 8 mm Dish Thickness- 10 mm) 1200 mm Dia. x 2000 mm HOS | Nos. | 2 | 176640 | Approved
SOUTHWINDS PROJECT LLP (PHASE - III & IV) | MEP PHASE - IV | Sewage Treatment Plant | Electro Mechanical | WO/SP34/MW4/21 | RESONANCE | Activated Carbon Filter | Supply of Activated Carbon Filter( Shell thickness - 8 mm Dish Thickness 10 mm)1200 mm Dia. x 2000 mm HOS | Nos. | 2 | 207000 | Approved
SOUTHWINDS PROJECT LLP (PHASE - III & IV) | MEP PHASE - IV | Sewage Treatment Plant | Electro Mechanical | WO/SP34/MW4/21 | RESONANCE | Filter Press | Supply of Filter press Type-Manual plate & frame, Capacity- 12 kg/batch No of plates-10+2, Size of plates- 12" | Nos. | 2 | 74520 | Approved
SOUTHWINDS PROJECT LLP (PHASE - III & IV) | MEP PHASE - IV | Sewage Treatment Plant | Electro Mechanical | WO/SP34/MW4/21 | RESONANCE | Hypo-chlorite Dosing System | Supply of Chlorine Doser & Dosing Tank(Pump make:- EDose/Milton Roy)(0-10 LPH & 100 Lts.HDPE Tank-1 no) & 1 W + 1SB pumps | Set | 1 | 27600 | Approved
SOUTHWINDS PROJECT LLP (PHASE - III & IV) | MEP PHASE - IV | Sewage Treatment Plant | Electro Mechanical | WO/SP34/MW4/21 | RESONANCE | Inter Connecting pipeline | Supply of Inter Connecting pipeline EQT cPVC Pipe grid MBBR I & MBBR II cPVC Pipe grid 80 mm / 50mm/40 mm /25 mm MOC : uPVC /cPVC - Make - Astral |  | 0 | 0 | Approved
SOUTHWINDS PROJECT LLP (PHASE - III & IV) | MEP PHASE - IV | Sewage Treatment Plant | Electro Mechanical | WO/SP34/MW4/21 | RESONANCE | Media Retention Plate | For MBBR Tanks - Supply of Media Retention Plate | Nos. | 0 | 3680 | Approved
SOUTHWINDS PROJECT LLP (PHASE - III & IV) | MEP PHASE - IV | Sewage Treatment Plant | Electro Mechanical | WO/SP34/MW4/21 | RESONANCE | MCC Panel | Supply of Electrical Panel Quantity : 1 No. (indoor type-Floor Mounted) complete panel with Volt meter, Ammeter, incomer and outgoing feeders MOC of parts : L&T / ABB / SIEMENS | Set | 1 | 225400 | Approved
SOUTHWINDS PROJECT LLP (PHASE - III & IV) | MEP PHASE - IV | Sewage Treatment Plant | Electro Mechanical | WO/SP34/MW4/21 | RESONANCE | Electrical Cabling | Supply of Electrical Cable Finolex / GLOSTER / POLYCAB - Flexible Type |  | 0 | 0 | Approved
SOUTHWINDS PROJECT LLP (PHASE - III & IV) | MEP PHASE - IV | Sewage Treatment Plant | Electro Mechanical | WO/SP34/MW4/21 | RESONANCE | Microbiological Solution | Supply of Microbiological Solution (Micronz Inc.) 1 Lt. packaging | Ltrs. | 30 | 690 | Approved
SOUTHWINDS PROJECT LLP (PHASE - III & IV) | MEP PHASE - IV | Sewage Treatment Plant | Electro Mechanical | WO/SP34/MW4/21 | RESONANCE | Errection And Commissioning | Errection And Commissioning | Lump Sum | 1 | 73600 | Approved
SOUTHWINDS PROJECT LLP (PHASE - III & IV) | MEP PHASE - IV | Sewage Treatment Plant | Electro Mechanical | WO/SP34/MW4/21 | RESONANCE | Coarse Bubble Diffusers | Supply of Coarse Bubble Diffusers (150 mm Dia.- Disc type) for EQT & SHT | Nos. | 45 | 644 | Approved
SOUTHWINDS PROJECT LLP (PHASE - III & IV) | MEP PHASE - IV | Sewage Treatment Plant | Electro Mechanical | WO/SP34/MW4/21 | RESONANCE | Fine Bubble diffusers | Supply of Fine Bubble diffusers (90 mm Dia x 1000 mm long tubular) for MBBR I & MBBR II | Nos. | 22 | 1380 | Approved
SOUTHWINDS PROJECT LLP (PHASE - III & IV) | MEP PHASE - IV | Sewage Treatment Plant | Electro Mechanical | WO/SP34/MW4/21 | RESONANCE | cPVC pipe - 25 mm | cPVC pipe - 25 mm with fittings (SDR 11 ) Air line ( including clamps, supports ) | RMT | 0 | 193 | Approved
SOUTHWINDS PROJECT LLP (PHASE - III & IV) | MEP PHASE - IV | Sewage Treatment Plant | Electro Mechanical | WO/SP34/MW4/21 | RESONANCE | cPVC pipe - 40 mm | cPVC pipe - 40 mm with fittings (SDR 11 ) Air line ( including clamps, supports ) | RMT | 0 | 399 | Approved
SOUTHWINDS PROJECT LLP (PHASE - III & IV) | MEP PHASE - IV | Sewage Treatment Plant | Electro Mechanical | WO/SP34/MW4/21 | RESONANCE | cPVC pipe - 80 mm | cPVC pipe - 80 mm with fittings (Sch. 80 ) Air line ( including clamps, supports ) | RMT | 30 | 2144 | Approved
SOUTHWINDS PROJECT LLP (PHASE - III & IV) | MEP PHASE - IV | Sewage Treatment Plant | Electro Mechanical | WO/SP34/MW4/21 | RESONANCE | uPVC pipe - 80 mm | uPVC pipe - 80 mm with fittings (Sch. 40 ) Water line ( including clamps, supports ) | RMT | 173.25 | 672 | Approved
SOUTHWINDS PROJECT LLP (PHASE - III & IV) | MEP PHASE - IV | Sewage Treatment Plant | Electro Mechanical | WO/SP34/MW4/21 | RESONANCE | uPVC pipe - 50 mm | uPVC pipe - 50 mm with fittings (Sch. 40 ) Water line ( including clamps, supports ) | RMT | 88.1 | 386 | Approved
SOUTHWINDS PROJECT LLP (PHASE - III & IV) | MEP PHASE - IV | Sewage Treatment Plant | Electro Mechanical | WO/SP34/MW4/21 | RESONANCE | uPVC pipe - 40 mm | uPVC pipe - 40 mm with fittings (Sch. 40 ) Water line ( including clamps, supports ) | RMT | 29.8 | 230 | Approved
SOUTHWINDS PROJECT LLP (PHASE - III & IV) | MEP PHASE - IV | Sewage Treatment Plant | Electro Mechanical | WO/SP34/MW4/21 | RESONANCE | uPVC pipe - 25 mm | uPVC pipe - 25 mm with fittings (Sch. 40 ) Water line ( including clamps, supports ) | RMT | 5 | 138 | Approved
SOUTHWINDS PROJECT LLP (PHASE - III & IV) | MEP PHASE - IV | Sewage Treatment Plant | Electro Mechanical | WO/SP34/MW4/21 | RESONANCE | Ball valve and flanges - uPVC | Ball valve and flanges - uPVC | Lot | 1 | 10010 | Approved
SOUTHWINDS PROJECT LLP (PHASE - III & IV) | MEP PHASE - IV | Sewage Treatment Plant | Electro Mechanical | WO/SP34/MW4/21 | RESONANCE | Ball valve and flanges - cPVC | Ball valve and flanges - cPVC | Lot | 1 | 14720 | Approved
SOUTHWINDS PROJECT LLP (PHASE - III & IV) | MEP PHASE - IV | Sewage Treatment Plant | Electro Mechanical | WO/SP34/MW4/21 | RESONANCE | 2 core - 1 sq.mm flexible PVC | 2 core - 1 sq.mm flexible PVC - FR - For Floatys | RMT | 0 | 32 | Approved
SOUTHWINDS PROJECT LLP (PHASE - III & IV) | MEP PHASE - IV | Sewage Treatment Plant | Electro Mechanical | WO/SP34/MW4/21 | RESONANCE | 3 core - 1.5 sq.mm flexible PVC | 3 core - 1.5 sq.mm flexible PVC - FR - For Screw pumps | RMT | 209.3 | 58 | Approved
SOUTHWINDS PROJECT LLP (PHASE - III & IV) | MEP PHASE - IV | Sewage Treatment Plant | Electro Mechanical | WO/SP34/MW4/21 | RESONANCE | 3 core - 2.5 sq.mm flexible PVC | 3 core - 2.5 sq.mm flexible PVC - FR - For Sludge transfer pumps | RMT | 41.6 | 90 | Approved
SOUTHWINDS PROJECT LLP (PHASE - III & IV) | MEP PHASE - IV | Sewage Treatment Plant | Electro Mechanical | WO/SP34/MW4/21 | RESONANCE | 4 core - 2.5 sq.mm flexible PVC | 4 core - 2.5 sq.mm flexible PVC - FR - For Sewage transfer & Filter feed pumps | RMT | 0 | 119 | Approved
SOUTHWINDS PROJECT LLP (PHASE - III & IV) | MEP PHASE - IV | Sewage Treatment Plant | Electro Mechanical | WO/SP34/MW4/21 | RESONANCE | 4 core - 4 sq.mm flexible PVC | 4 core - 4 sq.mm flexible PVC - FR - For Air Blower | RMT | 0 | 197 | Approved
The Soul, Rajarhat | BASEMENT WITH PODIUM | Grill / Steel Work |  | WO/HR01/BP01/62 | PROTECH ENGINEERS | M.S. Rolling shutters | Supplying fitting and fixing in position approved quality M.S. Perforated Rolling shutters (2000x2100mm) 20 Gauge conforming to IS:6248 with one coat red oxide primer with two coat synthetic enamel paint specified with all accessories size guide, hood cover of hexagonal shape, locking arrangement, handles to operate rolling shutter with manual chain pully system including cutting necessary holes in walls and grouting with cement concrete and finishing neatly all as per drawings, specification and direction of Engineer in charge. (Only cement concrete material will be supplied by client). | Nos | 2 | 24000 | Approved
The Soul, Rajarhat | BLOCK | Window and Glazing |  | WO/HR01/BOK01/174 | GLASTAL ENGINEERS PRIVATE LIMITED | Window Silicon Filling | Window Silicon Filling |  | 0 | 0 | Amended & Approved
The Soul, Rajarhat | BLOCK | Window and Glazing |  | WO/HR01/BOK01/174 | GLASTAL ENGINEERS PRIVATE LIMITED | Window Silicon | All charges for silicon weather sealant filling at external window sil & 300mm on both Jams application from inside 5-6 mm gap with scraping & removal of existing filling from the gap between window & wall including proper finish and cleaning as per direction of EIC. Location- BedRoom/Study in Block A & B Chemical: DOW - 789 | RMT | 3761 | 110 | Approved
The Soul, Rajarhat | BLOCK | Window and Glazing |  |  |  | Window Silicon using spiderr man | All charges for silicon weather sealant filling from outside by using Spiderman 5-6 mm gap with scraping & removal of existing filling from the gap between window & wall including proper finish and cleaning as per direction of EIC.Location- BedRoom/Study in Block A & B Chemical: DOW - 789 | Roll. |  |  | Approved
SOUTHWINDS PROJECT LLP (PHASE - III & IV) | PRE-CONSTRUCTION PHASE - III & IV | Labour Hutment |  | WO/SP34/PC34/23 | SWARABENDU DAS | Removal & Re-fixing of Fencing | Removal of Existing fencing & then Re-fixing at another location Partly |  | 0 | 0 | Approved
SOUTHWINDS PROJECT LLP (PHASE - III & IV) | PRE-CONSTRUCTION PHASE - III & IV | Labour Hutment |  | WO/SP34/PC34/23 | SWARABENDU DAS | Removal of Fencing | Labour Charges for removal of fencing ( including RHS 80x40-post , sheet & 2 no Horizontal SHS 40 x 40 ) including all with the supply of all sundry material tools tackles, Welding machine, Gas Cutter ,with required lead as per direction of EIC. Mode of Measurement: Wall Area Location - pond side | Sq.Ft. | 1189 | 8 | Approved
The Soul, Rajarhat | BLOCK | Window and Glazing |  | WO/HR01/BOK01/174 | GLASTAL ENGINEERS PRIVATE LIMITED | Window Silicon using spiderr man | All charges for silicon weather sealant filling at external window sil & 300mm on both Jams from outside by using Spiderman 5-6 mm gap with scraping & removal of existing filling from the gap between window & wall including proper finish and cleaning as per direction of EIC.Location- BedRoom/Study in Block A & B Chemical: DOW - 789 | RMT | 0 | 215 | Approved
SOUTHWINDS PROJECT LLP (PHASE - III & IV) | PRE-CONSTRUCTION PHASE - III & IV | Labour Hutment |  | WO/SP34/PC34/23 | SWARABENDU DAS | loading - unloading, | Charges for loading - unloading, transportation, hire charges for machinery as per direction of Engineer-in-Charge | Sq.Ft. | 1189 | 0.36 | Approved
SOUTHWINDS PROJECT LLP (PHASE - III & IV) | PRE-CONSTRUCTION PHASE - III & IV | Labour Hutment |  | WO/SP34/PC34/23 | SWARABENDU DAS | Re-fixing of Fencing | Labour Charges for re-fixing of fencing including with MS Hollow section , CGI sheet , self screw etc. including the supply of all sundry material tools tackles, Welding machine, Gas Cutter, Welding rod, self screw, lock. Client Supply: 1. Old / new MS Hollow section 2. Old/New CGI Sheet Mode of Measurement: Wall Area Location - junction of Block-6&11 | Sq.Ft. | 640 | 15.5 | Approved
SOUTHWINDS PROJECT LLP (PHASE - III & IV) | PRE-CONSTRUCTION PHASE - III & IV | Labour Hutment |  | WO/SP34/PC34/23 | SWARABENDU DAS | loading - unloading- | Charges for loading - unloading, transportation, hire charges for machinery as per direction of Engineer-in-Charge | Sq.Ft. | 640 | 0.7 | Approved
SOUTHWINDS PROJECT LLP (PHASE - III & IV) | OVERHEAD PHASE - III & IV | In-house labour |  | WO/SP34/OP34/12 | UNIVERSAL SERVICE | Misc civil work as per direction of EIC. | Misc civil work as per direction of EIC. |  | 0 | 0 | Approved
SOUTHWINDS PROJECT LLP (PHASE - III & IV) | OVERHEAD PHASE - III & IV | In-house labour |  | WO/SP34/OP34/12 | UNIVERSAL SERVICE | Excavation work | Excavation of for laying of construction water pipe line & passenger hoist foundation in all sorts of soil including ,spreading or stacking the spoils within lead as necessary, including trimming , levelling, dressing ,ramming the bottom, bailing out water, with men & machineries as directed by EIC. | Cum. | 75 | 220 | Approved
SOUTHWINDS PROJECT LLP (PHASE - III & IV) | OVERHEAD PHASE - III & IV | In-house labour |  | WO/SP34/OP34/12 | UNIVERSAL SERVICE | Plumbing materials shifting | All charges for old pipe & fittings materials shifting from block-12 to MLCP building via van as per direction of EIC. | Lump Sum | 1 | 26000 | Approved
SOUTHWINDS PROJECT LLP (PHASE - III & IV) | OVERHEAD PHASE - III & IV | In-house labour |  | WO/SP34/OP34/12 | UNIVERSAL SERVICE | Safety barricading shifting | All chages for fixing of safety barricade at all the buildings with reinforcement & binding wire and necessary welding as per direction of EIC. | MT | 5 | 4000 | Approved
SOUTHWINDS PROJECT LLP (PHASE - III & IV) | OVERHEAD PHASE - III & IV | In-house labour |  | WO/SP34/OP34/12 | UNIVERSAL SERVICE | Cement shifting | All charges Cement shifting from from Main Godown to building Godown via van as per direction of EIC. | Bags. | 9588 | 4 | Approved
SOUTHWINDS PROJECT LLP (PHASE - III & IV) | MEP PHASE - III | Solar Power Generation |  | WO/SP34/MW34/25 | SOLARTRON | Roof Top Grid-tied Solar panel | Design, drawing, Supplying , Transportation to site, installation , testing , Commissioning of 7.56 KWP Roof Top Grid-tied Solar panel including all allied equipment's and accessories to complete the system as required in all respect. at Bl -11 For Bl-11 & 12 |  | 0 | 0 | Amended & Approved
SOUTHWINDS PROJECT LLP (PHASE - III & IV) | MEP PHASE - III | Solar Power Generation |  | WO/SP34/MW34/25 | SOLARTRON | Solar Panel | Supply of Solar Photovoltaic half cut MONO PERC - Solar Panel (14 No @540 Wp each) as per approved dwg., T &C & direction of EIC. | Lot | 1 | 250820 | Approved
SOUTHWINDS PROJECT LLP (PHASE - III & IV) | MEP PHASE - III | Solar Power Generation |  | WO/SP34/MW34/25 | SOLARTRON | Inverter | Supply of 8.0 KW, 3-Phase, 400-440VAC Solar Grid tied Inverter With Bi directional Meter ( Secure) as per approved dwg., T &C & direction of EIC. | Set | 1 | 100050 | Approved
SOUTHWINDS PROJECT LLP (PHASE - III & IV) | MEP PHASE - III | Solar Power Generation |  | WO/SP34/MW34/25 | SOLARTRON | miscell. | Supply of AC & DC Distribution Board 1) Metal Encloser IP-65 Protected Box Array Junction Box (AJB), SPD, DC Fuse - 1 no & Grid interfacing panel (GIP) -1no 2) Cables, Earthing & Accessories - a) 4 Sq. mm. Solar DC Cable( Copper) , b) 4Cx 10.0 Sq. mm. AC Cable( Aluminium ) from inverter to Common service panel ground floor. , c) MMS PVC Conduit Pipes (25mm + Elbows + Tees) , d) Earthing cable 1 core 10 sq mm PVC insulated Aluminium single core Green Colour (In Place of GI Strip) e) Miscellaneous electrical hardware - Cable ties, f) Zero export meter , MC4 Connector, Plastic gland, lux pin, indicator, Saddles etc. as per approved dwg., T &C & direction of EIC. | Lot | 1 | 34500 | Approved
SOUTHWINDS PROJECT LLP (PHASE - III & IV) | MEP PHASE - III | Solar Power Generation |  | WO/SP34/MW34/25 | SOLARTRON | Mechanical Works | Supply of Mechanical Works - Hot dip galvanized mechanical structure , Stainless Steel Nut + Bolt + Washer & Anchor Fasteners as per approved dwg., T &C & direction of EIC. | Set | 1 | 92813 | Approved
SOUTHWINDS PROJECT LLP (PHASE - III & IV) | MEP PHASE - III | Solar Power Generation |  | WO/SP34/MW34/25 | SOLARTRON | Installation, Design & commissioning | Installation, Design & commissioning | Lump Sum | 1 | 37500 | Approved
SOUTHWINDS PROJECT LLP (PHASE - III & IV) | OVERHEAD PHASE - III & IV | In-house labour |  |  |  | Supply of unskilled labour | Charges for daily unskilled labour engaged with misc work as per direction of EIC. (Duty Hours : 12H including 1 H Lunch 30 m Breakfast) | Nos |  |  | Approved
SOUTHWINDS PROJECT LLP (PHASE - III & IV) | OVERHEAD PHASE - III & IV | In-house labour |  |  |  | Misc charges | Charges for loading- unloading, transportation,hire charges for machinery work as per direction of EIC. | Nos |  |  | Approved
SOUTHWINDS PROJECT LLP (PHASE - III & IV) | OVERHEAD PHASE - III & IV | In-house labour |  | WO/SP34/OP34/13 | Balaji Enterprise | Supply of un skilled labour. | Supply of un skilled labour. |  | 0 | 0 | Approved
SOUTHWINDS PROJECT LLP (PHASE - III & IV) | OVERHEAD PHASE - III & IV | In-house labour |  | WO/SP34/OP34/13 | Balaji Enterprise | Unskilled labour as per direction of EIC. Period: | Charges of Unskilled labour for misc work as per direction of EIC. Period: In the month of May, 2023 | Nos | 136 | 450 | Approved
SOUTHWINDS PROJECT LLP (PHASE - III & IV) | OVERHEAD PHASE - III & IV | In-house labour |  | WO/SP34/OP34/13 | Balaji Enterprise | Laoding & unloading Charges | Charges for loading - unloading, transportation, hire charges for machinery work as per direction of Engineer-in-Charge. Time Period: In the month of May, 2023 | Nos | 136 | 27 | Approved
SOUTHWINDS PROJECT LLP (PHASE - III & IV) | OVERHEAD PHASE - III & IV | In-house labour |  | WO/SP34/OP34/13 | Balaji Enterprise | Unskilled labour as per direction of EIC. | Charges of Unskilled labour for misc work as per direction of EIC. Period: In the month of June, 2023 | Nos. | 171 | 450 | Approved
SOUTHWINDS PROJECT LLP (PHASE - III & IV) | OVERHEAD PHASE - III & IV | In-house labour |  | WO/SP34/OP34/13 | Balaji Enterprise | Loading & unloading Charges | Charges for loading - unloading, transportation, hire charges for machinery work as per direction of Engineer-in-Charge. Time Period: In the month of June 2023 | Nos | 171 | 27 | Approved
SOUTHWINDS PROJECT LLP (PHASE - III & IV) | OVERHEAD PHASE - III & IV | In-house labour |  | WO/SP34/OP34/13 | Balaji Enterprise | Unskilled labour as per direction of EIC. | Charges of Unskilled labour for misc work as per direction of EIC. Period: In the month of July, 2023 | Nos | 210 | 450 | Approved
SOUTHWINDS PROJECT LLP (PHASE - III & IV) | OVERHEAD PHASE - III & IV | In-house labour |  | WO/SP34/OP34/13 | Balaji Enterprise | Loading & unloading Charges | Charges for loading - unloading, transportation, hire charges for machinery work as per direction of Engineer-in-Charge. Time Period: In the month of July 2023 | Nos | 210 | 27 | Approved
SOUTHWINDS PROJECT LLP (PHASE - III & IV) | OVERHEAD PHASE - III & IV | In-house labour |  | WO/SP34/OP34/13 | Balaji Enterprise | Unskilled labour as per direction of EIC. | Charges of Unskilled labour for misc work as per direction of EIC. Period: In the month of August 2023 | Nos | 98 | 450 | Approved
SOUTHWINDS PROJECT LLP (PHASE - III & IV) | OVERHEAD PHASE - III & IV | In-house labour |  | WO/SP34/OP34/13 | Balaji Enterprise | Loading & unloading Charges | Charges for loading - unloading, transportation, hire charges for machinery work as per direction of Engineer-in-Charge. Time Period: In the month of August 2023 ( 1st Aug to15th Aug ) | Nos. | 98 | 27 | Approved
SOUTHWINDS PROJECT LLP (PHASE - III & IV) | FINISHING PHASE - IV | AC Ledge Works |  | WO/SP34/FW4/6 | Balajee Fire | AC - Ledge | Providing and Fixing of A.C Ledge Railing at Balcony and Bed room area made with 40 X 40 X 3.0 mm thick Hollow Section horizontal elevation @ equal c/c and projection & 2 nos 20 X 20 X2.0 SHS in bottom line as per drawing, 20 X 20 X 2.0 SHS @ 4 layers as per drawing including one coat of Epoxy based Primer, Transporting, Lifting to places and erection at all levels as per drawing and direction of Engineer-in-Charge. (Location - A.C Ledge Railing -Bl-16 ) | Kg | 3451 | 102 | Approved
SOUTHWINDS PROJECT LLP (PHASE - III & IV) | FINISHING PHASE - IV | Grill / Steel Work |  |  |  | M.S Work | Providing and Fixing of M.S Work at Bl-16 as per B.O.Q & direction of EIC. |  |  |  | Approved
SOUTHWINDS PROJECT LLP (PHASE - III & IV) | FINISHING PHASE - IV | Grill / Steel Work |  |  |  | M.S Balcony Railing & Fire Refuge Railing | Providing and Fixing of M.S Balcony Railing & Fire Refuge Railing made with 50 x 50 x 3.0 mm thick Hollow Section Handrail and vertical elevation 25 x 25 x 2.6 mm thick and 16 x 16 M.S Square bar as horizontal elevation and 12 x 12 solid Square bar as vertical as per drawing including one coat of Epoxy based primer, transporting, lifting to places and erection as per direction of EIC. | Kg |  |  | Approved
SOUTHWINDS PROJECT LLP (PHASE - III & IV) | FINISHING PHASE - IV | Grill / Steel Work |  |  |  | Stair Railing | Providing and Fixing of Stair Railing made with 50 mm SHS MS pipe as handrail , 12 mm Sq. Bar as horizontal elevation, 25 X 25 X 2.6 mm MS hollow section as vertical elevation inserted in 50x50x75 deep pocket as per drawing, 16mm Sq. Bar for connecting the vertical members to horizontal member in elevation and MS/SS cap at the bottom section of vertical member with all complete and including cost of one coat of Red Oxide Primar, Transportation, loading-unloading, Shifting & erection at all levels as per drawing and direction of Engineer-in-Charge. | Kg |  |  | Approved
SOUTHWINDS PROJECT LLP (PHASE - III & IV) | FINISHING PHASE - IV | Grill / Steel Work |  |  |  | MS Door and Ladder | "MS Door and Ladder at Roof & Meter room Gate: Fabrication and erection charges of Door made with ISA 65X65X6/50x50x6 in door frame, ISA 50X50X6/40x40x6 in shutter frame, Stifner with 40x5/30x5 Flat, 2MM Sheet in overall surface and Ladder with ISA 50X50X6, 16MM MS Round bar complete, including cost of one coat of Epoxy based Primar ,Transportation and loading-unloading as per drawing and direction of Engineer-in-Charge." | Kg |  |  | Approved
SOUTHWINDS PROJECT LLP (PHASE - III & IV) | FINISHING PHASE - IV | Grill / Steel Work |  |  |  | Ramp Railing | Fabrication & erection of Ramp Railing made with 50x50 SHS handrail (horizontal), 12 mm dia ms solid round bar,32x10 ms flat, 100x10 ms flat shoe, lugs all complete, including cost of one coat of Epoxy based primer, transportation and loading-unloading at ground floor level as per drawing and direction of Engineer-in-Charge. | Kg |  |  | Approved
SOUTHWINDS PROJECT LLP (PHASE - III & IV) | FINISHING PHASE - IV | Grill / Steel Work |  | WO/SP34/FW4/7 | Balajee Fire | MS RAILING & OTHER MS WORK | STP(Bl-13) & UGR (Bl-14) MS RAILING & OTHER MS WORK |  | 0 | 0 | Approved
SOUTHWINDS PROJECT LLP (PHASE - III & IV) | FINISHING PHASE - IV | Grill / Steel Work |  | WO/SP34/FW4/7 | Balajee Fire | Stair Railing | Providing and Fixing of Stair Railing made with 50 mm SHS MS pipe as handrail , 12 mm Sq. Bar as horizontal elevation, 25 X 25 X 2.6 mm MS hollow section as vertical elevation inserted in 50x50x75 deep pocket as per drawing, 16mm Sq. Bar for connecting the vertical members to horizontal member in elevation and MS/SS cap at the bottom section of vertical member with all complete and including cost of one coat of Red Oxide Primar, Transportation, loading-unloading, Shifting & erection at all levels as per drawing and direction of Engineer-in-Charge. | Kg | 271 | 102 | Approved
SOUTHWINDS PROJECT LLP (PHASE - III & IV) | FINISHING PHASE - IV | Grill / Steel Work |  | WO/SP34/FW4/7 | Balajee Fire | MS Door | MS Door : Fabrication and erection charges of Door made with ISA 65X65X6/50x50x6 in door frame, ISA 50X50X6/40x40x6 in shutter frame, Stifner with 40x5/30x5 Flat, 2MM Sheet in overall surface and Ladder with ISA 50X50X6, 16MM MS Round bar complete, including cost of one coat of Epoxy based Primar ,Transportation and loading-unloading as per drawing and direction of Engineer-in-Charge. | Kg | 90 | 102 | Approved
SOUTHWINDS PROJECT LLP (PHASE - III & IV) | FINISHING PHASE - IV | Grill / Steel Work |  | WO/SP34/FW4/7 | Balajee Fire | Drain cover | Fabrication and fixing charges of Drain cover made with MS Flat 25X25X5 including cost of one coat of Epoxy based Primar ,Transportation and loading-unloading as per drawing and direction of Engineer-in-Charge. | Kg | 423 | 102 | Approved
SOUTHWINDS PROJECT LLP (PHASE - III & IV) | FINISHING PHASE - IV | Grill / Steel Work |  | WO/SP34/FW4/7 | Balajee Fire | Sump cover | Fabrication and fixing charges of Sump cover made with ISA 40X40X5 as fixed frame, ISA 30X30X5 as shutter frame and MS Flat 25X25X5 As intermediate member including cost of one coat of Epoxy based Primar ,Transportation and loading-unloading as per drawing and direction of Engineer-in-Charge. | Kg | 123 | 102 | Approved
Primarc Chambers | BLOCK | Flooring Work |  | WO/PCH/PC01/23 | A.M. Enterprise | Floor Vitrified Tiles at lobby area | Fixing Charges for Floor Vitrified Tiles at lobby area in all levels over a bed of 30-40 mm thick cement mortar (1:4) in proper line and level. The joints will be filled with white cement slurry with matched colour pigment after acid washing including all finishing & Cleaning as per drawing and direction of Engineer-in-Charge. Tiles, Cement will be supplied by Client. | Sq.Ft. | 1703 | 35 | Approved
Primarc Chambers | BLOCK | Flooring Work |  | WO/PCH/PC01/23 | A.M. Enterprise | Vitrified Tiles Skirting at lobby area | Fixing Charges for Vitrified Tiles Skirting at lobby area in all levels over a bed of 20-25 mm thick cement mortar (1:3) in proper line, level & plumb. The joints will be filled with white cement slurry with matched colour pigment after acid washing including all finishing & Cleaning as per drawing and direction of Engineer-in-Charge. Tiles, Cement will be supplied by Client. | Rft | 289 | 23 | Approved
Primarc Chambers | BLOCK | Flooring Work |  | WO/PCH/PC01/23 | A.M. Enterprise | Floor Vitrified Tiles at office unit on. 109 in 5th floor | Fixing Charges for Floor Vitrified Tiles at office unit on. 109 in 5th floor over a bed of 30-40 mm thick cement mortar (1:4) in proper line and level. The joints will be filled with white cement slurry with matched colour pigment after acid washing including all finishing & Cleaning as per drawing and direction of Engineer-in-Charge. Tiles, Cement will be supplied by Client. | Sq.Ft. | 646 | 35 | Approved
Primarc Chambers | BLOCK | Flooring Work |  | WO/PCH/PC01/23 | A.M. Enterprise | Vitrified Tiles Skirting at office unit no. 109 in 5th floor | Fixing Charges for Vitrified Tiles Skirting at office unit no. 109 in 5th floor over a bed of 20-25 mm thick cement mortar (1:3) in proper line, level & plumb. The joints will be filled with white cement slurry with matched colour pigment after acid washing including all finishing & Cleaning as per drawing and direction of Engineer-in-Charge. Tiles, Cement will be supplied by Client. | Rft | 106 | 24 | Approved
Primarc Chambers | BLOCK | Flooring Work |  | WO/PCH/PC01/23 | A.M. Enterprise | KOTA STONE at stair tread & Landing of Stair | Fixing Charges of KOTA STONE at stair tread & Landing of Stair for all levels over a bed of 30-40 mm thick cement morter (1:4) in proper line, level & plumb. The joints will be filled with white cement slurry with matched colour pigment after acid washing including all finishing & Cleaning as per drawing and direction of Engineer-in-Charge. Kota, Cement will be supplied by Client. | Sq.Ft. | 559 | 44 | Approved
Primarc Chambers | BLOCK | Flooring Work |  | WO/PCH/PC01/23 | A.M. Enterprise | KOTA STONE at Riser & Skirting Portion of Stair | Fixing Charges for KOTA STONE at Riser & Skirting Portion of Stair for all levels over a bed of 30-40 mm thick cement mortar (1:3) in proper line, level & plumb. The joints will be filled with white cement slurry with matched colour pigment after acid washing including all finishing & Cleaning as per drawing and direction of Engineer-in-Charge. Kota, Cement will be supplied by Client. | Rft | 511 | 35 | Approved
Primarc Chambers | BLOCK | Flooring Work |  | WO/PCH/PC01/23 | A.M. Enterprise | Toilet floor tiles | Fixing Charges of Toilet floor tiles for all levels over a bed of 30-40 mm thick cement morter (1:4) in proper line & level. The joints will be filled with white cement slurry with matched colour pigment after acid washing including all finishing & Cleaning as per drawing and direction of Engineer-in-Charge. Tiles, Cement will be supplied by Client. | Sq.Ft. | 279 | 35 | Amended & Submitted
Primarc Chambers | BLOCK | Flooring Work |  | WO/PCH/PC01/23 | A.M. Enterprise | Toilet wall/ Dado tiles | Fixing Charges for Toilet wall/ Dado tiles for all levels over a bed of 30-40 mm thick cement mortar (1:3) in proper line, level & plumb. The joints will be filled with white cement slurry with matched colour pigment after acid washing including all finishing & Cleaning as per drawing and direction of Engineer-in-Charge. Tiles, Cement will be supplied by Client. | Sq.Ft. | 776 | 37 | Approved
Primarc Chambers | BLOCK | Flooring Work |  | WO/PCH/PC01/23 | A.M. Enterprise | Wall/ Dado at lobby area | Fixing Charges for Vitrified Tiles for Wall/ Dado at lobby area in all levels over a bed of 30-40 mm thick cement mortar (1:3) in proper line, level & plumb. The joints will be filled with white cement slurry with matched colour pigment after acid washing including all finishing & Cleaning as per drawing and direction of Engineer-in-Charge. Tiles, Cement will be supplied by Client. | Sq.Ft. | 409 | 37 | Approved
Primarc Chambers | BLOCK | Flooring Work |  | WO/PCH/PC01/23 | A.M. Enterprise | Granite Patty at ledge wall top over | Fixing of Granite Patty at ledge wall top over a bed of 25-30mm thick cement mortar (1:4) in proper line & level. The joints will be filled with white cement slurry with matched colour pigment including all finishing & Cleaning as per drawing and direction of Engineer-in-Charge. Granite, Cement will be supplied by Client. | Rft | 5 | 40 | Approved
Primarc Chambers | BLOCK | Flooring Work |  | WO/PCH/PC01/23 | A.M. Enterprise | Granite counter and facia with adhesive | Fixing of Granite counter and facia with adhesive over 19mm thk ply/ Black stone supported with MS angle at Toilet. Granite couinter will be embedded 25mm in brickwall. Necessary chase cutting for the the same should be in contractor scope. All moulding, chamfering, groove etc. will be in contractor scope as per the drawing and direction of Engineer-In-Charge. 19mm ply fixing with angle/ Black Stone, Cement will be supplied by Client. The joints will be filled with white cement slurry with matched colour pigment including all finishing & Cleaning as per drawing and direction of Engineer-in-Charge. Granite,19 mm ply/Black stone,M.S angle, Cement will be supplied by Client. | Nos | 3 | 2300 | Approved
Primarc Chambers | BLOCK | Flooring Work |  | WO/PCH/PC01/23 | A.M. Enterprise | Charges for (jhar/Deep as requirement) | Labour Charges for (Jhar/Deep as requirement) Chipping work at Lobby area | Sq.Ft. | 2908 | 1.5 | Approved
Primarc Chambers | BLOCK | Flooring Work |  | WO/PCH/PC01/23 | A.M. Enterprise | Groove making with 3mm spacer (W) | Charges for Groove making with 3mm spacer (W) including laticrete cement grout top quality, colour as per site approved. | Rft | 3228 | 6 | Approved
SOUTHWINDS PROJECT LLP (PHASE - III & IV) | OVERHEAD PHASE - III & IV | Pest Control |  | WO/SP34/OP34/4 | Secura Infra Services Pvt. Ltd. | Mosquito control | Larvae Control Treatment Spraying Chemical (Sumilarv/Bilarv) 3 times in Month. Adult Mosquito Control Treatment i. Spraying Chemical (Malathion/Lamda Cyhalothrin) 09 times in Month. ii. Smoke Fogging (Cyphenothrin 5% EC/Deltamethrin 1.25% ULV) 09 times in Month. At Project Premises: 1.Southwind site office 2.MA Construction Site Office 3.All labor accommodation & bath area at Danta city area 4.Security accommodation at Danta city 5.All Security posts 6.Batching plant area & QC lab Date – 01/06/23 to 31/11/23 | Months | 6 | 10000 | Approved
Primarc Chambers | OVERHEAD | Admin Executive Expense |  | WO/PCH/PC05/16 | Integrated Security Service | Admin Executive | Providing 1 no. of Admin Executive @8.5 hr X 6 days a week duty basis.1 No. leave is allowed per month which can be accumulated and utilized within the contract period. | Months | 14 | 19053 | Approved
Primarc Chambers | OVERHEAD | Admin Executive Expense |  |  |  | Admin Executive | Providing 1 no. Admin Executive @8.5 hr X 6 days a week duty basis.1 No. leave is allowed per month which can be accumulated and utilized within the contract period. | Months |  |  | Draft
The Soul, Rajarhat | OVERHEADS | Lift Operator |  | WO/HR01/OHES/82 | NIS MANAGEMENT LIMITED | licensed lift operator | Monthly charges for providing licensed lift operator @8.5 hr X 6 days a week duty basis. Total contract duration = 3 months; Total manpower = 2 nos. Total Heads = 2x3 = 6 heads. From 1st April 2023 to 30th Jun 2023. (National holidays included in rate, hence not payable extra) | Head | 6 | 16356 | Amended & Approved
SOUTHWINDS PROJECT LLP (PHASE - III & IV) | BLOCK PHASE - IV | Water Proofing |  | WO/SP34/BP4/13 | S K CONSTRUCTION | Water Proofing Work at Kitchen ,toilet & Balcony with protective plaster. | Water Proofing Work at Kitchen ,toilet & Balcony with protective plaster: Waterproofing work in Toilet, Kitchen ,Balcony: I. Bore Packing: Preparing the inside surface of core and PVC by roughening using suitable file to get better adhesion prior to packing works. Cleaning the surface by wire brushing followed water jet to remove any laitance or loose flaky particles. Providing necessary formwork for packing the bore using suitable arrangement (depending upon site conditions). Applying a coat of styrene- butadiene based polymer coating using Nitobond SBR to enhance adhesion between the packing material and other surfaces and Packing the gap using non-shrink cement polymer based grout using Conbextra GP2 upto the surface of the bore whilst the Nitobond SBR is in tacky stateand then sealing with epoxy/polyester sealant. I.Chipping and Cleaning of concrete surface to remove dust, oil, grease , loose paint / coating. II.Groove cutting and halloring work in floor and wall joints with Fosroc Hydraproof (Single Component Acrylic Polymer for cement based waterproof composite coating membrane) modified mortar. III.One coat Fosroc Brushbond RFX (High performance elastomeric cementitious waterproof coating) painting on entire surface. IV.Next day 2nd coat Fosroc Brushbond RFX (High performance elastomeric cementitious waterproof coating) painting on entire surface. Each coating of BrushbondRFX will be 90 degree to each other. (Application will be done as per Manufacturer’s specification). Sprinkle fine aggregate immediately after the application of second coat. Cure the BrushbondRFX membrane for minimum 3 days as per normal curing practice. Consumption of Fosroc Brushbond RFX - (15Kg +5.088 Kg Pack) 12m2 -14m2 Cement will be supplied by Client at free of cost but subjected to reconciliation. IV. Protective Plaster: The water proofing surface shall be protected with cement plaster of 12 mm (1:4) admixed with integral water proofing compound CONPLAST WL . (The minimum dosage is 125ml and the maximum is 200ml per 50kgs of cement) V. Curing Complete. Cement will be supplied by client but subjected to reconciliation |  | 0 | 0 | Approved
SOUTHWINDS PROJECT LLP (PHASE - III & IV) | BLOCK PHASE - IV | Water Proofing |  | WO/SP34/BP4/13 | S K CONSTRUCTION | Water proofing work at lift pit. | Waterproofing work in Lift Pit: I. Surface Preparation: All surfaces which are to receive the coating must be free from oil, grease, wax, dirt or any other form of foreign matter that might affect adhesion. Typically, concrete surfaces can be cleaned using a high pressure water jet and detergent. Poor quality, friable, or contaminated surfaces require grit-blasting or scrabbling. Spalled surfaces or those containing large blow-holes and other such defects should be repaired using Fosroc approved repair mortar or render. II. Coving with Nitobond SBR Latex: All charges for Coving all the junctions with fillet of size 75mm x 75mm with CM 1: 3 admixed with Nitobond SBR Latex. (5lit/50kg Cement) III. Application of waterproofing layer : Supply and apply of two coat of acrylic polymer modified cementitious waterproof coating Brushbond RFX over RCC at a total thickness of 1mm. Brushbond RFX shall contain a liquid polymer component and a cementitious powder component, which shall be mixed as per manufacturer’s instructions and applied over prepared concrete surface strictly maintaining the coverage specified by the manufacturer. The applied material of Brushbond RFX should have a weight loss of less than 1gm when tested for abrasion resistance according to ASTM-D4060, Pull off adhesion of greater than 1N/mm2 as per ASTM-D4541 and static crack accommodation of 1mm according to ASTM- C836.The performance of the coating should remain unaffected when tested for continuous exposure to UV rays in QUV weather meter. Each coating of BrushbondRFX will be 90 degree to each other. (Application will be done as per Manufacturer’s specification). Sprinkle fine aggregate immediately after the application of second coat. Cure the BrushbondRFX membrane for minimum 3 days as per normal curing practice. Consumption of Fosroc Brushbond RFX - (15Kg +5.088 Kg Pack) 12m2 -14m2 . Cement will be supplied by Client at free of cost but subjected to reconciliation. IV. Protective Plaster: The water proofing surface shall be protected with cement plaster of 12 mm (1:4) admixed with integral water proofing compound CONPLAST WL (The minimum dosage is 125ml and the maximum is 200ml per 50kgs of cement) . V. Neat Cement : Charges towards provide 4mm neat cement Punning (Cement consumption not more than 2.75kg/sqm) over Plastered surface using approved brand cement, all complete as per the specification and direction of Engineer-in-Charge. VI. Curing complete. Cement will be supplied by client but subjected to reconciliation |  | 0 | 0 | Approved
SOUTHWINDS PROJECT LLP (PHASE - III & IV) | BLOCK PHASE - IV | Water Proofing |  | WO/SP34/BP4/13 | S K CONSTRUCTION | Waterproofing work in OHR with Protective Plaster. | Waterproofing work in OHR with Protective Plaster: I. Surface Preparation All surfaces which are to receive the coating must be free from oil, grease, wax, dirt or any other form of foreign matter that might affect adhesion. Typically, concrete surfaces can be cleaned using a high pressure water jet and detergent. Poor quality, friable, or contaminated surfaces require grit-blasting or scrabbling. Spalled surfaces or those containing large blow-holes and other such defects should be repaired using Fosroc approved repair mortar or render. II. Coving: Coving at the junction of slab and vertical offsets with CM 1:4 mixed with Nitobond SBR at the dosage of 1 L/bag of cement under. III. Application of waterproofing layer: Supply and apply of two coat of acrylic polymer modified cementitious waterproof coating Brushbond RFX over RCC at a total thickness of 1mm. Brushbond RFX shall contain a liquid polymer component and a cementitious powder component, which shall be mixed as per manufacturer’s instructions and applied over prepared concrete surface strictly maintaining the coverage specified by the manufacturer. The applied material of Brushbond RFX should have a weight loss of less than 1gm when tested for abrasion resistance according to ASTM-D4060, Pull off adhesion of greater than 1N/mm2 as per ASTM-D4541 and static crack accommodation of 1mm according to ASTM- C836.The performance of the coating should remain unaffected when tested for continuous exposure to UV rays in QUV weather meter. Each coating of BrushbondRFX will be 90 degree to each other. (Application will be done as per Manufacturer’s specification). Sprinkle fine aggregate immediately after the application of second coat. Cure the BrushbondRFX membrane for minimum 3 days as per normal curing practice. Consumption of Fosroc Brushbond RFX - (15Kg +5.088 Kg Pack) 12m2 -14m2 Cement will be supplied by Client at free of cost but subjected to reconciliation. IV. Protective (Finish) Plaster: The water proofing surface shall be protected with cement plaster of 12 mm (1:4) admixed with integral water proofing compound CONPLAST WL .(The minimum dosage is 125ml and the maximum is 200ml per 50kgs of cement) V. Neat Cement Punning: All charges for laying 4 mm thick neat cement (cement consumption not more than 2.75 Kg/Sqm) inside surface on protective finish plaster with curing including tools tackles all complete as per direction of EIC VI. Curing Complete. Cement will be supplied by client but subjected to reconciliation. |  | 0 | 0 | Approved
SOUTHWINDS PROJECT LLP (PHASE - III & IV) | BLOCK PHASE - IV | Water Proofing |  | WO/SP34/BP4/13 | S K CONSTRUCTION | Waterproofing work in LMR,SHR, FRP OT. | Waterproofing work in LMR,SHR, FRP OT: i. Surface Preparation : Charges towards cleaning the mother slab concrete surface with grinding, wire brush, water etc. to remove all loose dirt, dust, cement latience etc., sealing the cracks (if any) by polymer modified mortar enriched with Sika Latex Power etc., including necessary groove cutting along the construction joints, cleaning properly to remove all loose adhering particles, sealing & chamfering the same with fillet of mortar (Cement: sand – 1:4) admixed with Sika Latex Power, all complete as per manufacturers specification & direction of EIC. ii. Patching & Hallor making : Supply and providing patching work through the line of construction joint (if any), pipe joint and honeycombs are with polymeric mortar like Sika Latex in the ratio of as per manufacturers specification (up to .300m high skirting wall) iii. Waterproofing Coating : Charges towards Providing two coats of 2 Comp.Acrylic polymer modified waterproofing slurry coating Sikatop Seal-109 hi, (after application of 1st coat of Sikatop Seal 109 hi laying of Fibre glass cloth while the coating is in green stage then application of 2nd coat shall be applied ) as per manufacturer specification and direction of EIC. After 24 hrs of coating , the same shall be cured for 3-4 days by sprinkling water on it. Mixing ratio: 1:1.5 and coverage 2.20 kg/sq.m/2 coats iv. Protective Plaster : Charges towards providing 10-12 mm avg. thick cement Plaster (1:4) admixed with polymer based waterproofing admixture admixed with integral waterproofing compound Sika Plastocrete Plus @ 0.2% by wt. of cement, as per manufacturers specification and direction of EIC VI. Curing complete. Cement will be supplied by client but subjected to reconciliation |  | 0 | 0 | Approved
SOUTHWINDS PROJECT LLP (PHASE - III & IV) | BLOCK PHASE - IV | Water Proofing |  | WO/SP34/BP4/13 | S K CONSTRUCTION | Charges towards laying of avg. 50 mm screed concrete in prop. of 1:1.5:3 (1 part cement :1.5 part sand: 3 part aggregate). | Charges towards laying of avg. 50 mm screed concrete in prop. of 1:1.5:3 (1 part cement :1.5 part sand: 3 part aggregate) admixed with integral waterproofing compound Sika Plastocrete Plus @ 0.2% by wt. of cement over the floor area, complete as per specification & direction of EIC. (Only Cement will be supplied by client) Location: OHR, OT, LMR, SHR, & FRP OT |  | 0 | 0 | Approved
SOUTHWINDS PROJECT LLP (PHASE - III & IV) | BLOCK PHASE - IV | Water Proofing |  | WO/SP34/BP4/13 | S K CONSTRUCTION | ROOF WATERPROOFING. | ROOF WATERPROOFING i) Surface preparation : Charges towards cleaning the mother slab concrete surface with grinding, wire brush, water etc. to remove all loose dirt, dust, cement latience etc., sealing the cracks (if any) by polymer modified mortar enriched with Sika Latex Power etc., including necessary groove cutting along the construction joints, cleaning properly to remove all loose adhering particles, sealing & chamfering the same with fillet of mortar (Cement: sand – 1:4) admixed with Sika Latex Power, all complete as per manufacturers specification & direction of EIC. ii) Coating Work : Charges towards providing & application of two coats of 2 Comp.Acrylic polymer modified waterproofing slurry coating Sikatop Seal-109 hi, (after application of 1st coat Sikatop Seal 109 hi laying of Fibre glass cloth while the coating is in green stage then application of 2nd coat shall be applied ) as per manufacturer's specification and direction of EIC. After 24 hrs of coating , the same shall be cured for 3-4 days by sprinkling water on it. iii) Protective Plastering work : Charges towards providing 10-12 mm avg. thick cement Plaster (1:4) admixed with polymer based waterproofing admixture admixed with integral waterproofing compound Sika Plastocrete Plus @ 0.2% by wt. of cement, as per manufacturers specification and direction of EIC. All work to be done as per attached Method Statement – Roof Treatment with SikaTop®Seal 109hi (Only Cement will be supplied by client) |  | 0 | 0 | Approved
SOUTHWINDS PROJECT LLP (PHASE - III & IV) | BLOCK PHASE - IV | Water Proofing |  | WO/SP34/BP4/13 | S K CONSTRUCTION | Charges towards laying of avg. 60 mm screed concrete in prop. of 1:1.5:3 (1 part cement :1.5 part sand: 3 part aggregate). | Charges towards laying of avg. 60 mm screed concrete in prop. of 1:1.5:3 (1 part cement :1.5 part sand: 3 part aggregate) admixed with integral waterproofing compound Sika Plastocrete Plus @ 0.2% by wt. of cement over the floor area, complete as per specification & direction of EIC. (Only Cement will be supplied by client) Location: Roof & FRP |  | 0 | 0 | Approved
SOUTHWINDS PROJECT LLP (PHASE - III & IV) | BLOCK PHASE - IV | Water Proofing |  | WO/SP34/BP4/13 | S K CONSTRUCTION | Providing & Injecting of expanding Nozzle Grout. | Providing & Injecting of expanding Nozzle Grout with cement slurry admixed with expanding grout admixture with pressure grouting using 12 mm dia, 75 mm long PVC nozzles in the concrete as per direction of EIC Cement will be supplied by client free of cost but subjected to reconciliation. Sika: Sika Intraplast EP @ 500 grms/bag of cement |  | 0 | 0 | Approved
SOUTHWINDS PROJECT LLP (PHASE - III & IV) | FINISHING PHASE - III | Flooring Work |  | WO/SP34/FW34/19 | NEW L. N. CONSTRUCTION | IPS Flooring work of average 40 mm thickness | Charges for IPS Flooring work of average 40 mm thickness using cement concrete 1:2:4 finished with floating coat of Net Cement on Treads, landing of stair case at all floor level all complete as per drawing and direction of EIC |  | 0 | 0 | Approved
SOUTHWINDS PROJECT LLP (PHASE - III & IV) | FINISHING PHASE - III | Flooring Work |  | WO/SP34/FW34/19 | NEW L. N. CONSTRUCTION | plaster work skirting and riser of avg 20-25 mm | Charges for plaster work skirting and riser of avg 20-25 mm thickness using cement mortar 1:4 finished with floating coat of neat cement all floor level all complete as per drawing and direction of EIC |  | 0 | 0 | Approved
SOUTHWINDS PROJECT LLP (PHASE - III & IV) | FINISHING PHASE - III | Flooring Work |  | WO/SP34/FW34/19 | NEW L. N. CONSTRUCTION | MS angle. | All Charges for supply, fabrication, erection, fixing of MS angle (ISA 25X25X3) fixed with 03(Three) nos MS lugs (for each pieces of angle of nosing) made of 10 mm dia MS Round bar of minimum 50 mm length to act as nosing at the edges of the steps of staircase including drilling holes on the treads where angles needs to be fixed and then fixing the same by inserting 10 mm dia MS round bars into the holes and welding with the lugs attached with the angle including application of one coat of Red-oxide primer of approved brand on overall MS arrangement, at any floor level. The rate is inclusiveof all materials, tools and tackles, lead & lifts, transportation, line, levels etc. all complete as per drawing, specification and direction of EIC. Required scraped reinforcement will be supplied by client free of cost. |  | 0 | 0 | Approved
SOUTHWINDS PROJECT LLP (PHASE - III & IV) | FINISHING PHASE - III | Flooring Work |  | WO/SP34/FW34/19 | NEW L. N. CONSTRUCTION | Bl-11 | Bl-11 -(G+13) 1) Stair-1 - Gr. To Roof 2)Stair-2 - Gr. To Roof 3) 2 no Fire refuge platform | Sq.Mtr. | 538.752 | 450 | Approved
SOUTHWINDS PROJECT LLP (PHASE - III & IV) | FINISHING PHASE - III | Flooring Work |  | WO/SP34/FW34/19 | NEW L. N. CONSTRUCTION | Bl-12 | Bl-12 -(G+11) 1) Stair-1 - Gr. To Roof 2)Stair-2 - Gr. To Roof 3) 1 no Fire refuge platform | Sq.Mtr. | 418.967 | 450 | Approved
SOUTHWINDS PROJECT LLP (PHASE - III & IV) | FINISHING PHASE - III | Flooring Work |  | WO/SP34/FW34/19 | NEW L. N. CONSTRUCTION | Bl-11 | Bl-11 -(G+13) 1) Stair-1 - Gr. To Roof 2)Stair-2 - Gr. To Roof 3) 2 no Fire refuge platform | Sq.Mtr. | 187.485 | 450 | Approved
SOUTHWINDS PROJECT LLP (PHASE - III & IV) | FINISHING PHASE - III | Flooring Work |  | WO/SP34/FW34/19 | NEW L. N. CONSTRUCTION | Bl-12 | Bl-12 -(G+11) 1) Stair-1 - Gr. To Roof 2)Stair-2 - Gr. To Roof 3) 1 no Fire refuge platform | Sq.Mtr. | 158.431 | 450 | Approved
SOUTHWINDS PROJECT LLP (PHASE - III & IV) | FINISHING PHASE - III | Flooring Work |  | WO/SP34/FW34/19 | NEW L. N. CONSTRUCTION | Bl-11 | Bl-11 -(G+13) 1) Stair-1 - Gr. To Roof 2)Stair-2 - Gr. To Roof 3) 2 no Fire refuge platform | RMT | 830.35 | 160 | Approved
SOUTHWINDS PROJECT LLP (PHASE - III & IV) | FINISHING PHASE - III | Flooring Work |  | WO/SP34/FW34/19 | NEW L. N. CONSTRUCTION | Bl-12 | Bl-12 -(G+11) 1) Stair-1 - Gr. To Roof 2)Stair-2 - Gr. To Roof 3) 1 no Fire refuge platform | RMT | 717 | 160 | Approved
SOUTHWINDS PROJECT LLP (PHASE - III & IV) | FINISHING PHASE - III | Wood Work |  | WO/SP34/FW34/10 | ADA-METCON | MS Duct/Shaft door | Supply, fabrication & Erection of MS Duct Cover powder coated (Colour code approved by site) made of 1.6 mm sheet (2.2 to 2.4 kg per SQFT approx. weight) with frame fittings including transportation, lifting, fixing all complete in all respect as per drawing and direction of EIC. |  | 0 | 0 | Approved
SOUTHWINDS PROJECT LLP (PHASE - III & IV) | FINISHING PHASE - III | Wood Work |  | WO/SP34/FW34/10 | ADA-METCON | Bl-11 | Bl-11 -(G+13) Shaft-1,2,3,4: 1030mm x 1900mm: 04 Nos X12=48 Nos with 02 shutters | Kg | 2160 | 165 | Approved
SOUTHWINDS PROJECT LLP (PHASE - III & IV) | FINISHING PHASE - III | Wood Work |  | WO/SP34/FW34/10 | ADA-METCON | Bl-12 | Bl-12 -(G+11) 1) Shaft-1: 1000mm x 1900mm: 01 Nos X11=11 Nos with 02 shutters 2)Shaft-2: 1460mm x 1900mm: 01 Nos X11=11 Nos with 02 shutters 3) Shaft-3: 2200mm x 1900mm: 01 No X11=11 Nos with 03 shutters 4)Shaft-4: 1800mm x 1900mm: 01 No X11=11 Nos with 03 shutters | Kg | 2320 | 165 | Approved
The Soul, Rajarhat | BASEMENT WITH PODIUM | Grill / Steel Work |  | WO/HR01/BP01/63 | PROTECH ENGINEERS | Supply and fixing of Electrical Car Charging Support as per BOQ and direction of EIC | Supply and fixing of Electrical Car Charging Support made by SHS 50x50,40x40 & 2mm MS Plate, Locking Chain system with One Coat red oxide primer & 2 Coat Synthetic enamel paint (As per approved shade) as per direction of Engineer in charge.(Rate including all required materials, labours, tools & tackles and necessary arrangements for the work.) | Nos | 13 | 3000 | Approved
The Soul, Rajarhat | CLUB | Wood Work |  | WO/HR01/CL07/30 | B. S. Furniture | Charges of Making wooden Book shelf | Book Shelf (Reading Lounge) Charges of making book shelf fixing 4mm veneer paneling over 19mm thick Ply structure including melamine polish as complete at all level as per drawing and direction of EIC.Loaction:-Reading Lounge |  | 0 | 0 | Approved
The Soul, Rajarhat | CLUB | Wood Work |  | WO/HR01/CL07/30 | B. S. Furniture | Wood Work | Wood Work | Sq.Ft. | 120 | 275 | Approved
SOUTHWINDS PROJECT LLP (PHASE - III & IV) | PRE-CONSTRUCTION PHASE - III & IV | Plumbing/Sanitory |  | WO/SP34/PC34/42 | Compact Solutionz | WTP rectification / Maintenance work | WTP rectification / Maintenance work as per direction of Site in charge, |  | 0 | 0 | Approved
SOUTHWINDS PROJECT LLP (PHASE - III & IV) | PRE-CONSTRUCTION PHASE - III & IV | Plumbing/Sanitory |  | WO/SP34/PC34/42 | Compact Solutionz | 25mm top mounted Multiport Valve | Supply of 25mm top mounted Multiport Valve as per existing MPV as per direction of EIC. | Nos. | 1 | 2750 | Approved
SOUTHWINDS PROJECT LLP (PHASE - III & IV) | PRE-CONSTRUCTION PHASE - III & IV | Plumbing/Sanitory |  | WO/SP34/PC34/42 | Compact Solutionz | 20''x4'' Jumbo Micron Cartridge & Bag filters | Supply of 20''x4'' Jumbo Micron Cartridge & Bag filters as per direction of EIC. | Nos | 2 | 470 | Approved
SOUTHWINDS PROJECT LLP (PHASE - III & IV) | PRE-CONSTRUCTION PHASE - III & IV | Plumbing/Sanitory |  | WO/SP34/PC34/42 | Compact Solutionz | under bed Gravels for MGF & ACF filter vessels | Supply of under bed Gravels for MGF & ACF filter vessels as per direction of EIC. | Kg | 80 | 5 | Approved
SOUTHWINDS PROJECT LLP (PHASE - III & IV) | PRE-CONSTRUCTION PHASE - III & IV | Plumbing/Sanitory |  | WO/SP34/PC34/42 | Compact Solutionz | Filter media for the existing Multigrade Filter ( Treated Sand) | Supply of Filter media for the existing Multi grade Filter ( Treated Sand) as per direction of EIC. | Kg | 70 | 5 | Approved
SOUTHWINDS PROJECT LLP (PHASE - III & IV) | PRE-CONSTRUCTION PHASE - III & IV | Plumbing/Sanitory |  | WO/SP34/PC34/42 | Compact Solutionz | Activated Carbon Media for ACF filter | Supply of Activated Carbon Media for ACF filter as per direction of EIC. | Kg | 25 | 26 | Approved
SOUTHWINDS PROJECT LLP (PHASE - III & IV) | PRE-CONSTRUCTION PHASE - III & IV | Plumbing/Sanitory |  | WO/SP34/PC34/42 | Compact Solutionz | 1000 LPH UV Sterilizer | Supply of 1000 LPH UV Sterilizer as per direction of EIC. | Nos | 1 | 4250 | Approved
SOUTHWINDS PROJECT LLP (PHASE - III & IV) | PRE-CONSTRUCTION PHASE - III & IV | Plumbing/Sanitory |  | WO/SP34/PC34/42 | Compact Solutionz | Dismantling | Dismantling of both the filter vessels, drain out all the existing filters media, cleaning of both the filter vessels inside, replace of inside strainers if found damaged, charging of MGF & ACF with under bed media as per ideal quantity, fixing of pipes, fittings, new MPV installation, installation of new micron Cartridge & Bag filter, installation of UV sterilizer, Testing & commissioning the WTP as per direction of EIC. | Lot | 1 | 2800 | Approved
SOUTHWINDS PROJECT LLP (PHASE - III & IV) | PRE-CONSTRUCTION PHASE - III & IV | Plumbing/Sanitory |  | WO/SP34/PC34/42 | Compact Solutionz | Freight, Loading & Un-loading Charge | Freight, Loading & Un-loading Charge | Lot | 1 | 2500 | Approved
SOUTHWINDS PROJECT LLP (PHASE - III & IV) | FINISHING PHASE - IV | AC Ledge Works |  | WO/SP34/FW4/8 | PROTECH ENGINEERS | A.C Ledge Railing | Providing and Fixing of A.C Ledge Railing at Balcony and Bed room area made with 40 X 40 X 3.0 mm thick Hollow Section horizontal elevation @ equal c/c and projection & 2 nos 20 X 20 X2.0 SHS in bottom line as per drawing, 20 X 20 X 2.0 SHS @ 4 layers as per drawing including one coat of Epoxy based Primer, Transporting, Lifting to places and erection at all levels as per drawing and direction of Engineer-in-Charge. |  | 0 | 0 | Amended & Approved
SOUTHWINDS PROJECT LLP (PHASE - III & IV) | FINISHING PHASE - IV | AC Ledge Works |  | WO/SP34/FW4/8 | PROTECH ENGINEERS | Bl-16 | Bl-16 -(G+18) A.C Ledge Railing | Kg | 3436.013 | 104 | Approved
SOUTHWINDS PROJECT LLP (PHASE - III & IV) | FINISHING PHASE - IV | AC Ledge Works |  | WO/SP34/FW4/8 | PROTECH ENGINEERS | Bl-14-Part-01 | Bl-14-Part-01 -(G+18) A.C Ledge Railing | Kg | 4540.341 | 104 | Approved
SOUTHWINDS PROJECT LLP (PHASE - III & IV) | FINISHING PHASE - IV | Grill / Steel Work |  | WO/SP34/FW4/9 | PROTECH ENGINEERS | M.S Balcony Railing & Fire Refuge Railing. | Providing and Fixing of M.S Balcony Railing & Fire Refuge Railing made with 50 x 50 x 3.0 mm thick Hollow Section Handrail and vertical elevation 25 x 25 x 2.6 mm thick and 16 x 16 M.S Square bar as horizontal elevation and 12 x 12 solid Square bar as vertical as per drawing including one coat of Epoxy based primer, transporting, lifting to places and erection as per direction of EIC. |  | 0 | 0 | Amended & Approved
SOUTHWINDS PROJECT LLP (PHASE - III & IV) | FINISHING PHASE - IV | Grill / Steel Work |  | WO/SP34/FW4/9 | PROTECH ENGINEERS | Stair Railing. | Providing and Fixing of Stair Railing made with 50 mm SHS MS pipe as handrail , 12 mm Sq. Bar as horizontal elevation, 25 X 25 X 2.6 mm MS hollow section as vertical elevation inserted in 50x50x75 deep pocket as per drawing, 16mm Sq. Bar for connecting the vertical members to horizontal member in elevation and MS/SS cap at the bottom section of vertical member with all complete and including cost of one coat of Red Oxide Primar, Transportation, loading-unloading, Shifting & erection at all levels as per drawing and direction of Engineer-in-Charge. |  | 0 | 0 | Amended & Approved
SOUTHWINDS PROJECT LLP (PHASE - III & IV) | FINISHING PHASE - IV | Grill / Steel Work |  | WO/SP34/FW4/9 | PROTECH ENGINEERS | MS Door and Ladder at Roof & Meter room Gate. | MS Door and Ladder at Roof & Meter room Gate: Fabrication and erection charges of Door made with ISA 65X65X6/50x50x6 in door frame, ISA 50X50X6/40x40x6 in shutter frame, Stifner with 40x5/30x5 Flat, 2MM Sheet in overall surface and Ladder with ISA 50X50X6, 16MM MS Round bar complete, including cost of one coat of Epoxy based Primar ,Transportation and loading-unloading as per drawing and direction of Engineer-in-Charge. |  | 0 | 0 | Amended & Approved
SOUTHWINDS PROJECT LLP (PHASE - III & IV) | FINISHING PHASE - IV | Grill / Steel Work |  | WO/SP34/FW4/9 | PROTECH ENGINEERS | Ramp Railing. | Fabrication & erection of Ramp Railing made with 50x50 SHS handrail (horizontal), 12 mm dia ms solid round bar,32x10 ms flat, 100x10 ms flat shoe, lugs all complete, including cost of one coat of Epoxy based primer, transportation and loading-unloading at ground floor level as per drawing and direction of Engineer-in-Charge. |  | 0 | 0 | Amended & Approved
SOUTHWINDS PROJECT LLP (PHASE - III & IV) | FINISHING PHASE - IV | Grill / Steel Work |  | WO/SP34/FW4/9 | PROTECH ENGINEERS | Bl-16. | Bl-16 -(G+18) M.S Balcony Railing & Fire Refuge Railing | Kg | 5315.02 | 104 | Approved
SOUTHWINDS PROJECT LLP (PHASE - III & IV) | FINISHING PHASE - IV | Grill / Steel Work |  | WO/SP34/FW4/9 | PROTECH ENGINEERS | Bl-14-Part-01. | Bl-14-Part-01 -(G+18) M.S Balcony Railing & Fire Refuge Railing | Kg | 5868.897 | 104 | Approved
SOUTHWINDS PROJECT LLP (PHASE - III & IV) | FINISHING PHASE - IV | Grill / Steel Work |  | WO/SP34/FW4/9 | PROTECH ENGINEERS | Bl-16. | Bl-16 -(G+18) Stair Railing | Kg | 2786.925 | 102 | Approved
SOUTHWINDS PROJECT LLP (PHASE - III & IV) | FINISHING PHASE - IV | Grill / Steel Work |  | WO/SP34/FW4/9 | PROTECH ENGINEERS | Bl-14-Part-01. | Bl-14-Part-01 -(G+18) Stair Railing | Kg | 2898.711 | 102 | Approved
SOUTHWINDS PROJECT LLP (PHASE - III & IV) | FINISHING PHASE - IV | Grill / Steel Work |  | WO/SP34/FW4/9 | PROTECH ENGINEERS | Bl-16. | Bl-16 -(G+18) MS Door and Ladder at Roof & Meter room Gate | Kg | 486.879 | 106 | Approved
SOUTHWINDS PROJECT LLP (PHASE - III & IV) | FINISHING PHASE - IV | Grill / Steel Work |  | WO/SP34/FW4/9 | PROTECH ENGINEERS | Bl-14-Part-01. | Bl-14-Part-01 -(G+18) MS Door and Ladder at Roof & Meter room Gate | Kg | 486.879 | 106 | Approved
SOUTHWINDS PROJECT LLP (PHASE - III & IV) | FINISHING PHASE - IV | Grill / Steel Work |  | WO/SP34/FW4/9 | PROTECH ENGINEERS | Bl-16. | Bl-16 -(G+18) Ramp Railing | Kg | 60 | 104 | Approved
SOUTHWINDS PROJECT LLP (PHASE - III & IV) | FINISHING PHASE - IV | Grill / Steel Work |  | WO/SP34/FW4/9 | PROTECH ENGINEERS | Bl-14-Part-01. | Bl-14-Part-01 -(G+18) Ramp Railing | Kg | 131 | 104 | Approved
SOUTHWINDS PROJECT LLP (PHASE - III & IV) | BLOCK PHASE - IV | Water Proofing |  | WO/SP34/BP4/12 | PRERONA CONSTRUCTION | Waterproofing work in OHR | Waterproofing work in OHR with Protective Plaster: I. Surface Preparation All surfaces which are to receive the coating must be free from oil, grease, wax, dirt or any other form of foreign matter that might affect adhesion. Typically, concrete surfaces can be cleaned using a high pressure water jet and detergent. Poor quality, friable, or contaminated surfaces require grit-blasting or scrabbling. Spalled surfaces or those containing large blow-holes and other such defects should be repaired using Fosroc approved repair mortar or render. II. Coving: Coving at the junction of slab and vertical offsets with CM 1:4 mixed with Nitobond SBR at the dosage of 1 L/bag of cement under. III. Application of waterproofing layer: Supply and apply of two coat of acrylic polymer modified cementitious waterproof coating Brushbond RFX over RCC at a total thickness of 1mm. Brushbond RFX shall contain a liquid polymer component and a cementitious powder component, which shall be mixed as per manufacturer’s instructions and applied over prepared concrete surface strictly maintaining the coverage specified by the manufacturer. The applied material of Brushbond RFX should have a weight loss of less than 1gm when tested for abrasion resistance according to ASTM-D4060, Pull off adhesion of greater than 1N/mm2 as per ASTM-D4541 and static crack accommodation of 1mm according to ASTM- C836.The performance of the coating should remain unaffected when tested for continuous exposure to UV rays in QUV weather meter. Each coating of BrushbondRFX will be 90 degree to each other. (Application will be done as per Manufacturer’s specification). Sprinkle fine aggregate immediately after the application of second coat. Cure the BrushbondRFX membrane for minimum 3 days as per normal curing practice. Consumption of Fosroc Brushbond RFX - (15Kg +5.088 Kg Pack) 12m2 -14m2 Cement will be supplied by Client at free of cost but subjected to reconciliation. IV. Protective (Finish) Plaster: The water proofing surface shall be protected with cement plaster of 12 mm (1:4) admixed with integral water proofing compound CONPLAST WL .(The minimum dosage is 125ml and the maximum is 200ml per 50kgs of cement) V. Neat Cement Punning: All charges for laying 4 mm thick neat cement (cement consumption not more than 2.75 Kg/Sqm) inside surface on protective finish plaster with curing including tools tackles all complete as per direction of EIC VI. Curing Complete. Cement will be supplied by client but subjected to reconciliation. |  | 0 | 0 | Approved
SOUTHWINDS PROJECT LLP (PHASE - III & IV) | BLOCK PHASE - IV | Water Proofing |  | WO/SP34/BP4/12 | PRERONA CONSTRUCTION | LMR,SHR, FRP OT.. | Waterproofing work in LMR,SHR, FRP OT: i. Surface Preparation : Charges towards cleaning the mother slab concrete surface with grinding, wire brush, water etc. to remove all loose dirt, dust, cement latience etc., sealing the cracks (if any) by polymer modified mortar enriched with Sika Latex Power etc., including necessary groove cutting along the construction joints, cleaning properly to remove all loose adhering particles, sealing & chamfering the same with fillet of mortar (Cement: sand – 1:4) admixed with Sika Latex Power, all complete as per manufacturers specification & direction of EIC. ii. Patching & Hallor making : Supply and providing patching work through the line of construction joint (if any), pipe joint and honeycombs are with polymeric mortar like Sika Latex in the ratio of as per manufacturers specification (up to .300m high skirting wall) iii. Waterproofing Coating : Charges towards Providing two coats of 2 Comp.Acrylic polymer modified waterproofing slurry coating Sikatop Seal-109 hi, (after application of 1st coat of Sikatop Seal 109 hi laying of Fibre glass cloth while the coating is in green stage then application of 2nd coat shall be applied ) as per manufacturer specification and direction of EIC. After 24 hrs of coating , the same shall be cured for 3-4 days by sprinkling water on it. Mixing ratio: 1:1.5 and coverage 2.20 kg/sq.m/2 coats iv. Protective Plaster : Charges towards providing 10-12 mm avg. thick cement Plaster (1:4) admixed with polymer based waterproofing admixture admixed with integral waterproofing compound Sika Plastocrete Plus @ 0.2% by wt. of cement, as per manufacturers specification and direction of EIC VI. Curing complete. Cement will be supplied by client but subjected to reconciliation |  | 0 | 0 | Approved
SOUTHWINDS PROJECT LLP (PHASE - III & IV) | BLOCK PHASE - IV | Water Proofing |  | WO/SP34/BP4/12 | PRERONA CONSTRUCTION | Charges towards laying of avg. 50 mm screed concrete in prop. of 1:1.5:3 (1 part cement :1.5 part sand: 3 part aggregate)… | Charges towards laying of avg. 50 mm screed concrete in prop. of 1:1.5:3 (1 part cement :1.5 part sand: 3 part aggregate) admixed with integral waterproofing compound Sika Plastocrete Plus @ 0.2% by wt. of cement over the floor area, complete as per specification & direction of EIC. (Only Cement will be supplied by client) Location: OHR, OT, LMR, SHR, & FRP OT |  | 0 | 0 | Approved
SOUTHWINDS PROJECT LLP (PHASE - III & IV) | BLOCK PHASE - IV | Water Proofing |  | WO/SP34/BP4/12 | PRERONA CONSTRUCTION | ROOF . | ROOF WATERPROOFING i) Surface preparation : Charges towards cleaning the mother slab concrete surface with grinding, wire brush, water etc. to remove all loose dirt, dust, cement latience etc., sealing the cracks (if any) by polymer modified mortar enriched with Sika Latex Power etc., including necessary groove cutting along the construction joints, cleaning properly to remove all loose adhering particles, sealing & chamfering the same with fillet of mortar (Cement: sand – 1:4) admixed with Sika Latex Power, all complete as per manufacturers specification & direction of EIC. ii) Coating Work : Charges towards providing & application of two coats of 2 Comp.Acrylic polymer modified waterproofing slurry coating Sikatop Seal-109 hi, (after application of 1st coat Sikatop Seal 109 hi laying of Fibre glass cloth while the coating is in green stage then application of 2nd coat shall be applied ) as per manufacturer's specification and direction of EIC. After 24 hrs of coating , the same shall be cured for 3-4 days by sprinkling water on it. iii) Protective Plastering work : Charges towards providing 10-12 mm avg. thick cement Plaster (1:4) admixed with polymer based waterproofing admixture admixed with integral waterproofing compound Sika Plastocrete Plus @ 0.2% by wt. of cement, as per manufacturers specification and direction of EIC. All work to be done as per attached Method Statement – Roof Treatment with SikaTop®Seal 109hi (Only Cement will be supplied by client) |  | 0 | 0 | Approved
SOUTHWINDS PROJECT LLP (PHASE - III & IV) | BLOCK PHASE - IV | Water Proofing |  | WO/SP34/BP4/12 | PRERONA CONSTRUCTION | Charges towards laying of avg. 60 mm screed concrete in prop. of 1:1.5:3 (1 part cement :1.5 part sand: 3 part aggregate).. | Charges towards laying of avg. 60 mm screed concrete in prop. of 1:1.5:3 (1 part cement :1.5 part sand: 3 part aggregate) admixed with integral waterproofing compound Sika Plastocrete Plus @ 0.2% by wt. of cement over the floor area, complete as per specification & direction of EIC. (Only Cement will be supplied by client) Location: Roof & FRP |  | 0 | 0 | Approved
SOUTHWINDS PROJECT LLP (PHASE - III & IV) | BLOCK PHASE - IV | Water Proofing |  | WO/SP34/BP4/12 | PRERONA CONSTRUCTION | Nozzle Grout.. | Providing & Injecting of expanding Nozzle Grout with cement slurry admixed with expanding grout admixture with pressure grouting using 12 mm dia, 75 mm long PVC nozzles in the concrete as per direction of EIC Cement will be supplied by client free of cost but subjected to reconciliation. Sika: Sika Intraplast EP @ 500 grms/bag of cement |  | 0 | 0 | Approved
SOUTHWINDS PROJECT LLP (PHASE - III & IV) | BLOCK PHASE - IV | Water Proofing |  | WO/SP34/BP4/14 | PRERONA CONSTRUCTION | Kitchen ,toilet & Balcony with protective plaster. | Water Proofing Work at Kitchen ,toilet & Balcony with protective plaster: Waterproofing work in Toilet, Kitchen ,Balcony: I. Bore Packing: Preparing the inside surface of core and PVC by roughening using suitable file to get better adhesion prior to packing works. Cleaning the surface by wire brushing followed water jet to remove any laitance or loose flaky particles. Providing necessary formwork for packing the bore using suitable arrangement (depending upon site conditions). Applying a coat of styrene- butadiene based polymer coating using Nitobond SBR to enhance adhesion between the packing material and other surfaces and Packing the gap using non-shrink cement polymer based grout using Conbextra GP2 upto the surface of the bore whilst the Nitobond SBR is in tacky stateand then sealing with epoxy/polyester sealant. I.Chipping and Cleaning of concrete surface to remove dust, oil, grease , loose paint / coating. II.Groove cutting and halloring work in floor and wall joints with Fosroc Hydraproof (Single Component Acrylic Polymer for cement based waterproof composite coating membrane) modified mortar. III.One coat Fosroc Brushbond RFX (High performance elastomeric cementitious waterproof coating) painting on entire surface. IV.Next day 2nd coat Fosroc Brushbond RFX (High performance elastomeric cementitious waterproof coating) painting on entire surface. Each coating of BrushbondRFX will be 90 degree to each other. (Application will be done as per Manufacturer’s specification). Sprinkle fine aggregate immediately after the application of second coat. Cure the BrushbondRFX membrane for minimum 3 days as per normal curing practice. Consumption of Fosroc Brushbond RFX - (15Kg +5.088 Kg Pack) 12m2 -14m2 Cement will be supplied by Client at free of cost but subjected to reconciliation. IV. Protective Plaster: The water proofing surface shall be protected with cement plaster of 12 mm (1:4) admixed with integral water proofing compound CONPLAST WL . (The minimum dosage is 125ml and the maximum is 200ml per 50kgs of cement) V. Curing Complete. Cement will be supplied by client but subjected to reconciliation |  | 0 | 0 | Amended & Approved
SOUTHWINDS PROJECT LLP (PHASE - III & IV) | BLOCK PHASE - IV | Water Proofing |  | WO/SP34/BP4/14 | PRERONA CONSTRUCTION | lift pit. | Waterproofing work in Lift Pit: I. Surface Preparation: All surfaces which are to receive the coating must be free from oil, grease, wax, dirt or any other form of foreign matter that might affect adhesion. Typically, concrete surfaces can be cleaned using a high pressure water jet and detergent. Poor quality, friable, or contaminated surfaces require grit-blasting or scrabbling. Spalled surfaces or those containing large blow-holes and other such defects should be repaired using Fosroc approved repair mortar or render. II. Coving with Nitobond SBR Latex: All charges for Coving all the junctions with fillet of size 75mm x 75mm with CM 1: 3 admixed with Nitobond SBR Latex. (5lit/50kg Cement) III. Application of waterproofing layer : Supply and apply of two coat of acrylic polymer modified cementitious waterproof coating Brushbond RFX over RCC at a total thickness of 1mm. Brushbond RFX shall contain a liquid polymer component and a cementitious powder component, which shall be mixed as per manufacturer’s instructions and applied over prepared concrete surface strictly maintaining the coverage specified by the manufacturer. The applied material of Brushbond RFX should have a weight loss of less than 1gm when tested for abrasion resistance according to ASTM-D4060, Pull off adhesion of greater than 1N/mm2 as per ASTM-D4541 and static crack accommodation of 1mm according to ASTM- C836.The performance of the coating should remain unaffected when tested for continuous exposure to UV rays in QUV weather meter. Each coating of BrushbondRFX will be 90 degree to each other. (Application will be done as per Manufacturer’s specification). Sprinkle fine aggregate immediately after the application of second coat. Cure the BrushbondRFX membrane for minimum 3 days as per normal curing practice. Consumption of Fosroc Brushbond RFX - (15Kg +5.088 Kg Pack) 12m2 -14m2 . Cement will be supplied by Client at free of cost but subjected to reconciliation. IV. Protective Plaster: The water proofing surface shall be protected with cement plaster of 12 mm (1:4) admixed with integral water proofing compound CONPLAST WL (The minimum dosage is 125ml and the maximum is 200ml per 50kgs of cement) . V. Neat Cement : Charges towards provide 4mm neat cement Punning (Cement consumption not more than 2.75kg/sqm) over Plastered surface using approved brand cement, all complete as per the specification and direction of Engineer-in-Charge. VI. Curing complete. Cement will be supplied by client but subjected to reconciliation |  | 0 | 0 | Amended & Approved
SOUTHWINDS PROJECT LLP (PHASE - III & IV) | BLOCK PHASE - IV | Water Proofing |  | WO/SP34/BP4/14 | PRERONA CONSTRUCTION | OHR with Protective Plaster. | Waterproofing work in OHR with Protective Plaster: I. Surface Preparation All surfaces which are to receive the coating must be free from oil, grease, wax, dirt or any other form of foreign matter that might affect adhesion. Typically, concrete surfaces can be cleaned using a high pressure water jet and detergent. Poor quality, friable, or contaminated surfaces require grit-blasting or scrabbling. Spalled surfaces or those containing large blow-holes and other such defects should be repaired using Fosroc approved repair mortar or render. II. Coving: Coving at the junction of slab and vertical offsets with CM 1:4 mixed with Nitobond SBR at the dosage of 1 L/bag of cement under. III. Application of waterproofing layer: Supply and apply of two coat of acrylic polymer modified cementitious waterproof coating Brushbond RFX over RCC at a total thickness of 1mm. Brushbond RFX shall contain a liquid polymer component and a cementitious powder component, which shall be mixed as per manufacturer’s instructions and applied over prepared concrete surface strictly maintaining the coverage specified by the manufacturer. The applied material of Brushbond RFX should have a weight loss of less than 1gm when tested for abrasion resistance according to ASTM-D4060, Pull off adhesion of greater than 1N/mm2 as per ASTM-D4541 and static crack accommodation of 1mm according to ASTM- C836.The performance of the coating should remain unaffected when tested for continuous exposure to UV rays in QUV weather meter. Each coating of BrushbondRFX will be 90 degree to each other. (Application will be done as per Manufacturer’s specification). Sprinkle fine aggregate immediately after the application of second coat. Cure the BrushbondRFX membrane for minimum 3 days as per normal curing practice. Consumption of Fosroc Brushbond RFX - (15Kg +5.088 Kg Pack) 12m2 -14m2 Cement will be supplied by Client at free of cost but subjected to reconciliation. IV. Protective (Finish) Plaster: The water proofing surface shall be protected with cement plaster of 12 mm (1:4) admixed with integral water proofing compound CONPLAST WL .(The minimum dosage is 125ml and the maximum is 200ml per 50kgs of cement) V. Neat Cement Punning: All charges for laying 4 mm thick neat cement (cement consumption not more than 2.75 Kg/Sqm) inside surface on protective finish plaster with curing including tools tackles all complete as per direction of EIC VI. Curing Complete. Cement will be supplied by client but subjected to reconciliation. |  | 0 | 0 | Amended & Approved
SOUTHWINDS PROJECT LLP (PHASE - III & IV) | BLOCK PHASE - IV | Water Proofing |  | WO/SP34/BP4/14 | PRERONA CONSTRUCTION | LMR,SHR, FRP OT. | Waterproofing work in LMR,SHR, FRP OT: i. Surface Preparation : Charges towards cleaning the mother slab concrete surface with grinding, wire brush, water etc. to remove all loose dirt, dust, cement latience etc., sealing the cracks (if any) by polymer modified mortar enriched with Sika Latex Power etc., including necessary groove cutting along the construction joints, cleaning properly to remove all loose adhering particles, sealing & chamfering the same with fillet of mortar (Cement: sand – 1:4) admixed with Sika Latex Power, all complete as per manufacturers specification & direction of EIC. ii. Patching & Hallor making : Supply and providing patching work through the line of construction joint (if any), pipe joint and honeycombs are with polymeric mortar like Sika Latex in the ratio of as per manufacturers specification (up to .300m high skirting wall) iii. Waterproofing Coating : Charges towards Providing two coats of 2 Comp.Acrylic polymer modified waterproofing slurry coating Sikatop Seal-109 hi, (after application of 1st coat of Sikatop Seal 109 hi laying of Fibre glass cloth while the coating is in green stage then application of 2nd coat shall be applied ) as per manufacturer specification and direction of EIC. After 24 hrs of coating , the same shall be cured for 3-4 days by sprinkling water on it. Mixing ratio: 1:1.5 and coverage 2.20 kg/sq.m/2 coats iv. Protective Plaster : Charges towards providing 10-12 mm avg. thick cement Plaster (1:4) admixed with polymer based waterproofing admixture admixed with integral waterproofing compound Sika Plastocrete Plus @ 0.2% by wt. of cement, as per manufacturers specification and direction of EIC VI. Curing complete. Cement will be supplied by client but subjected to reconciliation |  | 0 | 0 | Amended & Approved
SOUTHWINDS PROJECT LLP (PHASE - III & IV) | BLOCK PHASE - IV | Water Proofing |  | WO/SP34/BP4/14 | PRERONA CONSTRUCTION | Charges towards laying of avg. 50 mm screed concrete in prop. of 1:1.5:3 (1 part cement :1.5 part sand: 3 part aggregate). | Charges towards laying of avg. 50 mm screed concrete in prop. of 1:1.5:3 (1 part cement :1.5 part sand: 3 part aggregate) admixed with integral waterproofing compound Sika Plastocrete Plus @ 0.2% by wt. of cement over the floor area, complete as per specification & direction of EIC. (Only Cement will be supplied by client) Location: OHR, OT, LMR, SHR, & FRP OT |  | 0 | 0 | Amended & Approved
SOUTHWINDS PROJECT LLP (PHASE - III & IV) | BLOCK PHASE - IV | Water Proofing |  | WO/SP34/BP4/14 | PRERONA CONSTRUCTION | ROOF | ROOF WATERPROOFING i) Surface preparation : Charges towards cleaning the mother slab concrete surface with grinding, wire brush, water etc. to remove all loose dirt, dust, cement latience etc., sealing the cracks (if any) by polymer modified mortar enriched with Sika Latex Power etc., including necessary groove cutting along the construction joints, cleaning properly to remove all loose adhering particles, sealing & chamfering the same with fillet of mortar (Cement: sand – 1:4) admixed with Sika Latex Power, all complete as per manufacturers specification & direction of EIC. ii) Coating Work : Charges towards providing & application of two coats of 2 Comp.Acrylic polymer modified waterproofing slurry coating Sikatop Seal-109 hi, (after application of 1st coat Sikatop Seal 109 hi laying of Fibre glass cloth while the coating is in green stage then application of 2nd coat shall be applied ) as per manufacturer's specification and direction of EIC. After 24 hrs of coating , the same shall be cured for 3-4 days by sprinkling water on it. iii) Protective Plastering work : Charges towards providing 10-12 mm avg. thick cement Plaster (1:4) admixed with polymer based waterproofing admixture admixed with integral waterproofing compound Sika Plastocrete Plus @ 0.2% by wt. of cement, as per manufacturers specification and direction of EIC. All work to be done as per attached Method Statement – Roof Treatment with SikaTop®Seal 109hi (Only Cement will be supplied by client) |  | 0 | 0 | Amended & Approved
SOUTHWINDS PROJECT LLP (PHASE - III & IV) | BLOCK PHASE - IV | Water Proofing |  | WO/SP34/BP4/14 | PRERONA CONSTRUCTION | avg. 60 mm screed concrete in prop. of 1:1.5:3 (1 part cement :1.5 part sand: 3 part aggregate). | Charges towards laying of avg. 60 mm screed concrete in prop. of 1:1.5:3 (1 part cement :1.5 part sand: 3 part aggregate) admixed with integral waterproofing compound Sika Plastocrete Plus @ 0.2% by wt. of cement over the floor area, complete as per specification & direction of EIC. (Only Cement will be supplied by client) Location: Roof & FRP |  | 0 | 0 | Amended & Approved
SOUTHWINDS PROJECT LLP (PHASE - III & IV) | BLOCK PHASE - IV | Water Proofing |  | WO/SP34/BP4/14 | PRERONA CONSTRUCTION | Nozzle Grout. | Providing & Injecting of expanding Nozzle Grout with cement slurry admixed with expanding grout admixture with pressure grouting using 12 mm dia, 75 mm long PVC nozzles in the concrete as per direction of EIC Cement will be supplied by client free of cost but subjected to reconciliation. Sika: Sika Intraplast EP @ 500 grms/bag of cement |  | 0 | 0 | Amended & Approved
The Soul, Rajarhat | BASEMENT WITH PODIUM | Grill / Steel Work |  | WO/HR01/BP01/64 | PROTECH ENGINEERS | Supply, Fabrication & Erection of MS | Supply, Fabrication & Erection of MS Platform by 100x50x6 mm ISMC MS ,65x65x6 ISA and 8 mm Chequered Plate |  | 0 | 0 | Amended & Approved
The Soul, Rajarhat | BASEMENT WITH PODIUM | Grill / Steel Work |  | WO/HR01/BP01/64 | PROTECH ENGINEERS | 8 mm Chequered | Supply, Fabrication & Erection of MS Platform by 100x50x6 mm ISMC, 65x65x6 ISA,8x8mm bar outside of chequered plate and 8 mm Chequered Plate with lifting arrangements and one coat red oxide primer at Cable Trench cover at Ground floor in Podium as per drawing and direction of EIC. | Kg | 4000 | 107 | Approved
The Soul, Rajarhat | BASEMENT WITH PODIUM | Grill / Steel Work |  | WO/HR01/BP01/64 | PROTECH ENGINEERS | Paint | Providing and applying two coat synthetic enamel paint of approved shade on MS surface (both side of the MS Platform) with all tools and tackles as per direction of EIC . | Sq.Ft. | 877 | 8.5 | Approved
The Soul, Rajarhat | CLUB | Wood Work |  | WO/HR01/CL07/30 | B. S. Furniture | Fire Detection & Electrical Panel Cabinet | Providing and making charges of Fire detection & Electrical panel cabinet with 19mm plywood (Inside laminate ; out side Veneer finish) including the supply of SS Auto Hinges(3""), Magnetic catcher, SS ""D"" handle (6"") 4mm clear glass , cleaning the work area, shifting all the debris/wastes to a designated place at ground floor level, all complete including required consumables as per drawing and direction of EIC. (Plywood, laminate ,Veneer be supplied by client but subjected to reconciliation) " |  | 0 | 0 | Amended & Approved
The Soul, Rajarhat | CLUB | Wood Work |  | WO/HR01/CL07/30 | B. S. Furniture | Panel Cabinet | Wood Work | Sq.Ft. | 275 | 450 | Approved
The Soul, Rajarhat | CLUB | Wood Work |  | WO/HR01/CL07/30 | B. S. Furniture | Partition Work at Indoor Game | Partition Wall (Indoor Games) Fixing 6mm Plywood,4mm veneer on MS Partition with groove making with equal intervals, over veneer paneling with Matt Melamine spray complete all at levels as per drawing and direction of EIC. |  | 0 | 0 | Approved
The Soul, Rajarhat | CLUB | Wood Work |  | WO/HR01/CL07/30 | B. S. Furniture | Wood Woork | Wood Wook at MS Partition | Rft | 324 | 80 | Approved
The Soul, Rajarhat | CLUB | Wood Work |  | WO/HR01/CL07/30 | B. S. Furniture | Polish | 70mm Veneer Polish | Rft | 648 | 60 | Approved
The Soul, Rajarhat | CLUB | Wood Work |  | WO/HR01/CL07/30 | B. S. Furniture | Polish | 50mm Veneer Polish | Rft | 648 | 50 | Approved
The Soul, Rajarhat | CLUB | Wood Work |  | WO/HR01/CL07/30 | B. S. Furniture | Mirror Paneling | Charges of Mirror Paneling with 12mm ply on wall including wooden beat fixing & polishing as per approved drawing and direction of EIC. | Sq.Ft. | 193 | 130 | Approved
The Soul, Rajarhat | CLUB | Wood Work |  | WO/HR01/CL07/30 | B. S. Furniture | Ply Box in Kinds Room | Ply Box (Kids Room) Charges of making Wooden Box with Teak wood &19mm Ply including polish and the supply of gum, screw, polish material all complete in all respect as per drawing and direction of EIC. |  | 0 | 0 | Approved
The Soul, Rajarhat | CLUB | Wood Work |  | WO/HR01/CL07/30 | B. S. Furniture | Wood Work | Wood Work | Sq.Ft. | 28 | 275 | Approved
The Soul, Rajarhat | CLUB | Wood Work |  | WO/HR01/CL07/30 | B. S. Furniture | Toilet Basin Counter | Charges of making basin counter in Female Toilet in Banquet area with 19mm Ply and supply the gum,screw and other sundry material all complete in all respect as per direction of EIC. | Lump Sum | 1 | 2100 | Approved
The Soul, Rajarhat | CLUB | Wood Work |  | WO/HR01/CL07/30 | B. S. Furniture | Waiting Area Pelmet | Charges of making Pelmet in Ground Floor waiting area with 19mm Ply and supply the gum, screw and other sundry material all complete in all respect as per direction of EIC. | Lump Sum | 1 | 1200 | Approved
The Soul, Rajarhat | CLUB | Wood Work |  | WO/HR01/CL07/30 | B. S. Furniture | Club Locker at Staff Toilet & Change Room | Charges of making Lockers in Club Staff Toilet & Change Room with 19mm ,6mm Ply, inside & outside laminate (Approved shade) finish including fixing of Hinges, Handle and Locks supply of Gum , screw and other sundry material all complete in all respect as per drawing and direction of EIC. (Plywood, laminate ,Hinges, Handles, Multi Locks will be supplied by client but subjected to reconciliation) " | Sq.Ft. | 188 | 425 | Amended & Approved
The Soul, Rajarhat | CLUB | Wood Work |  | WO/HR01/CL07/30 | B. S. Furniture | Misc | Charges of Loading Unloading as per drawing & direction of EIC. | Lump Sum | 1 | 19500 | Approved
The Soul, Rajarhat | CLUB | Wood Work |  | WO/HR01/CL07/29 | Shabnam Khatoon | Ply and Balck Fabric Fixing Over Door & Wall Surface | Charges of Fixing Black Fabric over Ply on Door & Wall surface including supply of nail, screw, gum masking tape as per direction of EIC. | Lump Sum | 1 | 4000 | Approved
The Soul, Rajarhat | CLUB | Wood Work |  | WO/HR01/CL07/19 | M.R. Furniture | Polish | Polish _ 5.5"-8.5" Wide section | Rft | 182 | 130 | Approved
The Soul, Rajarhat | CLUB | Wood Work |  | WO/HR01/CL07/19 | M.R. Furniture | Polish | Polish _ 2.5"-25" Wide section | Rft | 141.5 | 100 | Approved
The Soul, Rajarhat | CLUB | Wood Work |  | WO/HR01/CL07/19 | M.R. Furniture | Polish | Polish _.5.5"-8.8" Wide section | Rft | 21 | 130 | Approved
The Soul, Rajarhat | CLUB | Wood Work |  | WO/HR01/CL07/19 | M.R. Furniture | Polish | Polish _ 5.5"-8.5" Wide section | Rft | 45.5 | 130 | Approved
The Soul, Rajarhat | CLUB | Wood Work |  | WO/HR01/CL07/19 | M.R. Furniture | Misc Charges | Charges for loading - unloading, transportation, hire charges for machinery as per direction of Engineer-in-Charge | Lump Sum | 1 | 1600 | Approved
The Soul, Rajarhat | CLUB | Wood Work |  | WO/HR01/CL07/29 | Shabnam Khatoon | Loading Unloading Charges | Charges for loading and unloading as per drawing and direction of EIC. | Lump Sum | 1 | 2150 | Approved
SOUTHWINDS PROJECT LLP (PHASE - III & IV) | FINISHING PHASE - IV | POP/PUTTY Work |  | WO/SP34/FW4/4 | GAZI PAINTS PRIVATE LIMITED | Gypsum & putty | Gypsum plaster (wall) at Bl-16 (All Flat, Lobby & Staircase) as per B.O.Q & direction of EIC. |  | 0 | 0 | Approved
SOUTHWINDS PROJECT LLP (PHASE - III & IV) | FINISHING PHASE - IV | POP/PUTTY Work |  | WO/SP34/FW4/4 | GAZI PAINTS PRIVATE LIMITED | Gypsum & putty | Charges for Providing and Applying Gypsum & putty with 5 mm - 6 mm thickness to the ceiling ( on concrete surface ) including lifting, Scaffolding, preparing the surface, necessary hacking , grinding etc. all complete at all level as per drawing and direction of Engineer-in-Charge. Brand of Gypsum: Henco India Brand of Putty: Asian / Berger /JK/ Birla White | Sq.Ft. | 69128 | 10.5 | Approved
SOUTHWINDS PROJECT LLP (PHASE - III & IV) | FINISHING PHASE - IV | POP/PUTTY Work |  | WO/SP34/FW4/4 | GAZI PAINTS PRIVATE LIMITED | Gypsum Plaster | Labour charges for application of Gypsum Plaster on Surfaces between 10mm to 12mm thickness. Finish will be line, level and plumb on Surface including all lifting, Scaffolding, preparing the surface, necessary hacking , grinding , supply & application of fibre mesh etc. all complete at all level as per drawing and direction of Engineer-in-Charge. Brand of Gypsum: Henco India | Sq.Ft. | 190820 | 13.5 | Approved
SOUTHWINDS PROJECT LLP (PHASE - III & IV) | FINISHING PHASE - IV | POP/PUTTY Work |  | WO/SP34/FW4/5 | GAZI PAINTS PRIVATE LIMITED | Gypsum plaster (wall) | Supply of Gypsum plaster - Bl-16 (wall) at (All Flat, Lobby & Staircase) as per B.O.Q & direction of EIC. | Sq.Ft. | 0 | 15 | Approved
SOUTHWINDS PROJECT LLP (PHASE - III & IV) | FINISHING PHASE - III | POP/PUTTY Work |  | WO/SP34/FW34/20 | GAZI PAINTS PRIVATE LIMITED | Gypsum plaster | Gypsum plaster at Bl-12-Flat-2E as per B.O.Q & direction of EIC. |  | 0 | 0 | Approved
SOUTHWINDS PROJECT LLP (PHASE - III & IV) | FINISHING PHASE - III | POP/PUTTY Work |  | WO/SP34/FW34/20 | GAZI PAINTS PRIVATE LIMITED | Gypsum & putty | Charges for Providing and Applying Gypsum & putty with 5 mm - 6 mm thickness to the ceiling ( on concrete surface ) including lifting, Scaffolding, preparing the surface, necessary hacking , grinding etc. all complete at all level as per drawing and direction of Engineer-in-Charge. Brand of Gypsum: Henco India Brand of Putty: Asian / Berger /JK/ Birla White | Sq.Ft. | 563.13 | 10.5 | Approved
SOUTHWINDS PROJECT LLP (PHASE - III & IV) | FINISHING PHASE - III | POP/PUTTY Work |  | WO/SP34/FW34/20 | GAZI PAINTS PRIVATE LIMITED | Gypsum Plaster | Labour charges for application of Gypsum Plaster on Surfaces between 10mm to 12mm thickness. Finish will be line, level and plumb on Surface including all lifting, Scaffolding, preparing the surface, necessary hacking , grinding , supply & application of fibre mesh etc. all complete at all level as per drawing and direction of Engineer-in-Charge. Brand of Gypsum: Henco India | Sq.Ft. | 1766.6 | 13.5 | Approved
SOUTHWINDS PROJECT LLP (PHASE - III & IV) | FINISHING PHASE - III | POP/PUTTY Work |  | WO/SP34/FW34/21 | GAZI PAINTS PRIVATE LIMITED | Gypsum plaster (wall) | Supply of Gypsum plaster - Bl-12-Flat-2E (wall) as per B.O.Q & direction of EIC. | Sq.Ft. | 1766.6 | 15 | Approved
SOUTHWINDS PROJECT LLP (PHASE - III & IV) | FINISHING PHASE - III | Grill / Steel Work |  | WO/SP34/FW34/22 | PROTECH ENGINEERS | Stair Railing. | Providing and Fixing of Stair Railing made with 50 mm SHS MS pipe as handrail , 12 mm Sq. Bar as horizontal elevation, 25 X 25 X 2.6 mm MS hollow section as vertical elevation inserted in 50x50x75 deep pocket as per drawing, 16mm Sq. Bar for connecting the vertical members to horizontal member in elevation and MS/SS cap at the bottom section of vertical member with all complete and including cost of one coat of Red Oxide Primer, Transportation, loading-unloading, Shifting & erection at all levels as per drawing and direction of Engineer-in-Charge. | Kg | 720 | 102 | Approved
SOUTHWINDS PROJECT LLP (PHASE - III & IV) | PRE-CONSTRUCTION PHASE - III & IV | Site Office |  | WO/SP34/PC34/43 | UNIVERSAL ENERGY SOLUTIONS PVT. LTD. | Inverter tyoe Dx Hi-wal | Installation, testing & commissioning of of Inverter tyoe Dx Hi-wall split unit all accessories and remote complete with first charge of refrigerant. (Make - Daikin) |  | 0 | 0 | Approved
SOUTHWINDS PROJECT LLP (PHASE - III & IV) | PRE-CONSTRUCTION PHASE - III & IV | Site Office |  | WO/SP34/PC34/43 | UNIVERSAL ENERGY SOLUTIONS PVT. LTD. | refrigerant copper pipe | Supply, laying, testing and commissioning of refrigerant copper pipe (12.7 MM with 13mm thk Insulation. + 6.4 MM with 13mm thk Insulation. ) with Nitrile Rubber Insulation.The piping shall be well supported at specific intervals with anchor fasteners. (zero length to actual length) | RMT | 115 | 700 | Approved
SOUTHWINDS PROJECT LLP (PHASE - III & IV) | PRE-CONSTRUCTION PHASE - III & IV | Site Office |  | WO/SP34/PC34/43 | UNIVERSAL ENERGY SOLUTIONS PVT. LTD. | Power cum control cabling | Supply, laying, testing & commissioning of Power cum control cabling from indoor to outdoor unit with necessary fittings.e. Cabling shall be neatly aligned with the refrigerant piping. |  | 0 | 0 | Approved
SOUTHWINDS PROJECT LLP (PHASE - III & IV) | PRE-CONSTRUCTION PHASE - III & IV | Site Office |  | WO/SP34/PC34/43 | UNIVERSAL ENERGY SOLUTIONS PVT. LTD. | PVC drain pipe | Supply, laying, testing and commissioning of PVC drain pipe with insulated of 9mm thk. Nitrile rubber. |  | 0 | 0 | Approved
SOUTHWINDS PROJECT LLP (PHASE - III & IV) | PRE-CONSTRUCTION PHASE - III & IV | Site Office |  | WO/SP34/PC34/43 | UNIVERSAL ENERGY SOLUTIONS PVT. LTD. | ODU Stand for ODU Installation | ODU Stand for ODU Installation | Set | 7 | 800 | Approved
SOUTHWINDS PROJECT LLP (PHASE - III & IV) | PRE-CONSTRUCTION PHASE - III & IV | Site Office |  | WO/SP34/PC34/43 | UNIVERSAL ENERGY SOLUTIONS PVT. LTD. | 1.5 TR | 1.5 TR | Nos | 3 | 1500 | Approved
SOUTHWINDS PROJECT LLP (PHASE - III & IV) | PRE-CONSTRUCTION PHASE - III & IV | Site Office |  | WO/SP34/PC34/43 | UNIVERSAL ENERGY SOLUTIONS PVT. LTD. | 2.0 TR | 2.0 TR | Nos | 4 | 1500 | Approved
SOUTHWINDS PROJECT LLP (PHASE - III & IV) | PRE-CONSTRUCTION PHASE - III & IV | Site Office |  | WO/SP34/PC34/43 | UNIVERSAL ENERGY SOLUTIONS PVT. LTD. | 4CORE x 2.5 SQ.MM | Power Cable : 4CORE x 2.5 SQ.MM | RMT | 130 | 145 | Approved
SOUTHWINDS PROJECT LLP (PHASE - III & IV) | PRE-CONSTRUCTION PHASE - III & IV | Site Office |  | WO/SP34/PC34/43 | UNIVERSAL ENERGY SOLUTIONS PVT. LTD. | 25 MM DIA | PVC DRAIN PIPE : 25 MM DIA with 9mm thk insulation | RMT | 20 | 165 | Approved
SOUTHWINDS PROJECT LLP (PHASE - III & IV) | PRE-CONSTRUCTION PHASE - III & IV | Site Office |  | WO/SP34/PC34/43 | UNIVERSAL ENERGY SOLUTIONS PVT. LTD. | 5/8'' Breaded Pipe | 5/8'' Breaded Pipe | RMT | 55 | 120 | Approved
The Soul, Rajarhat | BASEMENT WITH PODIUM | Water Proofing |  | WO/HR01/BP01/65 | Waterproof | Basement area Sika Injection 202IN | Basement area Sika Injection 202IN |  | 0 | 0 | Approved
The Soul, Rajarhat | BASEMENT WITH PODIUM | Water Proofing |  | WO/HR01/BP01/65 | Waterproof | Identifying the Leakage | Identifying the Leakage points at RCC Structure, RCC crack line and other location (where required) and making holes of suitable depth and diameter with drill machine , Cutting groove along cracks and cleaning the same.Drilling holes @ 0.5 C/C along joint to fix 8mm dia, 75mm long PVC interlock packer with Calsium choloraide fused compound as direction of EIC. | Nos | 1781 | 175 | Approved
The Soul, Rajarhat | BASEMENT WITH PODIUM | Water Proofing |  | WO/HR01/BP01/65 | Waterproof | Sika Injection 202IN | Providing and application Grouting packers with Sika Injection 202IN or equivalant, 2 component, Elastic PU-Injection resin for permanent watertight sealing,Sika Injection 202IN is suitable for injection in dry, damp and wet conditions, including sealing around water bearing zones in rock, masonary dams and tunnel wall etc. It should for water stopping applications during and after construction works i.e. for unexpected water inrush. In situation with high water inrush and if a faster foaming action is necessary. | Kg | 592 | 1500 | Approved
The Soul, Rajarhat | BASEMENT WITH PODIUM | Water Proofing |  | WO/HR01/BP01/65 | Waterproof | construction joints treatment | Cutting chipping the entire construction joints and making V shape groove Cutting 50mm X 50mm size groove along construction joint and cleaning the same, after cleaning the existing groove will be seal with Kryton made Krystol T1, crystalling compound as per the direction of EIC. | RMT | 70 | 600 | Approved
The Soul, Rajarhat | BASEMENT WITH PODIUM | Water Proofing |  | WO/HR01/BP01/65 | Waterproof | Coating with crystalline compound | Providing and application of 2 coats of Kryton made Krystol T1 to a slurry consistency apply with a natural bristle concrete brush using an aggressive circular motion to coat the concrete with Krystol T1® mix crystalling compound at a rate of 1.0 -1.2 kg/m2 as per direction of EIC. | Sq.Mtr. | 0 | 525 | Approved
SOUTHWINDS PROJECT LLP (PHASE - III & IV) | PRE-CONSTRUCTION PHASE - III & IV | Borewell Installation |  | WO/SP34/PC34/44 | Supertech Engineering & Trade Pvt.Ltd. | Pump repairing job | Pump repairing job - Pump (1 HP cutter pump ) type Ama Porter 501 ND, Sl. No. 1203773189019 |  | 0 | 0 | Approved
SOUTHWINDS PROJECT LLP (PHASE - III & IV) | PRE-CONSTRUCTION PHASE - III & IV | Borewell Installation |  | WO/SP34/PC34/44 | Supertech Engineering & Trade Pvt.Ltd. | Motor bearing (DE) | Motor bearing (DE) | Nos | 1 | 230 | Approved
SOUTHWINDS PROJECT LLP (PHASE - III & IV) | PRE-CONSTRUCTION PHASE - III & IV | Borewell Installation |  | WO/SP34/PC34/44 | Supertech Engineering & Trade Pvt.Ltd. | Motor bearing (NDE) | Motor bearing (NDE) | Nos | 1 | 220 | Approved
SOUTHWINDS PROJECT LLP (PHASE - III & IV) | PRE-CONSTRUCTION PHASE - III & IV | Borewell Installation |  | WO/SP34/PC34/44 | Supertech Engineering & Trade Pvt.Ltd. | Cable Sub Assembly | Cable Sub Assembly | Nos | 1 | 5426 | Approved
SOUTHWINDS PROJECT LLP (PHASE - III & IV) | PRE-CONSTRUCTION PHASE - III & IV | Borewell Installation |  | WO/SP34/PC34/44 | Supertech Engineering & Trade Pvt.Ltd. | Rewinding Charges of Motor | Rewinding Charges of Motor | Nos | 1 | 3500 | Approved
SOUTHWINDS PROJECT LLP (PHASE - III & IV) | PRE-CONSTRUCTION PHASE - III & IV | Borewell Installation |  | WO/SP34/PC34/44 | Supertech Engineering & Trade Pvt.Ltd. | Maintenance /Repair | Maintenance /Repair | Lump Sum | 1 | 2500 | Approved
The Soul, Rajarhat | OVERHEADS | Corporate Social Responsibility |  |  |  | Consultancy charge for CBC test | Consultancy charges for Health & Eye Chek -up Camps as per BOQ and direction of site in Charge. |  |  |  | Amended & Draft
The Soul, Rajarhat | OVERHEADS | Corporate Social Responsibility |  |  |  | Consultancy Charges | Consultancy charges for Health & Eye Chek -up Camps as per BOQ and direction of site in Charge. | Lump Sum |  |  | Approved
The Soul, Rajarhat | OVERHEADS | Corporate Social Responsibility |  |  |  | Variable cost | Charges for per member health check up as per BOQ and direction of site in Charge. | Nos. |  |  | Approved
The Soul, Rajarhat | BLOCK | Lift |  | WO/HR01/BOK01/175 | Schindler India Pvt. Ltd. | Elevator Repairing & Maintenance Cost for Tower 8 lift as per direction of EIC. | Elevator Repairing Cost for Tower 8 13 Passenger lift as per direction of EIC. |  | 0 | 0 | Approved
The Soul, Rajarhat | BLOCK | Lift |  | WO/HR01/BOK01/175 | Schindler India Pvt. Ltd. | PCB SDIC 53.Q | Providing & fixing of PCB SDIC 53.Q as per direction of EIC. | Nos | 1 | 23415 | Approved
The Soul, Rajarhat | BLOCK | Lift |  | WO/HR01/BOK01/175 | Schindler India Pvt. Ltd. | Light barrier | Providing & fixing of Fork light barrier GLS126NT No 2m cable as per direction of EIC. | Nos | 2 | 6437 | Approved
The Soul, Rajarhat | BLOCK | Lift |  | WO/HR01/BOK01/175 | Schindler India Pvt. Ltd. | Pit Stop Switch | Providing & fixing of Pit Stop Switch Assembly as per direction of EIC. | Nos | 1 | 2309 | Approved
The Soul, Rajarhat | BLOCK | Lift |  | WO/HR01/BOK01/175 | Schindler India Pvt. Ltd. | Labour charges | Labour charges for Repairing Cost of the lift at Tower 8 (13 Passenger) | Lump Sum | 1 | 1504 | Approved
The Soul, Rajarhat | OVERHEADS | Corporate Social Responsibility |  | WO/HR01/OHES/84 | IKURE TECHSOFT PVT LTD | Consultancy charge for General Health & Eye Chek -up Camps | Consultancy charges for General Health & Eye Chek -up Camps as per BOQ and direction of site in Charge. |  | 0 | 0 | Approved
The Soul, Rajarhat | OVERHEADS | Corporate Social Responsibility |  | WO/HR01/OHES/84 | IKURE TECHSOFT PVT LTD | Consultancy Charges | Consultancy charges for General Health & Eye Chek -up Camps as per BOQ and direction of site in Charge. | Lump Sum | 1 | 11200 | Approved
The Soul, Rajarhat | OVERHEADS | Corporate Social Responsibility |  | WO/HR01/OHES/84 | IKURE TECHSOFT PVT LTD | Variable cost | Per Member health checkup charges for General consultation,Eye-Check-Up,Body Temparature,Blood Pressure,Height,Weight BMI,Plus Rate,SP02,Randoor Blood Sugar,manual Blood Grouping ECG,etc,issue Health screening card & Data analysis report as per BOQ and direction of site in Charge. | Nos | 120 | 48 | Approved
SOUTHWINDS PROJECT LLP (PHASE - III & IV) | OVERHEAD PHASE - III & IV | Housekeeping |  | WO/SP34/OP34/14 | Integrated Security Service | Housekeeping Boy | Providing Housekeeping boy at site office @8.5 hr duty basis BOQ Calculations: Total days from 1st April'2023 to 30th Jun'2023 = 91 days; Total Sundays = 13 days; Total Holidays = 01 nos. Total Working days = 91-13+1 = 79 days; Total Manpower = 1 nos. Total duties = 1 X 79 = 79 duties. | Duties | 81 | 508 | Approved
SOUTHWINDS PROJECT LLP (PHASE - III & IV) | PRE-CONSTRUCTION PHASE - III & IV | Mechanical Equipment |  | WO/SP34/PC34/45 | Spartan Engineering Industries Pvt. Ltd. | Passenger Hoist | Dismantling of 01 Nos Passenger Hoist at Block-12 & Re installation at Block-15 |  | 0 | 0 | Approved
SOUTHWINDS PROJECT LLP (PHASE - III & IV) | PRE-CONSTRUCTION PHASE - III & IV | Mechanical Equipment |  | WO/SP34/PC34/45 | Spartan Engineering Industries Pvt. Ltd. | Dismantling | Service charges for Dismantling of Spartan Rack & Pinion Multifunctional Material Hoist HSN/SAC: 995468 | RMT | 36 | 750 | Approved
SOUTHWINDS PROJECT LLP (PHASE - III & IV) | PRE-CONSTRUCTION PHASE - III & IV | Mechanical Equipment |  | WO/SP34/PC34/45 | Spartan Engineering Industries Pvt. Ltd. | Erection | Service Charges for Erection & Commissioning of Rack & Pinion Multifunctional Material Hoist HSN/SAC: 995468 | RMT | 60.1 | 850 | Approved
SOUTHWINDS PROJECT LLP (PHASE - III & IV) | OVERHEAD PHASE - III & IV | Security Expenditure |  | WO/SP34/OP34/15 | NIS MANAGEMENT LIMITED | Security Guard and Supervisor | Providing Security Supervisor & Guard @12 hr duty basis for full month including reliever | Duties | 0 | 0 | Approved
SOUTHWINDS PROJECT LLP (PHASE - III & IV) | OVERHEAD PHASE - III & IV | Security Expenditure |  | WO/SP34/OP34/15 | NIS MANAGEMENT LIMITED | Security Sup. | Providing Security Supervisor @12 hr duty basis for full month including reliever on weekly off days. BOQ Calculations: Total days from 1st April'2023 to 30th Jun'2023 = 91 days; Total holidays = 1 nos. Total Manpower = 2 nos. Total BOQ = 92X2 = 184 duties. | Duties | 184 | 804 | Approved
SOUTHWINDS PROJECT LLP (PHASE - III & IV) | OVERHEAD PHASE - III & IV | Security Expenditure |  | WO/SP34/OP34/15 | NIS MANAGEMENT LIMITED | Security Guard | Providing Security Guard @12 hr duty basis for full month including reliever on weekly off days. BOQ Calculations: Total days from 1st April'2023 to 30th Jun'2023 = 91 days; Total holidays = 1 nos. Total Manpower = 8 nos. Total BOQ = 92X8 = 736 duties. | Duties | 736 | 713 | Approved
SOUTHWINDS PROJECT LLP (PHASE - III & IV) | PRE-CONSTRUCTION PHASE - III & IV | Mechanical Equipment |  | WO/SP34/PC34/46 | Jaypee India Limited | Passenger Hoist | Dismantling of 01 Nos Passenger Hoist at Block-11 & Re installation at Block-14(part-02) |  | 0 | 0 | Approved
SOUTHWINDS PROJECT LLP (PHASE - III & IV) | PRE-CONSTRUCTION PHASE - III & IV | Mechanical Equipment |  | WO/SP34/PC34/46 | Jaypee India Limited | Dismantling | Charges for Dismantling 01 Nos. Passenger Hoist with necessary tools & tackles and as per direction of Engineer-in-Charge. Hydra machine, required manpower will be provided by client. | RMT | 45 | 1000 | Approved
SOUTHWINDS PROJECT LLP (PHASE - III & IV) | PRE-CONSTRUCTION PHASE - III & IV | Mechanical Equipment |  | WO/SP34/PC34/46 | Jaypee India Limited | Re installation | Charges for Re installation 01 Nos. Passenger Hoist with necessary tools & tackles and as per direction of Engineer-in-Charge. Hydra machine, required manpower will be provided by client | RMT | 60.1 | 1000 | Approved
SOUTHWINDS PROJECT LLP (PHASE - III & IV) | PRE-CONSTRUCTION PHASE - III & IV | Mechanical Equipment |  | WO/SP34/PC34/46 | Jaypee India Limited | Cage setup charge | Cage setup charge | Lump Sum | 1 | 5000 | Approved
SOUTHWINDS PROJECT LLP (PHASE - III & IV) | MEP PHASE - IV | Lift |  | WO/SP34/MW4/22 | KONE ELEVATOR INDIA PRIVATE LIMITED | 15 passenger | Supply and installation charges for Kone Sandstone IMNPD21 model ,19 stops and 15 passenger Elevator as per specification attached and direction of Engineer-In-Charge. | Nos | 1 | 2203390 | Approved
SOUTHWINDS PROJECT LLP (PHASE - III & IV) | MEP PHASE - IV | Lift |  | WO/SP34/MW4/22 | KONE ELEVATOR INDIA PRIVATE LIMITED | 10 passenger | Supply and installation charges for Kone Sandstone IMNPD21 model ,19 stops and 10 passenger Elevator as per specification attached and direction of Engineer-In-Charge. | Nos | 2 | 2004238 | Approved
SOUTHWINDS PROJECT LLP (PHASE - III & IV) | MEP PHASE - IV | Lift |  | WO/SP34/MW4/22 | KONE ELEVATOR INDIA PRIVATE LIMITED | 15 passenger | Supply and installation charges for Kone Sandstone IMNPD21 model ,19 stops and 15 passenger Elevator as per specification attached and direction of Engineer-In-Charge. | Nos | 2 | 2203390 | Approved
SOUTHWINDS PROJECT LLP (PHASE - III & IV) | MEP PHASE - IV | Lift |  | WO/SP34/MW4/22 | KONE ELEVATOR INDIA PRIVATE LIMITED | 10 passenger | Supply and installation charges for Kone Sandstone IMNPD21 model ,19 stops and 10 passenger Elevator as per specification attached and direction of Engineer-In-Charge. | Nos | 4 | 2004238 | Approved
SOUTHWINDS PROJECT LLP (PHASE - III & IV) | MEP PHASE - IV | Lift |  | WO/SP34/MW4/22 | KONE ELEVATOR INDIA PRIVATE LIMITED | 15 passenger | Supply and installation charges for Kone Sandstone IMNPD21 model ,19 stops and 15 passenger Elevator as per specification attached and direction of Engineer-In-Charge. | Nos | 1 | 2203390 | Approved
SOUTHWINDS PROJECT LLP (PHASE - III & IV) | MEP PHASE - IV | Lift |  | WO/SP34/MW4/22 | KONE ELEVATOR INDIA PRIVATE LIMITED | 10 passenger | Supply and installation charges for Kone Sandstone IMNPD21 model ,19 stops and 10 passenger Elevator as per specification attached and direction of Engineer-In-Charge. | Nos | 2 | 2004238 | Approved
SOUTHWINDS PROJECT LLP (PHASE - III & IV) | MEP PHASE - IV | Lift |  | WO/SP34/MW4/22 | KONE ELEVATOR INDIA PRIVATE LIMITED | 15 passenger | Supply and installation charges for Kone Sandstone IMNPD21 model ,19 stops and 15 passenger Elevator as per specification attached and direction of Engineer-In-Charge. | Nos | 1 | 2203390 | Approved
SOUTHWINDS PROJECT LLP (PHASE - III & IV) | MEP PHASE - IV | Lift |  | WO/SP34/MW4/22 | KONE ELEVATOR INDIA PRIVATE LIMITED | 10 passenger | Supply and installation charges for Kone Sandstone IMNPD21 model ,19 stops and 10 passenger Elevator as per specification attached and direction of Engineer-In-Charge. | Nos | 2 | 2004238 | Approved
SOUTHWINDS PROJECT LLP (PHASE - III & IV) | MEP PHASE - IV | Lift |  | WO/SP34/MW4/22 | KONE ELEVATOR INDIA PRIVATE LIMITED | 10 passenger | Supply and installation charges for Kone Stainless steel hairline finish with kasauti pattern etching at the rear panel-IMNSE32 model ,8 stops and 10 passenger Elevator as per specification attached and direction of Engineer-In-Charge. | Nos | 2 | 1419492 | Approved
SOUTHWINDS PROJECT LLP (PHASE - III & IV) | OVERHEAD PHASE - III & IV | Housekeeping |  | WO/SP34/OP34/16 | Secura Infra Services Pvt. Ltd. | Store Helper | Providing Store Helper @8.5 hr duty basis BOQ Calculations: Total days from 1st April'2023 to 30th Jun'2023 = 91 days; Total Sundays = 13 days; Total Holidays = 1 nos. Total Working days = 91-13+1 = 79 days; Total Manpower = 2 nos. Total duties = 2 X 79 = 158 duties | Duties | 151 | 542 | Approved
SOUTHWINDS PROJECT LLP (PHASE - III & IV) | OVERHEAD PHASE - III & IV | Housekeeping |  | WO/SP34/OP34/16 | Secura Infra Services Pvt. Ltd. | Housekeeping boy at site office | Providing Housekeeping boy at site office @8.5 hr duty basis BOQ Calculations: Total days from 1st April'2023 to 30th Jun'2023 = 91 days; Total Sundays = 13 days; Total Holidays = 1 nos. Total Working days = 91-13+1 = 79 days; Total Manpower = 1 nos. Total duties = 1 X 79 = 79 duties | Duties | 78 | 500 | Approved
SOUTHWINDS PROJECT LLP (PHASE - III & IV) | OVERHEAD PHASE - III & IV | Housekeeping |  | WO/SP34/OP34/16 | Secura Infra Services Pvt. Ltd. | Housekeeping boy at FM office | Providing Housekeeping boy at FM office @8.5 hr duty basis BOQ Calculations: Total days from 1st April'2023 to 30th Jun'2023 = 91 days; Total Holidays = 1 nos. Total Working days = 91+1 = 92 days; Total Manpower = 1 nos. Total duties = 1 X 92 = 92 duties | Duties | 92 | 526 | Approved
SOUTHWINDS PROJECT LLP (PHASE - III & IV) | OVERHEAD PHASE - III & IV | Electrician |  | WO/SP34/OP34/17 | Secura Infra Services Pvt. Ltd. | Electrician | Providing Electrician @8.5 hr duty basis BOQ Calculations: Total days from 1st April'2023 to 30th Jun'2023 = 91 days; Total holidays = 1 Total days of duty = 91+1 = 92 days; Total Manpower = 1 no.; Total BOQ = 92 duties | Duties | 82 | 492 | Approved
Primarc Chambers | BLOCK | False Celling |  | WO/PCH/PC01/24 | MMK INTERIOR | Armstrong 16mm BLACK SILHOUETTE T-GRID CEILING (600x600) Corridoor area. | Providing all the Necessary material for fixing of false ceiling with Armstrong 16mm BLACK SILHOUETTE T-GRID CEILING (600x600) Corridoor area. False ceiling Providing and fixing directed of 600mm x 600mm x 16mm Armstrong FINE FISSURED RH99 Board laid on armstong XL exposed grird system with 38x15mm wide 'T' section flanges colour white. The framework comprises of main runner spaced at 1200 mm centre. Hanger (GI wire) to be fixed by approved roof plug and scrows ect. The last hanger at the end of each main runner should not be greater then 450 form the adjacent wall. Flush fitting 1200mm long cross tees (with double stitching) to be interlocked between main runner at 600mm center from 1200 x 600mm modules.Cut cross tees longer than 600mm to formed by fitting 600mm long flush fitting cross tees centrally between the 1200mm cross tees. Perimeter trim to be Amstrong wall angle secured to walls at 450mm maximum centers. all complete as per drawing and direction direction of Engineer-ln Chatge. (structure frame as per attached annexure - 1) Board brand : FINE FISSURED RH99 (600x600x16mm) Board (Armstrong) Channel brand : Armstrong channel | Sq.Mtr. | 103.55 | 1650 | Approved
Primarc Chambers | BLOCK | False Celling |  | WO/PCH/PC01/24 | MMK INTERIOR | Gypsum Celing Corridoor area | Providing all tne Necessary material for Gypsum Celing Corridoor area including labour chacge. False ceiling providlng and fixing with gypsum board 12 mm thk. flat framework comprislng of rolled galvanized metal sections consisting of the main channels to run in one direction at 1000mm c/c and secondary ceiling section at 525-650nim c/c in other direction connected to main channel with Gl connecting clips of 10 SWG of approved quality. The grids shall be suspended from structural slab by Gl strap hanger 15 mm x 15 mm size @1000mm C/C both ways from structural support Gypsum board 12 mm thick is then screwed & fixed to ceiling section, finished with jointing compound, paper tape including necessary saffolding and tool tackles all complete as per drawing and direction direction of Engineer-ln Chatge. Board Brand : lGPL board/Equivalent Channel Brand : IGPL Channel | Sq.Mtr. | 54.7 | 753.48 | Approved
Primarc Chambers | BLOCK | False Celling |  | WO/PCH/PC01/24 | MMK INTERIOR | Gypsum Celing Corridoor area in RMT. | Providing all the Necessary material for Gypsum Celing Corridoor area including labour chacge. False ceiling providing and fixing with gypsum board 12 mm thk. flat framework comprising of rolled galvanized metal sections consisting of the main channels to run in one direction at 1000mm c/c and secondary ceiling section at 525-650 mm c/c in other direction connected to main channel with Gl connecting clips of 10 SWG of approved quality. Tte grids shall be suspended from structural slab by Gl strap hanger 15 mm x 15 mm size @1000mm C/C both ways from structural support Gypsum board 12 mm thick is then screwed & fixed to ceiling section, finished with jointing compound, paper tape including necessary saffolding and tool tackles all complete as per drawing and direction direction of Engineer-ln Charge. Board Brand : lGPL board/Equivalent Channel Brand : IGPL Channel | RMT | 123.5 | 196.8 | Approved
Primarc Chambers | BLOCK | False Celling |  | WO/PCH/PC01/24 | MMK INTERIOR | False Ceiling(lnslde of toilet) | False Ceiling(lnslde of toilet) Providing and flxlng with HILUX Board(Moisture resistant)/caIcium silicate board 8 mm thick flat framework comprising of rolled galvanized metal sections consisting of the main channels to run in one direction at 1000mm c/c and secondary ceiling section at 525-650 mm c/c in other direction connected to main channel with Gl connecting clips of 10 SWG of approved quality. Tte grids shall be suspended from structural slab by Gl strap hanger 15 mm x 15 mm size @1000mm C/C both ways from structural support Gypsum board 12 mm thick is then screwed & fixed to ceiling section, finished with jointing compound, paper tape including necessary saffolding and tool tackles all complete as per drawing and direction direction of Engineer-ln Charge. Board Brand :Ramco/Equivalent, Channel make : Indian Gypsum/Equivalent Location : Toilet area (Gents and Ladies) | Sq.Mtr. | 22.47 | 968.76 | Approved
Primarc Chambers | BLOCK | False Celling |  | WO/PCH/PC01/24 | MMK INTERIOR | Gypsum Celing office-109 area | Providing all the Necessary material for Gypsum Celing office-109 area including labour chacge. False ceiling providing and fixing with gypsum board 12 mm thk. flat framework comprising of rolled galvanized metal sections consisting of the main channels to run in one direction at 1000mm c/c and secondary ceiling section at 525-650 mm c/c in other direction connected to main channel with Gl connecting clips of 10 SWG of approved quality. the grids shall be suspended from structural slab by Gl strap hanger 15 mm x 15 mm size @1000mm C/C both ways from structural support Gypsum board 12 mm thick is then screwed & fixed to ceiling section, finished with jointing compound, paper tape including necessary saffolding and tool tackles all complete as per drawing and direction direction of Engineer-ln Charge. Board Brand : lGPL board/Equivalent Channel Brand : IGPL Channel | Sq.Mtr. | 57.77 | 753.48 | Approved
The Soul, Rajarhat | BASEMENT WITH PODIUM | Grill / Steel Work |  | WO/HR01/BP01/66 | HINDUSTAN ALUMINIUM WORKS | SS railing work | Proving and Fixing of S.S. 304 grade (18 Guage) Railing with Matt finish of 50 mm Dia Handrail at Top & 38mm Dia Balustrade for Skating Court & Kitchen Ramp Portion, only extra 3 Nos intermediate rail of 19mm dia will be fixed for Kitchen area railing. The cost is including of all materials, labour charges, lifting charges and tools & tackles as per drawing and direction of Engineer-in-Charge. Location: - SKATING COURT & KITCHEN RAMP PORTION Make-Jindal | Rft | 92 | 1450 | Approved
SOUTHWINDS PROJECT LLP (PHASE - III & IV) | FINISHING PHASE - III | Window and Glazing |  | WO/SP34/FW34/23 | Annex Design Pvt. Ltd. | Single shutter door | Design ,supply, fabrication and erection of Single Door of EURO 40 series Aluminium Frame and glazed aluminium shutter with 5mm toughened glass in 02 panels vertically (including locking arrangements and 250mm long handle) all complete works as per direction of Engineer-in-Charge. Location: Bl-12-1st floor - open terrace -Single Door size- 900 x 2150 | Nos | 1 | 14500 | Approved
The Soul, Rajarhat | COMMON INFRASTRUCTURE | Civil | Misc Civil Work | WO/HR01/CIH01/79 | NEW L. N. CONSTRUCTION | Misc Civil Work at Ship Wreck | Misc Civil Work at Shipwreck as per BOQ and direction of EIC. |  | 0 | 0 | Amended & Approved
The Soul, Rajarhat | COMMON INFRASTRUCTURE | Civil | Misc Civil Work |  |  | Neat Cement | Providing and laying of Neat cement finish over plastered surface (cement not more than 2.75 kg/sqm.) as per drawing and direction of Engineer-in-Charge. ( Cement would be supplied by the employer free of cost, but subjected to reconciliation. ) | Sq.Mtr. |  |  | Approved
The Soul, Rajarhat | COMMON INFRASTRUCTURE | Civil | Misc Civil Work | WO/HR01/CIH01/79 | NEW L. N. CONSTRUCTION | Screed Concrete | Providing and laying 1:2:4 Screed Concrete at Shipwreck, of average thickness 100mm, including all lead and lift of the material at terrace level including curing in all respect as per drawing , specification, under supervision of Water Proofing agency and direction of Engineer-in-Charge. The quoted rate also include the cost of levelling of top surface as per ridge line and lvl as mentioned in drawing.( Cement would be supplied by the employer free of cost, but subjected to reconciliation.) | Sq.Mtr. | 29.5 | 650 | Approved
The Soul, Rajarhat | COMMON INFRASTRUCTURE | Civil | Misc Civil Work |  |  | IPS | Charges for IPS Flooring finish of average 40 mm thickness using cement concrete 1:2:4 finished with floating coat of Net Cement on floor at all level all complete as per drawing and direction of EIC Cement will be supplied by client but subjected to re reconciliation | Sq.Mtr. |  |  | Approved
The Soul, Rajarhat | COMMON INFRASTRUCTURE | Civil | Misc Civil Work | WO/HR01/CIH01/79 | NEW L. N. CONSTRUCTION | Drain Board | Charges for laying of Drain Board (50 MM)_Floor as per BOQ and direction of EIC. | Sq.Mtr. | 28.5 | 55 | Approved
The Soul, Rajarhat | COMMON INFRASTRUCTURE | Civil | Misc Civil Work | WO/HR01/CIH01/79 | NEW L. N. CONSTRUCTION | Geo textile | Charges for laying of Geo textile in two layer (Each layer measured separately) _ Floor as per BOQ and direction of EIC. | Sq.Mtr. | 37.5 | 10 | Approved
The Soul, Rajarhat | COMMON INFRASTRUCTURE | Civil | Misc Civil Work | WO/HR01/CIH01/79 | NEW L. N. CONSTRUCTION | Pebble Bed | Labour Charges of Laying Pabble at Pebble Garden Area all complete as per drawing & direction of Engineer in charge. (Pebble supplied by client) | Sq.Mtr. | 28.5 | 50 | Approved
The Soul, Rajarhat | COMMON INFRASTRUCTURE | Civil | Misc Civil Work | WO/HR01/CIH01/79 | NEW L. N. CONSTRUCTION | Sand Filling | Labour charges for 300mm thick Course Sand Filling including required compaction as per BOQ and direction of EIC.( Sand would be supplied by the employer free of cost, but subjected to reconciliation.) | Cum. | 8.5 | 200 | Approved
The Soul, Rajarhat | COMMON INFRASTRUCTURE | Civil | Misc Civil Work | WO/HR01/CIH01/79 | NEW L. N. CONSTRUCTION | Misc Civil Work at block A & B | Misc Civil Work at block A & B |  | 0 | 0 | Approved
The Soul, Rajarhat | COMMON INFRASTRUCTURE | Civil | Misc Civil Work | WO/HR01/CIH01/79 | NEW L. N. CONSTRUCTION | Neat Cement | Providing and laying of Neat cement finish over plastered surface (cement not more than 2.75 kg/sqm.) as per drawing and direction of Engineer-in-Charge. ( Cement would be supplied by the employer free of cost, but subjected to reconciliation. ) | Sq.Mtr. | 23.5 | 34 | Approved
The Soul, Rajarhat | COMMON INFRASTRUCTURE | Civil | Misc Civil Work | WO/HR01/CIH01/79 | NEW L. N. CONSTRUCTION | IPS | Charges for IPS Flooring finish of average 40 mm thickness using cement concrete 1:2:4 finished with floating coat of Net Cement on floor at all level all complete as per drawing and direction of EIC Cement will be supplied by client but subjected to re reconciliation | Sq.Mtr. | 5.5 | 420 | Approved
Primarc Chambers | BLOCK | Civil |  |  |  | Escalation of silver sand. (From Nov. to Dec-22). | Escalation of silver sand. (From Nov. to Dec-22) | Cft. |  |  | Approved
Primarc Chambers | BLOCK | Civil | Sub & Super Structure Work | WO/PCH/PC01/5 | RAJ TRIMURTI INFRAPROJECT PVT. LTD. | Escalation of silver sand. (From Nov. to Dec-22). | Escalation of silver sand. (From Nov. to Dec-22) | Cft. | 2085 | 4.76 | Approved
The Soul, Rajarhat | BASEMENT WITH PODIUM | Civil | Basement with Podium | WO/HR01/BP01/67 | NEW L. N. CONSTRUCTION | Civil | Misc Civil Work at STP |  | 0 | 0 | Approved
The Soul, Rajarhat | BASEMENT WITH PODIUM | Civil | Basement with Podium | WO/HR01/BP01/67 | NEW L. N. CONSTRUCTION | RCC M-20/M25 SMC | "RCC M25 SMC: All charges for providing and laying M25 Grade of reinforced cement concrete-by SMC at all level excluding shuttering and reinforcement, including concrete pump, vibrator with complete design of concrete mix as per IS code and relevant special publication , submission of job mix formula after preliminary mix design and testing of concrete cubes as per direction of Engineer-in-Charge. (Cement will be supplied by Client, but subjected to reconciliation.) " | Cum. | 7.5 | 8300 | Approved
The Soul, Rajarhat | BASEMENT WITH PODIUM | Civil | Basement with Podium | WO/HR01/BP01/67 | NEW L. N. CONSTRUCTION | Shuttering | "Shuttering All charges for providing, fabricating, erecting and fixing in position plained timber, plywood centering and shuttering true to line and level, including steel propping, staging, shuttering removal, applying shuttering oil, including required bracing, chamfering corners (of exposed edges) of beams, columns, walls etc at all level. complete as per drawing & direction of Engineer-in-Charge. Rate shall also include removal and dismantling the aforesaid assembly after specified period complete at all level" | Sq.Mtr. | 43 | 500 | Approved
The Soul, Rajarhat | BASEMENT WITH PODIUM | Civil | Basement with Podium | WO/HR01/BP01/67 | NEW L. N. CONSTRUCTION | Reinforcement | "Reinforcement work: Labour charges for fixing Steel Reinforcement (Tor Steel as per IS-1786, Fe 500) for RCC work including transporting, decoiling, straightening, removing loose rust, cutting, bending and placing for all profile and for all lead & lift, binding with 18 gauge annealed wire as per drawing and direction of Engineer-in-Charge. Payment of steel shall be made as per drawing and approved bar bending schedule with permissible laps and paid on the basis of the sectional weights of bar as per relevant I.S. Code. The rate shall include cost of binding wire, chairs, spacers, pins, cover blocks which will not be measured separately for payment. (Reinforcement would be supplied by the Client, but subjected to reconciliation). " | MT | 0.35 | 9024 | Approved
The Soul, Rajarhat | BASEMENT WITH PODIUM | Civil | Basement with Podium | WO/HR01/BP01/67 | NEW L. N. CONSTRUCTION | 200mm thk Fly Ash bricks work | "200mm/250mm thk Fly Ash bricks work Providing and erecting 200 mm thick brick work with 1st class Fly Ash bricks of specified thickness in sand cement mortar (6 :1) including the cost of all material, labour, tools, tackles, scaffolding, curing etc. complete at all level as per direction of Engineer-in-Charge and technical specification. (Cement will be supplied by Client, but subjected to reconciliation.) )" | Cum. | 13 | 8000 | Approved
The Soul, Rajarhat | BASEMENT WITH PODIUM | Civil | Basement with Podium | WO/HR01/BP01/67 | NEW L. N. CONSTRUCTION | 100mm/125mm Fly Ash brickwork | Half B/W 100mm/125mm Fly Ash brickwork Providing and erecting 100/125 mm thick brick work with 1st class Conventional bricks of specified thickness in sand cement mortar (4 :1) including the cost of all material, labour, tools, tackles, scaffolding, curing etc. complete at all level as per direction of Engineer-in-Charge and technical specification. Cement would be supplied by client, but subjected to reconciliation | Sq.Mtr. | 0 | 1025 | Approved
The Soul, Rajarhat | BASEMENT WITH PODIUM | Civil | Basement with Podium | WO/HR01/BP01/67 | NEW L. N. CONSTRUCTION | Internal Plaster | "Internal wall plasterInternal wall plaster Providing and applying plaster ( to Internal Walls)of 15mm thick, with sand and cement mortar ( 6:1) including rounding off or chamfering of corners as directed and raking out joints or roughening of concrete surface, including threading nosing and drip course where necessary including MS pipe scaffolding, curing etc. all complete as per drawing & direction of EIC. , at all level .. (Cement would be supplied by the employer free of cost, but subjected to reconciliation)" | Sq.Mtr. | 41.5 | 300 | Approved
The Soul, Rajarhat | BASEMENT WITH PODIUM | Civil | Basement with Podium | WO/HR01/BP01/67 | NEW L. N. CONSTRUCTION | Neat Cement on Plaster | Providing and laying of Neat cement finish over plastered surface (cement not more than 2.75 kg/sqm.) as per drawing and direction of Engineer-in-Charge. (Cement would be supplied by the employer free of cost, but subjected to reconciliation. ) | Sq.Mtr. | 39.5 | 50 | Approved
The Soul, Rajarhat | BASEMENT WITH PODIUM | Civil | Basement with Podium | WO/HR01/BP01/67 | NEW L. N. CONSTRUCTION | Rebar Grouting 8mm dia | Rebar Grouting 8mm dia All charges for fixing reinforcement bars including drilling & chemical injection in the concrete surface at all level as per the manufacturer's specification either Fischer or Hilti product. At least 10% of the reinforcement shall be tested by Pull Out test as per the instruction of Structural Consultant. The rate shall be inclusive of all labour, material, scaffolding, gangway etc. involved for rebar grouting - Rebar Grouting (8 mm Dia) Chemical: Fischer _FISV 360S/ Equivalent | Nos | 397 | 55 | Approved
The Soul, Rajarhat | BASEMENT WITH PODIUM | Civil | Basement with Podium | WO/HR01/BP01/67 | NEW L. N. CONSTRUCTION | Rebar Grouting 12mm dia | Rebar Grouting (12 mm Dia) All charges for fixing reinforcement bars including drilling & chemical injection in the concrete surface at all level as per the manufacturer's specification either Fischer or Hilti product. At least 10% of the reinforcement shall be tested by Pull Out test as per the instruction of Structural Consultant. The rate shall be inclusive of all labour, material, scaffolding, gangway etc. involved for rebar grouting - Rebar Grouting (12 mm Dia) Chemical: Fischer _FISV 360S/ Equivalent | Nos | 0 | 100 | Approved
The Soul, Rajarhat | BASEMENT WITH PODIUM | Civil | Basement with Podium | WO/HR01/BP01/67 | NEW L. N. CONSTRUCTION | Rebar Grouting 16mm dia | Rebar Grouting (16 mm Dia) All charges for fixing reinforcement bars including drilling & chemical injection in the concrete surface at all level as per the manufacturer's specification either Fischer or Hilti product. At least 10% of the reinforcement shall be tested by Pull Out test as per the instruction of Structural Consultant. The rate shall be inclusive of all labour, material, scaffolding, gangway etc. involved for rebar grouting - Rebar Grouting (12 mm Dia) Chemical: Fischer _FISV 360S/ Equivalent | Nos | 8 | 150 | Approved
The Soul, Rajarhat | COMMON INFRASTRUCTURE | MS Catlink |  |  |  | MS Structural Work of Catlink | MS Structural Work of Catlink Bridge with MS member confirming to relevant IS code connected to one another with plate as per approved design, drawing and direction of EIC including cutting to requisite shape and length, fabrication with necessary bolting, welding confirming to relevant IS codes using electrode of approved make, erection to a height of 6.5 Mtr. The rates inclusive the cost of Shop drawing submission and all consumables such as Gas, Electrode etc. hire charges of lifting, handling equipment, all labour, tools & tackles.(Rate Revised ) | MT |  |  | Approved
The Soul, Rajarhat | COMMON INFRASTRUCTURE | MS Catlink |  | WO/HR01/CIH01/70 | PROTECH ENGINEERS | MS Structural Work of Catlink | MS Structural Work of Catlink Bridge with MS member confirming to relevant IS code connected to one another with plate as per approved design, drawing and direction of EIC including cutting to requisite shape and length, fabrication with necessary bolting, welding confirming to relevant IS codes using electrode of approved make, erection to a height of 6.5 Mtr. The rates inclusive the cost of Shop drawing submission and all consumables such as Gas, Electrode etc. hire charges of lifting, handling equipment, all labour, tools & tackles.(Rate Revised) | Kg | 28377.5 | 111 | Approved
SOUTHWINDS PROJECT LLP (PHASE - III & IV) | PRE-CONSTRUCTION PHASE - III & IV | Plumbing/Sanitory |  | WO/SP34/PC34/6 | GOBINDA CHANDRA SAHOO | Site office | Labour charges for Site office at Bl-13 - For 3 nos Toilet & 1 no Kitchen |  | 0 | 0 | Approved
SOUTHWINDS PROJECT LLP (PHASE - III & IV) | PRE-CONSTRUCTION PHASE - III & IV | Plumbing/Sanitory |  | WO/SP34/PC34/6 | GOBINDA CHANDRA SAHOO | Plumber | Labour Charges For Plumber For Misc. Work Including All Sundry Materials(Solvent Cement ,Jute,Clamps Etc.)As per direction EIC. | Nos | 11 | 670 | Approved
SOUTHWINDS PROJECT LLP (PHASE - III & IV) | PRE-CONSTRUCTION PHASE - III & IV | Plumbing/Sanitory |  | WO/SP34/PC34/6 | GOBINDA CHANDRA SAHOO | Helper(Plumber) | Labour Charges For Helper(Plumber) For Misc. Work Including All Sundry Materials(Solvent Cement ,Jute,Clamps Etc.)As per direction EIC. | Nos | 11 | 470 | Approved
SOUTHWINDS PROJECT LLP (PHASE - III & IV) | FINISHING PHASE - IV | POP/PUTTY Work |  | WO/SP34/FW4/10 | Buildon Plasters Private Limited | Gypsum & putty | Gypsum plaster (wall) & Gypsum-putty (Ceiling) application at Bl-14-Part-01 (All Flat, Lobby & Staircase ) as per B.O.Q & direction of EIC. |  | 0 | 0 | Approved
SOUTHWINDS PROJECT LLP (PHASE - III & IV) | FINISHING PHASE - IV | POP/PUTTY Work |  | WO/SP34/FW4/10 | Buildon Plasters Private Limited | Ceiling | Charges for Providing and Applying Gypsum & putty with 5 mm - 6 mm thickness to the ceiling ( on concrete surface ) including lifting, Scaffolding, preparing the surface, necessary hacking , grinding etc. all complete at all level as per drawing and direction of Engineer-in-Charge. Brand of Gypsum: Buildon Gypsum Brand of Putty: Asian / Berger /JK/ Birla White | Sq.Ft. | 85585 | 10.5 | Approved
SOUTHWINDS PROJECT LLP (PHASE - III & IV) | FINISHING PHASE - IV | POP/PUTTY Work |  | WO/SP34/FW4/10 | Buildon Plasters Private Limited | Wall | Charges for application of Gypsum Plaster on wall Surfaces between 10mm to 12mm thickness. Finish will be line, level and plumb on Surface including all lifting, Scaffolding, preparing the surface, necessary hacking , grinding , supply & application of fibre mesh etc. all complete at all level as per drawing and direction of Engineer-in-Charge. Brand of Gypsum: Buildon Gypsum | Sq.Ft. | 279119 | 11 | Approved
The Soul, Rajarhat | BLOCK | Fire Fighting |  | WO/HR01/BOK01/176 | Supertech Engineering & Trade Pvt.Ltd. | Pump repairing job | Pump repairing job (Fire Jockey Pump) - 2 Nos KSB make 5.5KW Motor for Movitech VCF pump.(M/C No-1001161797 & 1001152242). |  | 0 | 0 | Approved
The Soul, Rajarhat | BLOCK | Fire Fighting |  | WO/HR01/BOK01/176 | Supertech Engineering & Trade Pvt.Ltd. | Motor bearing (DE) | Motor bearing (DE) | Nos | 2 | 965.5 | Approved
The Soul, Rajarhat | BLOCK | Fire Fighting |  | WO/HR01/BOK01/176 | Supertech Engineering & Trade Pvt.Ltd. | Motor bearing (NDE) | Motor bearing (NDE) | Nos | 2 | 666 | Approved
The Soul, Rajarhat | BLOCK | Fire Fighting |  | WO/HR01/BOK01/176 | Supertech Engineering & Trade Pvt.Ltd. | Rewinding Charges of Motor | Rewinding Charges of Motor | Nos | 2 | 5687.5 | Approved
The Soul, Rajarhat | BLOCK | Fire Fighting |  | WO/HR01/BOK01/176 | Supertech Engineering & Trade Pvt.Ltd. | Service Charges of Motor | Service Charges of Motor | Nos | 2 | 1575 | Approved
The Soul, Rajarhat | BLOCK | Fire Fighting |  | WO/HR01/BOK01/176 | Supertech Engineering & Trade Pvt.Ltd. | Collection & Delivery Charges of Motor | Collection & Delivery Charges of Motor | Lump Sum | 1 | 2400 | Approved
The Soul, Rajarhat | BLOCK | Painting |  |  |  | Application of SRI waterproofing & Heat Insulation with PU system on OHR Tank | A.Surface preparation All charges for application bonding coat (SBR Latex) required thickness of plaster repair over the top surface ( Sand & Cement supplied by Client)The substrate shall be free from protruding sharp particles,Loose & dirt .Mechanical grinding should be done to remove (if any loose coating scales from the existing Concrete . The grinding need to be carried on untill the agreegate is exposed Hallore /w wall & floor junction( 30mm X 30mm) need to be done with with SBR Latex with Proper curing. B. The existing cracks should be cut open and to be filled up with polymer modified repair mortar, mixed with ShaliSBR Latex C.Application of SRI waterproofing coating on Concrete : Providing and applying two coats waterproofing with Shaliurethene BTD – White provides durability, low temperature flexibility, and excellent resistance to weathering in concrete/Steel substrate after application of 1 coat Primer. • Allow the primer coat to touch dry condition. The prepared surface shall be primed with Shaliurethene BTD – White with water in the ratio of 1:1 by brush only. • Apply 1st coat of ShaliUrethane® BTD @ 1 kg (or 0.8 kg) / m² by y brush / roller while theprimed surface is tacky. For faster and smoother application, apply with airless gun. Allow 1st coat to dry for 10 - 12 hr.• Apply 2nd coat of ShaliUrethane® BTD @ 1 kg (or 0.8 kg) / m² by brush / roller final DFT of 1200 micron in two coats (for 1000 microns DFT apply 0.825 kg / m² / coat). N:b- ALL WORK WILL BE COMPLETED AS PER DIRECTION OF EIC. Material Consumption as per TDS/Manufacture Specification | Sq.Ft. |  |  | Amended & Approved
The Soul, Rajarhat | BLOCK | Painting | External Painting | WO/HR01/BOK01/177 | ESSARCON | Application of SRI waterproofing & Heat Insulation with PU system on OHR Tank | A. Surface preparation All charges for application bonding coat (SBR Latex) required thickness of plaster repair over the top surface (Sand & Cement supplied by Client) The substrate shall be free from protruding sharp particles, Loose & dirt. Mechanical grinding should be done to remove (if any loose coating scales from the existing Concrete . The grinding need to be carried on until the aggregate is exposed Hallore /w wall & floor junction (30mm X 30mm) need to be done with SBR Latex with Proper curing. B. The existing cracks should be cut open and to be filled up with polymer modified repair mortar, mixed with ShaliSBR Latex. The prepared surface shall be primed with Shaliurethene BTD – White with water in the ratio of 1:1 by brush only. Application of SRI waterproofing coating on Concrete: Providing and applying two coats waterproofing with Shaliurethene BTD – White provides durability, low temperature flexibility, and excellent resistance to weathering in concrete/Steel substrate after application of 1 coat Primer. • Allow the primer coat to touch dry condition. The prepared surface shall be primed with Shaliurethene BTD – White with water in the ratio of 1:1 by brush only. • Apply 1st coat of ShaliUrethane® BTD @ 1 kg (or 0.8 kg) / m² by y brush / roller while the primed surface is tacky. For faster and smoother application, apply with airless gun. Allow 1st coat to dry for 10 - 12 hr. • Apply 2nd coat of ShaliUrethane® BTD @ 1 kg (or 0.8 kg) / m² by brush / roller final DFT of 1200 micron in two coats (for 1000 microns DFT apply 0.825 kg / m² / coat). Material Consumption as per TDS/Manufacture Specification N:b- All Work Will Be Completed As Per Direction Of Eic. | Sq.Ft. | 2863.5 | 56.5 | Amended & Approved
Primarc Chambers | MARKETING | Site Branding |  | WO/PCH/PC03/45 | INFOSIGN SYSTEMS PVT. LTD. | GSB flex refixing work | Labour charges for GSB repairing and flex refixing work. All complete as per dwg. and direction of engineer in charge. | Lump Sum | 1 | 5000 | Approved
Primarc Chambers | MARKETING | Site Branding |  | WO/PCH/PC03/45 | INFOSIGN SYSTEMS PVT. LTD. | GSB dismantling work | Labour charges for GSB dismantling work and after dismantling all scrap will be in site. All complete as per BOQ and direction of engineer in charge. | Lump Sum | 1 | 2500 | Approved
SOUTHWINDS PROJECT LLP (PHASE - III & IV) | FINISHING PHASE - III | Wood Work |  | WO/SP34/FW34/24 | RAJ KUMAR FURNITURE WORKS | Main Door. | Labour charges for lifting, carrying and fixing of flush door Shutters at Main door locations of apartments including fixing of Laminates with 3x1mm groove at the front side and back side of the shutter, Tower bolt, Magnetic buffer and catcher, Handle, Magic eye, Stopper and other accessaries as per drawing, fixing of door jointing lipping work along with supply of screw,pvc gutkha,nails and gum as necessary for entire work, cleaning the work area, shifting all the debris/wastes to a designated place at ground floor level, at all level as per approved drawing and direction of Engineer in charge. (Wooden Flush door shutter, all hardwares as mentioned above including hinges, Laminate, lipping will be supplied by client free of cost and on reconciliation basis) Screwing on Hinges must be done by machine, not manually. (1100 x 2450 )-Door Opening Size |  | 0 | 0 | Amended & Approved
SOUTHWINDS PROJECT LLP (PHASE - III & IV) | FINISHING PHASE - III | Wood Work |  | WO/SP34/FW34/24 | RAJ KUMAR FURNITURE WORKS | Main Door cladding | Labour charges for Main Door cladding/panelling work by plywood fixing with Laminate pasting with supply of screw,pvc gutkha,nails and gum including cleaning the work area, shifting all the debris/wastes to a designated place at ground floor level, all complete at all level as per approved drawing and direction of Engineer in charge |  | 0 | 0 | Amended & Approved
SOUTHWINDS PROJECT LLP (PHASE - III & IV) | FINISHING PHASE - III | Wood Work |  | WO/SP34/FW34/24 | RAJ KUMAR FURNITURE WORKS | Bidding 1.5''x0.5"by Kapoor wood | Labour charges for fixing of door Bidding 1.5''x0.5"by Kapoor wood with supply of screw,pvc gutkha,nails and gum including cleaning the work area, shifting all the debris/wastes to a designated place at any floor level, all complete at all level as per approved drawing and direction of Engineer in charge (Bid will be supplied by client in reconciliation basis) |  | 0 | 0 | Approved
SOUTHWINDS PROJECT LLP (PHASE - III & IV) | FINISHING PHASE - III | Wood Work |  | WO/SP34/FW34/24 | RAJ KUMAR FURNITURE WORKS | Internal Door | Labour charges for lifting, carrying and fixing of flush door Shutter at Bedroom and Toilet door locations including fixing of hardware fittings like Tower bolt/baby latch, Door buffer, door stopper etc, cleaning & preparation of the entire surface of the shutters including door frame surfaces with sand paper, supply and application of two coats of wood primer of approved brand on entire surface of frame and shutter along with supply of screw,pvc gutkha,nails and gum as necessary for entire work, cleaning the work area, shifting all the debris/wastes to a designated place at ground floor level, all complete at all level as per approved drawing and direction of Engineer in charge. (Wooden Flush door shutter, all hardwares & hinges as mentioned above will be supplied by client free of cost and on reconciliation basis) Screwing on Hinges must be done by machine, not manually. (750/900 x 2150 )-Door Opening Size |  | 0 | 0 | Amended & Approved
SOUTHWINDS PROJECT LLP (PHASE - III & IV) | FINISHING PHASE - III | Wood Work |  | WO/SP34/FW34/24 | RAJ KUMAR FURNITURE WORKS | loading - unloading. | Charges for loading - unloading-, transportation, hire charges for machinery as per direction of Engineer-in-Charge. | Lump Sum | 1 | 38342 | Amended & Approved
SOUTHWINDS PROJECT LLP (PHASE - III & IV) | FINISHING PHASE - III | Wood Work |  | WO/SP34/FW34/24 | RAJ KUMAR FURNITURE WORKS | Door shutter Fixing | Door shutter Fixing | Nos | 104 | 580 | Approved
SOUTHWINDS PROJECT LLP (PHASE - III & IV) | FINISHING PHASE - III | Wood Work |  | WO/SP34/FW34/24 | RAJ KUMAR FURNITURE WORKS | Laminate pasting | Laminate pasting | Nos | 104 | 1700 | Approved
SOUTHWINDS PROJECT LLP (PHASE - III & IV) | FINISHING PHASE - III | Wood Work |  | WO/SP34/FW34/24 | RAJ KUMAR FURNITURE WORKS | Hardware Fixing | Hardware Fixing | Nos | 104 | 140 | Approved
SOUTHWINDS PROJECT LLP (PHASE - III & IV) | FINISHING PHASE - III | Wood Work |  | WO/SP34/FW34/24 | RAJ KUMAR FURNITURE WORKS | Main Door Groove Polish | Main Door Groove Polish | Rft | 2076.142 | 25 | Approved
SOUTHWINDS PROJECT LLP (PHASE - III & IV) | FINISHING PHASE - III | Wood Work |  | WO/SP34/FW34/24 | RAJ KUMAR FURNITURE WORKS | Main Door cladding/panelling | Main Door cladding/panelling | Rft | 4016.508 | 77 | Approved
SOUTHWINDS PROJECT LLP (PHASE - III & IV) | FINISHING PHASE - III | Wood Work |  | WO/SP34/FW34/24 | RAJ KUMAR FURNITURE WORKS | Door Bidding 1.5''x0.5" | Door Bidding 1.5''x0.5" | Rft | 9285.835 | 8.5 | Approved
SOUTHWINDS PROJECT LLP (PHASE - III & IV) | FINISHING PHASE - III | Wood Work |  | WO/SP34/FW34/24 | RAJ KUMAR FURNITURE WORKS | Door shutter Fixing | Door shutter Fixing | Nos | 556 | 425 | Approved
SOUTHWINDS PROJECT LLP (PHASE - III & IV) | FINISHING PHASE - III | Wood Work |  | WO/SP34/FW34/24 | RAJ KUMAR FURNITURE WORKS | Hardware Fixing | Hardware Fixing | Nos | 556 | 70 | Approved
SOUTHWINDS PROJECT LLP (PHASE - III & IV) | FINISHING PHASE - III | Wood Work |  | WO/SP34/FW34/25 | M.R. Furniture | Main Door/ | Labour charges for lifting, carrying and fixing of flush door Shutters at Main door locations of apartments including fixing of Laminates with 3x1mm groove at the front side and back side of the shutter, Tower bolt, Magnetic buffer and catcher, Handle, Magic eye, Stopper and other accessaries as per drawing, fixing of door jointing lipping work along with supply of screw,pvc gutkha,nails and gum as necessary for entire work, cleaning the work area, shifting all the debris/wastes to a designated place at ground floor level, at all level as per approved drawing and direction of Engineer in charge. (Wooden Flush door shutter, all hardwares as mentioned above including hinges, Laminate, lipping will be supplied by client free of cost and on reconciliation basis) Screwing on Hinges must be done by machine, not manually. (1100 x 2450 )-Door Opening Size |  | 0 | 0 | Approved
SOUTHWINDS PROJECT LLP (PHASE - III & IV) | FINISHING PHASE - III | Wood Work |  | WO/SP34/FW34/25 | M.R. Furniture | Main Door cladding/panelling/ | Labour charges for Main Door cladding/panelling work by plywood fixing with Laminate pasting with supply of screw,pvc gutkha,nails and gum including cleaning the work area, shifting all the debris/wastes to a designated place at ground floor level, all complete at all level as per approved drawing and direction of Engineer in charge |  | 0 | 0 | Amended & Approved
SOUTHWINDS PROJECT LLP (PHASE - III & IV) | FINISHING PHASE - III | Wood Work |  | WO/SP34/FW34/25 | M.R. Furniture | Bidding 1.5''x0.5"by Kapoor wood/ | Labour charges for fixing of door Bidding 1.5''x0.5"by Kapoor wood with supply of screw,pvc gutkha,nails and gum including cleaning the work area, shifting all the debris/wastes to a designated place at any floor level, all complete at all level as per approved drawing and direction of Engineer in charge (Bid will be supplied by client in reconciliation basis) |  | 0 | 0 | Approved
SOUTHWINDS PROJECT LLP (PHASE - III & IV) | FINISHING PHASE - III | Wood Work |  | WO/SP34/FW34/25 | M.R. Furniture | Internal Door/ | Labour charges for lifting, carrying and fixing of flush door Shutter at Bedroom and Toilet door locations including fixing of hardware fittings like Tower bolt/baby latch, Door buffer, door stopper etc, cleaning & preparation of the entire surface of the shutters including door frame surfaces with sand paper, supply and application of two coats of wood primer of approved brand on entire surface of frame and shutter along with supply of screw,pvc gutkha,nails and gum as necessary for entire work, cleaning the work area, shifting all the debris/wastes to a designated place at ground floor level, all complete at all level as per approved drawing and direction of Engineer in charge. (Wooden Flush door shutter, all hardwares & hinges as mentioned above will be supplied by client free of cost and on reconciliation basis) Screwing on Hinges must be done by machine, not manually. (750/900 x 2150 )-Door Opening Size |  | 0 | 0 | Approved
SOUTHWINDS PROJECT LLP (PHASE - III & IV) | FINISHING PHASE - III | Wood Work |  | WO/SP34/FW34/25 | M.R. Furniture | loading - unloading/ | Charges for loading - unloading-, transportation, hire charges for machinery as per direction of Engineer-in-Charge. | Lump Sum | 1 | 23900 | Approved
SOUTHWINDS PROJECT LLP (PHASE - III & IV) | FINISHING PHASE - III | Wood Work |  | WO/SP34/FW34/25 | M.R. Furniture | Door shutter Fixing | Door shutter Fixing | Nos | 66 | 580 | Approved
SOUTHWINDS PROJECT LLP (PHASE - III & IV) | FINISHING PHASE - III | Wood Work |  | WO/SP34/FW34/25 | M.R. Furniture | Laminate pasting | Laminate pasting | Nos | 66 | 1700 | Approved
SOUTHWINDS PROJECT LLP (PHASE - III & IV) | FINISHING PHASE - III | Wood Work |  | WO/SP34/FW34/25 | M.R. Furniture | Hardware Fixing | Hardware Fixing | Nos | 66 | 140 | Approved
SOUTHWINDS PROJECT LLP (PHASE - III & IV) | FINISHING PHASE - III | Wood Work |  | WO/SP34/FW34/25 | M.R. Furniture | Main Door Groove Polish | Main Door Groove Polish | Rft | 1311.869 | 25 | Approved
SOUTHWINDS PROJECT LLP (PHASE - III & IV) | FINISHING PHASE - III | Wood Work |  | WO/SP34/FW34/25 | M.R. Furniture | Main Door cladding/panelling | Main Door cladding/panelling | Rft | 2528.486 | 77 | Approved
SOUTHWINDS PROJECT LLP (PHASE - III & IV) | FINISHING PHASE - III | Wood Work |  | WO/SP34/FW34/25 | M.R. Furniture | Door Bidding 1.5''x0.5" | Door Bidding 1.5''x0.5" | Rft | 5521.165 | 8.5 | Approved
SOUTHWINDS PROJECT LLP (PHASE - III & IV) | FINISHING PHASE - III | Wood Work |  | WO/SP34/FW34/25 | M.R. Furniture | Door shutter Fixing | Door shutter Fixing | Nos | 330 | 425 | Approved
SOUTHWINDS PROJECT LLP (PHASE - III & IV) | FINISHING PHASE - III | Wood Work |  | WO/SP34/FW34/25 | M.R. Furniture | Hardware Fixing | Hardware Fixing | Nos | 330 | 70 | Approved
The Soul, Rajarhat | BLOCK | Painting | Internal Painting |  |  | Providing & Applying of Cement Based Paint | Providing and applying of two or more coats snowcem / cement base paint on Lift Shat & Electrical Shaft upto the required height including preparation of surface by brushing & cleaning loose particles etc. with tool tackles all complete as per approved specification & direction of Engineer in charge.. | Sq.Ft. |  |  | Approved
The Soul, Rajarhat | BLOCK | Painting | External Painting | WO/HR01/BOK01/177 | ESSARCON | Application of SRI waterproofing & Heat Insulation with PU system | Application of SRI waterproofing & Heat Insulation with PU system on OHR Tank Wall & Pipe Surface |  | 0 | 0 | Amended & Approved
The Soul, Rajarhat | BLOCK | Painting | External Painting | WO/HR01/BOK01/177 | ESSARCON | OHR Wall | A. Surface preparation: Charges towards cleaning the existing wall paint by mechanical grinding to free from protruding sharp particles, Loose dirt, dust, cement latience etc. Mechanical grinding should be done to remove (if any loose coating scales from the existing Concrete. The grinding need to be carried on until the aggregate is exposed Hallore /w wall. . B. Application of SRI waterproofing coating on Concrete Wall: Providing and applying two coats waterproofing with Shaliurethene BTD – White provides durability, low temperature flexibility, and excellent resistance to weathering in concrete/Steel substrate after application of 1 coat Primer. • Allow the primer coat to touch dry condition. The prepared surface shall be primed with Shaliurethene BTD – White with water in the ratio of 1:1 by brush only. • Apply 1st coat of ShaliUrethane® BTD @ 1 kg (or 0.8 kg) / m² by y brush / roller while the primed surface is tacky. For faster and smoother application, apply with airless gun. Allow 1st coat to dry for 10 - 12 hr. • Apply 2nd coat of ShaliUrethane® BTD @ 1 kg (or 0.8 kg) / m² by brush / roller final DFT of 1200 micron in two coats (for 1000 microns DFT apply 0.825 kg / m² / coat). Material Consumption as per TDS/Manufacture Specification N:b- All Work Will Be Completed As Per Direction Of EIC. | Sq.Ft. | 2319 | 48.5 | Approved
The Soul, Rajarhat | BLOCK | Painting | External Painting | WO/HR01/BOK01/177 | ESSARCON | UPVC Pipe | A. Surface preparation: Charges towards cleaning the existing paint in UPVC pipe (80mm & 50mm Dia) surface by Sand Paper to free, Loose dirt, dust etc. Manual grinding should be done to remove (if any loose coating scales from the existing UPVC Pipe) . B. Application of SRI waterproofing coating on UPVC Pipe: Providing and applying two coats waterproofing with Shaliurethene BTD – White provides durability, low temperature flexibility, and excellent resistance to weathering in concrete/Steel substrate after application of 1 coat Primer. • Allow the primer coat to touch dry condition. The prepared surface shall be primed with Shaliurethene BTD – White with water in the ratio of 1:1 by brush only. • Apply 1st coat of ShaliUrethane® BTD @ 1 kg (or 0.8 kg) / m² by y brush / roller while the primed surface is tacky.. Allow 1st coat to dry for 10 - 12 hr. • Apply 2nd coat of ShaliUrethane® BTD @ 1 kg (or 0.8 kg) / m² by brush / roller final DFT of 1200 micron in two coats (for 1000 microns DFT apply 0.825 kg / m² / coat). Material Consumption as per TDS/Manufacture Specification N:b- All Work Will Be Completed As Per Direction Of EIC. grinding should be done to remove (if any loose coating scales from the existing UPVC Pipe) .The prepared surface shall be primed with Shaliurethene BTD – White with water in the ratio of 1:1 by brush only. Application of SRI waterproofing coating on Concrete: Providing and applying two coats waterproofing with Shaliurethene BTD – White provides durability, low temperature flexibility, and excellent resistance to weathering in concrete/Steel substrate after application of 1 coat Primer. • Allow the primer coat to touch dry condition. The prepared surface shall be primed with Shaliurethene BTD – White with water in the ratio of 1:1 by brush only. • Apply 1st coat of ShaliUrethane® BTD @ 1 kg (or 0.8 kg) / m² by y brush / roller while the primed surface is tacky.. Allow 1st coat to dry for 10 - 12 hr. • Apply 2nd coat of ShaliUrethane® BTD @ 1 kg (or 0.8 kg) / m² by brush / roller final DFT of 1200 micron in two coats (for 1000 microns DFT apply 0.825 kg / m² / coat). Material Consumption as per TDS/Manufacture Specification N:b- All Work Will Be Completed As Per Direction Of EIC. | Sq.Ft. | 5315 | 48.5 | Approved
Primarc Chambers | BLOCK | Electrical | External Electrical | WO/PCH/PC01/25 | DIAMOND PROJECTS | Installation, Testing and Commissioning of electrical Panel Board. | Installation, Testing and Commissioning of following type of electrical Panel Board on wall/ground complete with supply of anchor fastner, nult, bolt etc complete as required. |  | 0 | 0 | Amended & Approved
Primarc Chambers | BLOCK | Electrical | External Electrical | WO/PCH/PC01/25 | DIAMOND PROJECTS | Installation, Testing and Commissioning of MCB/MCCB with encloser | Installation, Testing and Commissioning of following type of MCB/MCCB with encloser on wall in surface complete with all accessories as required. |  | 0 | 0 | Amended & Approved
Primarc Chambers | BLOCK | Electrical | External Electrical | WO/PCH/PC01/25 | DIAMOND PROJECTS | Receiving & Laying of 1.1 KV grade AL/Copper conductor PVC / XLPE insulated and sheathed power cable | Receiving & Laying of following size of 1.1 KV grade AL/Copper conductor PVC / XLPE insulated and sheathed power cable in existing trench /underground/ pipe /cable tray including all accessories as required to complete in all respect.( ELECTRICAL SYSTEM) |  | 0 | 0 | Approved
Primarc Chambers | BLOCK | Electrical | External Electrical | WO/PCH/PC01/25 | DIAMOND PROJECTS | Supply & Making end termination | Supply & Making end termination with DC compression brass gland and Copper/aluminium crimping type lugs of following size XLPE/PVC insulated & sheathedAL/CU conductor cable complete as required to complete in all respect. Extra holes made in gland plate to be closed by the contractor w/o any cost.( ELECTRICAL SYSTEM) |  | 0 | 0 | Approved
Primarc Chambers | BLOCK | Electrical | External Electrical | WO/PCH/PC01/25 | DIAMOND PROJECTS | Installation, Testing and Commissioning of MCB/RCCB IP-65 with encloser | Installation, Testing and Commissioning of following type of MCB/RCCB IP-65 with encloser on wall surface complete with all accessories as required.( HVAC, VENTILATION SYSTEM) |  | 0 | 0 | Approved
Primarc Chambers | BLOCK | Electrical | External Electrical | WO/PCH/PC01/25 | DIAMOND PROJECTS | Receiving & Laying of 1.1 KV grade AL/Copper conductor PVC / XLPE insulated and sheathed power cable | Receiving & Laying of following size of 1.1 KV grade AL/Copper conductor PVC / XLPE insulated and sheathed power cable in existing trench /underground/ pipe /cable tray including all accessories as required to complete in all respect.( HVAC, VENTILATION SYSTEM) |  | 0 | 0 | Amended & Approved
Primarc Chambers | BLOCK | Electrical | External Electrical | WO/PCH/PC01/25 | DIAMOND PROJECTS | Supply & Making end termination | Supply & Making end termination with DC compression brass gland and Copper/aluminium crimping type lugs of following size XLPE/PVC insulated & sheathedAL/CU conductor cable complete as required to complete in all respect. Extra holes made in gland plate to be closed by the contractor w/o any cost.( HVAC , VENTILATION SYSTEM) |  | 0 | 0 | Approved
Primarc Chambers | BLOCK | Electrical | External Electrical | WO/PCH/PC01/25 | DIAMOND PROJECTS | Installation of G.I. pipe type earth station | Installation of G.I. pipe type earth station complete with supply of 50 mm dia 3 mtrs. Long G.I. pipe, salt, charcoal, watering chamber and pipe,Earth Pit cover and all other materials as per enclosed drawing and IS 3043. Construction of pit chamber including supply of civil items like Brick, Sand, Stone chips etc. to be supplied by contractor | Nos. | 2 | 4250 | Approved
Primarc Chambers | BLOCK | Electrical | External Electrical | WO/PCH/PC01/25 | DIAMOND PROJECTS | Supply & Fixing of G.I. strip from earth pit to main distribution panel | Supply & Fixing of following sizes of G.I. strip from earth pit to main distribution panel earth bus including G.I. bar saddles located at a distance not less than 600mm from each other and all hardwares to complete in all respect as required. |  | 0 | 0 | Approved
Primarc Chambers | BLOCK | Electrical | External Electrical | WO/PCH/PC01/25 | DIAMOND PROJECTS | Laying of GI perfortated type / GI ladder type cable tray | Laying of following size of GI perfortated type / GI ladder type cable tray including supply of MS angle , 10 mm dia full thread rod, anchor fustner, nut, bolt, waster , painting of MS angle , Flat etc as required to complte in all respect as per directi |  | 0 | 0 | Amended & Approved
Primarc Chambers | BLOCK | Electrical | External Electrical | WO/PCH/PC01/25 | DIAMOND PROJECTS | Electrical work at Meter room for Fixing of ply board on wal | Electrical work at Meter room for Fixing of ply board on wall, painting with fire proof paint on ply board, fixing of suitable sizes 3 Nos MCB/MCCB for each office ( 1 for cesc incomming power, 1 for outgoing of electrical power & 1 for outgoing of HVAC p | Nos. | 133 | 500 | Approved
Primarc Chambers | BLOCK | Electrical | External Electrical | WO/PCH/PC01/25 | DIAMOND PROJECTS | Supply and Installation of MS Channel, Angle , Flat | Supply and Installation of MS Channel, Angle , Flat of suitable sizes including fabrication of MS materials as per site requirement for support of equipment, electrical panel etc painting of MS angle , Flat as required to complete in all respect. | Kg | 0 | 80 | Approved
Primarc Chambers | BLOCK | Electrical | External Electrical | WO/PCH/PC01/25 | DIAMOND PROJECTS | DG Distribution Panel-1 | DG Distribution Panel-1 | Nos. | 1 | 3700 | Approved
Primarc Chambers | BLOCK | Electrical | External Electrical | WO/PCH/PC01/25 | DIAMOND PROJECTS | DG Distribution Panel-2 | DG Distribution Panel-2 | Nos. | 1 | 3700 | Approved
Primarc Chambers | BLOCK | Electrical | External Electrical | WO/PCH/PC01/25 | DIAMOND PROJECTS | DG Distribution Panel-3 | DG Distribution Panel-3 | Nos. | 1 | 3700 | Approved
Primarc Chambers | BLOCK | Electrical | External Electrical | WO/PCH/PC01/25 | DIAMOND PROJECTS | DG Distribution Panel-4 | DG Distribution Panel-4 | Nos. | 1 | 3700 | Approved
Primarc Chambers | BLOCK | Electrical | External Electrical | WO/PCH/PC01/25 | DIAMOND PROJECTS | DG Distribution Panel-5 | DG Distribution Panel-5 | Nos. | 1 | 3700 | Approved
Primarc Chambers | BLOCK | Electrical | External Electrical | WO/PCH/PC01/25 | DIAMOND PROJECTS | LIFT Panel | LIFT Panel | Nos. | 1 | 3000 | Approved
Primarc Chambers | BLOCK | Electrical | External Electrical | WO/PCH/PC01/25 | DIAMOND PROJECTS | HVAC Panel | HVAC Panel | Nos. | 1 | 3000 | Approved
Primarc Chambers | BLOCK | Electrical | External Electrical | WO/PCH/PC01/25 | DIAMOND PROJECTS | Light & Power Panel | Light & Power Panel | Nos. | 1 | 3000 | Approved
Primarc Chambers | BLOCK | Electrical | External Electrical | WO/PCH/PC01/25 | DIAMOND PROJECTS | Fire & Emergency Panel | Fire & Emergency Panel | Nos. | 1 | 3000 | Approved
Primarc Chambers | BLOCK | Electrical | External Electrical | WO/PCH/PC01/25 | DIAMOND PROJECTS | Emergency Light Panel | Emergency Light Panel | Nos. | 1 | 3000 | Approved
Primarc Chambers | BLOCK | Electrical | External Electrical | WO/PCH/PC01/25 | DIAMOND PROJECTS | Ventilation Panel | Ventilation Panel | Nos. | 1 | 3000 | Approved
Primarc Chambers | BLOCK | Electrical | External Electrical | WO/PCH/PC01/25 | DIAMOND PROJECTS | 400 A, 4 Pole, 35 KA, MCCB with O/L & S/C, TM release. | 400 A, 4 Pole, 35 KA, MCCB with O/L & S/C, TM release. | Nos. | 1 | 800 | Approved
Primarc Chambers | BLOCK | Electrical | External Electrical | WO/PCH/PC01/25 | DIAMOND PROJECTS | 315 A, 4 Pole, 35 KA, MCCB with O/L & S/C, TM release. | 315 A, 4 Pole, 35 KA, MCCB with O/L & S/C, TM release. | Nos. | 0 | 700 | Approved
Primarc Chambers | BLOCK | Electrical | External Electrical | WO/PCH/PC01/25 | DIAMOND PROJECTS | 250 A, 4 Pole, 35 KA, MCCB with O/L & S/C, TM release. | 250 A, 4 Pole, 35 KA, MCCB with O/L & S/C, TM release. | Nos. | 0 | 600 | Approved
Primarc Chambers | BLOCK | Electrical | External Electrical | WO/PCH/PC01/25 | DIAMOND PROJECTS | 125 A, 4 Pole, 25KA, MCCB with O/L & S/C TM release. | 125 A, 4 Pole, 25KA, MCCB with O/L & S/C TM release. | Nos. | 1 | 500 | Approved
Primarc Chambers | BLOCK | Electrical | External Electrical | WO/PCH/PC01/25 | DIAMOND PROJECTS | 80 A, 4 Pole, 25KA, MCCB with O/L & S/C TM release. | 80 A, 4 Pole, 25KA, MCCB with O/L & S/C TM release. | Nos. | 3 | 400 | Approved
Primarc Chambers | BLOCK | Electrical | External Electrical | WO/PCH/PC01/25 | DIAMOND PROJECTS | 63 AMP , 4pole, C curve MCB with encloser | 63 AMP , 4pole, C curve MCB with encloser | Nos. | 4 | 250 | Approved
Primarc Chambers | BLOCK | Electrical | External Electrical | WO/PCH/PC01/25 | DIAMOND PROJECTS | 40 AMP , 4pole, C curve MCB with encloser | 40 AMP , 4pole, C curve MCB with encloser | Nos. | 5 | 200 | Approved
Primarc Chambers | BLOCK | Electrical | External Electrical | WO/PCH/PC01/25 | DIAMOND PROJECTS | 32 AMP , 4pole, C curve MCB with encloser | 32 AMP , 4pole, C curve MCB with encloser | Nos. | 130 | 200 | Approved
Primarc Chambers | BLOCK | Electrical | External Electrical | WO/PCH/PC01/25 | DIAMOND PROJECTS | 4 Core 10.0 Sqmm Aluminium Armoured A2XFY cable | 4 Core 10.0 Sqmm Aluminium Armoured A2XFY cable | Mtrs. | 13052.8 | 19 | Approved
Primarc Chambers | BLOCK | Electrical | External Electrical | WO/PCH/PC01/25 | DIAMOND PROJECTS | 3.5 Core 25.0 Sqmm Aluminium Armoured A2XFY cable | 3.5 Core 25.0 Sqmm Aluminium Armoured A2XFY cable | Mtrs. | 164 | 30 | Approved
Primarc Chambers | BLOCK | Electrical | External Electrical | WO/PCH/PC01/25 | DIAMOND PROJECTS | 3.5 Core 35.0 Sqmm Aluminium Armoured A2XFY cable | 3.5 Core 35.0 Sqmm Aluminium Armoured A2XFY cable | Mtrs. | 287 | 32 | Approved
Primarc Chambers | BLOCK | Electrical | External Electrical | WO/PCH/PC01/25 | DIAMOND PROJECTS | 3.5 Core 50.0 Sqmm Aluminium Armoured A2XFY cable | 3.5 Core 50.0 Sqmm Aluminium Armoured A2XFY cable | Mtrs. | 19 | 34 | Approved
Primarc Chambers | BLOCK | Electrical | External Electrical | WO/PCH/PC01/25 | DIAMOND PROJECTS | 3.5 Core 95.0 Sqmm Aluminium Armoured A2XFY cable | 3.5 Core 95.0 Sqmm Aluminium Armoured A2XFY cable | Mtrs. | 96 | 44 | Approved
Primarc Chambers | BLOCK | Electrical | External Electrical | WO/PCH/PC01/25 | DIAMOND PROJECTS | 3.5 Core 185.0 Sqmm Aluminium Armoured A2XFY cable | 3.5 Core 185.0 Sqmm Aluminium Armoured A2XFY cable | Mtrs. | 271.5 | 50 | Approved
Primarc Chambers | BLOCK | Electrical | External Electrical | WO/PCH/PC01/25 | DIAMOND PROJECTS | 3.5 Core 300.0 Sqmm Aluminium Armoured A2XFY cable | 3.5 Core 300.0 Sqmm Aluminium Armoured A2XFY cable | Mtrs. | 310 | 63 | Approved
Primarc Chambers | BLOCK | Electrical | External Electrical | WO/PCH/PC01/25 | DIAMOND PROJECTS | 4 Core 10.0 Sqmm AL Armoured A2XFY cable | 4 Core 10.0 Sqmm AL Armoured A2XFY cable | Nos. | 256 | 150 | Approved
Primarc Chambers | BLOCK | Electrical | External Electrical | WO/PCH/PC01/25 | DIAMOND PROJECTS | 3.5 Core 25.0 Sqmm Aluminium Armoured A2XFY cable | 3.5 Core 25.0 Sqmm Aluminium Armoured A2XFY cable | Nos. | 8 | 210 | Approved
Primarc Chambers | BLOCK | Electrical | External Electrical | WO/PCH/PC01/25 | DIAMOND PROJECTS | 3.5 Core 35.0 Sqmm Aluminium Armoured A2XFY cable | 3.5 Core 35.0 Sqmm Aluminium Armoured A2XFY cable | Nos. | 6 | 250 | Approved
Primarc Chambers | BLOCK | Electrical | External Electrical | WO/PCH/PC01/25 | DIAMOND PROJECTS | 3.5 Core 50.0 Sqmm Aluminium Armoured A2XFY cable | 3.5 Core 50.0 Sqmm Aluminium Armoured A2XFY cable | Nos. | 2 | 275 | Approved
Primarc Chambers | BLOCK | Electrical | External Electrical | WO/PCH/PC01/25 | DIAMOND PROJECTS | 3.5 Core 95.0 Sqmm Aluminium Armoured A2XFY cable | 3.5 Core 95.0 Sqmm Aluminium Armoured A2XFY cable | Nos. | 12 | 310 | Approved
Primarc Chambers | BLOCK | Electrical | External Electrical | WO/PCH/PC01/25 | DIAMOND PROJECTS | 3.5 Core 185.0 Sqmm Aluminium Armoured A2XFY cable | 3.5 Core 185.0 Sqmm Aluminium Armoured A2XFY cable | Nos. | 16 | 375 | Approved
Primarc Chambers | BLOCK | Electrical | External Electrical | WO/PCH/PC01/25 | DIAMOND PROJECTS | 3.5 Core 300.0 Sqmm Aluminium Armoured A2XFY cable | 3.5 Core 300.0 Sqmm Aluminium Armoured A2XFY cable | Nos. | 0 | 485 | Approved
Primarc Chambers | BLOCK | Electrical | External Electrical | WO/PCH/PC01/25 | DIAMOND PROJECTS | 32 AMP , DP, 10 KA MCB with encloser. | 32 AMP , DP, 10 KA MCB with encloser. | Nos. | 101 | 170 | Approved
Primarc Chambers | BLOCK | Electrical | External Electrical | WO/PCH/PC01/25 | DIAMOND PROJECTS | 40 AMP , DP, 10 KA MCB with encloser. | 40 AMP , DP, 10 KA MCB with encloser. | Nos. | 4 | 170 | Approved
Primarc Chambers | BLOCK | Electrical | External Electrical | WO/PCH/PC01/25 | DIAMOND PROJECTS | 25 AMP , 4P, 10 KA MCB with encloser. | 25 AMP , 4P, 10 KA MCB with encloser. | Nos. | 23 | 170 | Approved
Primarc Chambers | BLOCK | Electrical | External Electrical | WO/PCH/PC01/25 | DIAMOND PROJECTS | 40 AMP , 4P, 10 KA MCB with encloser. | 40 AMP , 4P, 10 KA MCB with encloser. | Nos. | 1 | 200 | Approved
Primarc Chambers | BLOCK | Electrical | External Electrical | WO/PCH/PC01/25 | DIAMOND PROJECTS | 63 AMP , 4P, 10 KA MCB with encloser. | 63 AMP , 4P, 10 KA MCB with encloser. | Nos. | 1 | 200 | Approved
Primarc Chambers | BLOCK | Electrical | External Electrical | WO/PCH/PC01/25 | DIAMOND PROJECTS | 2 Core 10.0 Sqmm AL Armoured Cable. | 2 Core 10.0 Sqmm AL Armoured Cable. | Mtrs. | 5811 | 15 | Approved
Primarc Chambers | BLOCK | Electrical | External Electrical | WO/PCH/PC01/25 | DIAMOND PROJECTS | 4 Core 10.0 Sqmm AL Armoured Cable. | 4 Core 10.0 Sqmm AL Armoured Cable. | Mtrs. | 792 | 17 | Approved
Primarc Chambers | BLOCK | Electrical | External Electrical | WO/PCH/PC01/25 | DIAMOND PROJECTS | 2 Core 16.0 Sqmm Al Armoured Cable. | 2 Core 16.0 Sqmm Al Armoured Cable. | Mtrs. | 4269.2 | 17 | Approved
Primarc Chambers | BLOCK | Electrical | External Electrical | WO/PCH/PC01/25 | DIAMOND PROJECTS | 4 Core 16.0 Sqmm AL Armoured Cable | 4 Core 16.0 Sqmm AL Armoured Cable | Mtrs. | 853 | 19 | Approved
Primarc Chambers | BLOCK | Electrical | External Electrical | WO/PCH/PC01/25 | DIAMOND PROJECTS | 3.5 Core 25.0 Sqmm Aluminium Armoured Cable | 3.5 Core 25.0 Sqmm Aluminium Armoured Cable | Mtrs. | 0 | 21 | Approved
Primarc Chambers | BLOCK | Electrical | External Electrical | WO/PCH/PC01/25 | DIAMOND PROJECTS | 3.5 Core 95.0 Sqmm Aluminium Armoured A2XFY cable | 3.5 Core 95.0 Sqmm Aluminium Armoured A2XFY cable | Mtrs. | 165 | 44 | Approved
Primarc Chambers | BLOCK | Electrical | External Electrical | WO/PCH/PC01/25 | DIAMOND PROJECTS | 2 Core 10.0 Sqmm AL Armoured Cable. | 2 Core 10.0 Sqmm AL Armoured Cable. | Nos. | 144 | 120 | Approved
Primarc Chambers | BLOCK | Electrical | External Electrical | WO/PCH/PC01/25 | DIAMOND PROJECTS | 4 Core 10.0 Sqmm AL Armoured Cable. | 4 Core 10.0 Sqmm AL Armoured Cable. | Nos. | 34 | 130 | Approved
Primarc Chambers | BLOCK | Electrical | External Electrical | WO/PCH/PC01/25 | DIAMOND PROJECTS | 2 Core 16.0 Sqmm AL Armoured Cable. | 2 Core 16.0 Sqmm AL Armoured Cable. | Nos. | 72 | 130 | Approved
Primarc Chambers | BLOCK | Electrical | External Electrical | WO/PCH/PC01/25 | DIAMOND PROJECTS | 4 Core 16.0 Sqmm AL Armoured Cable | 4 Core 16.0 Sqmm AL Armoured Cable | Nos. | 22 | 150 | Approved
Primarc Chambers | BLOCK | Electrical | External Electrical | WO/PCH/PC01/25 | DIAMOND PROJECTS | 3.5 Core 25.0 Sqmm Aluminium Armoured Cable | 3.5 Core 25.0 Sqmm Aluminium Armoured Cable | Nos. | 0 | 210 | Approved
Primarc Chambers | BLOCK | Electrical | External Electrical | WO/PCH/PC01/25 | DIAMOND PROJECTS | 3.5 Core 95.0 Sqmm Aluminium Armoured A2XFY cable | 3.5 Core 95.0 Sqmm Aluminium Armoured A2XFY cable | Nos. | 0 | 580 | Approved
Primarc Chambers | BLOCK | Electrical | External Electrical | WO/PCH/PC01/25 | DIAMOND PROJECTS | 50 X 6 MM GI strip | 50 X 6 MM GI strip | Mtrs. | 713.5 | 250 | Approved
Primarc Chambers | BLOCK | Electrical | External Electrical | WO/PCH/PC01/25 | DIAMOND PROJECTS | 40 X 6 MM GI strip | 40 X 6 MM GI strip | Mtrs. | 820 | 235 | Approved
Primarc Chambers | BLOCK | Electrical | External Electrical | WO/PCH/PC01/25 | DIAMOND PROJECTS | 25 X 6 MM GI strip | 25 X 6 MM GI strip | Mtrs. | 1250 | 142 | Approved
Primarc Chambers | BLOCK | Electrical | External Electrical | WO/PCH/PC01/25 | DIAMOND PROJECTS | 8 SWG GI wire | 8 SWG GI wire | Mtrs. | 2661 | 21 | Approved
Primarc Chambers | BLOCK | Electrical | External Electrical | WO/PCH/PC01/25 | DIAMOND PROJECTS | 2000 MM wide Hot dep Galvanised Ladder type cable tray with support of cable tray 40 x40 x 6 mm MS Angle. | 2000 MM wide Hot dep Galvanised Ladder type cable tray with support of cable tray 40 x40 x 6 mm MS Angle. | Mtrs. | 0 | 1000 | Approved
Primarc Chambers | BLOCK | Electrical | External Electrical | WO/PCH/PC01/25 | DIAMOND PROJECTS | 1500 MM wide Hot dep Galvanised Ladder type cable tray with support of cable tray 40 x40 x 6 mm MS Angle. | 1500 MM wide Hot dep Galvanised Ladder type cable tray with support of cable tray 40 x40 x 6 mm MS Angle. | Mtrs. | 36.503 | 880 | Approved
Primarc Chambers | BLOCK | Electrical | External Electrical | WO/PCH/PC01/25 | DIAMOND PROJECTS | 1000 MM wide Hot dep Galvanised Ladder type cable tray with support of cable tray 40 x40 x 6 mm MS Angle. | 1000 MM wide Hot dep Galvanised Ladder type cable tray with support of cable tray 40 x40 x 6 mm MS Angle. | Mtrs. | 102.7 | 675 | Approved
Primarc Chambers | BLOCK | Electrical | External Electrical | WO/PCH/PC01/25 | DIAMOND PROJECTS | 600 MM wide Hot dep Galvanised Ladder type cable tray with support of cable tray 40 x40 x 6 mm MS Angle. | 600 MM wide Hot dep Galvanised Ladder type cable tray with support of cable tray 40 x40 x 6 mm MS Angle. | Mtrs. | 5 | 460 | Approved
Primarc Chambers | BLOCK | Electrical | External Electrical | WO/PCH/PC01/25 | DIAMOND PROJECTS | 300 MM wide Hot dep Galvanised Ladder type cable tray with support of cable tray 40 x40 x 6 mm MS Angle. | 300 MM wide Hot dep Galvanised Ladder type cable tray with support of cable tray 40 x40 x 6 mm MS Angle. | Mtrs. | 0 | 330 | Approved
Primarc Chambers | BLOCK | Electrical | External Electrical | WO/PCH/PC01/25 | DIAMOND PROJECTS | 600 MM wide Hot dep Galvanised perforated type cable tray with 10 mm dia full thread Rod . | 600 MM wide Hot dep Galvanised perforated type cable tray with 10 mm dia full thread Rod . | Mtrs. | 32 | 250 | Approved
Primarc Chambers | BLOCK | Electrical | External Electrical | WO/PCH/PC01/25 | DIAMOND PROJECTS | 500 MM wide Hot dep Galvanised perforated type cable tray with 10 mm dia full thread Rod . | 500 MM wide Hot dep Galvanised perforated type cable tray with 10 mm dia full thread Rod . | Mtrs. | 0 | 230 | Approved
Primarc Chambers | BLOCK | Electrical | External Electrical | WO/PCH/PC01/25 | DIAMOND PROJECTS | 450 MM wide Hot dep Galvanised perforated type cable tray with 10 mm dia full thread Rod . | 450 MM wide Hot dep Galvanised perforated type cable tray with 10 mm dia full thread Rod . | Mtrs. | 21.85 | 210 | Approved
Primarc Chambers | BLOCK | Electrical | External Electrical | WO/PCH/PC01/25 | DIAMOND PROJECTS | 300 MM wide Hot dep Galvanised perforated type cable tray with 10 mm dia full thread Rod . | 300 MM wide Hot dep Galvanised perforated type cable tray with 10 mm dia full thread Rod . | Mtrs. | 40.5 | 200 | Approved
Primarc Chambers | BLOCK | Electrical | External Electrical | WO/PCH/PC01/25 | DIAMOND PROJECTS | 200 MM wide Hot dep Galvanised perforated type cable tray with 10 mm dia full thread Rod . | 200 MM wide Hot dep Galvanised perforated type cable tray with 10 mm dia full thread Rod . | Mtrs. | 603.67 | 185 | Approved
Primarc Chambers | BLOCK | Electrical | External Electrical | WO/PCH/PC01/25 | DIAMOND PROJECTS | 150 MM wide Hot dep Galvanised perforated type cable tray with 10 mm dia full thread Rod . | 150 MM wide Hot dep Galvanised perforated type cable tray with 10 mm dia full thread Rod . | Mtrs. | 149.1 | 160 | Approved
Primarc Chambers | BLOCK | Electrical | External Electrical | WO/PCH/PC01/25 | DIAMOND PROJECTS | 100 MM wide Hot dep Galvanised perforated type cable tray with 10 mm dia full thread Rod . | 100 MM wide Hot dep Galvanised perforated type cable tray with 10 mm dia full thread Rod . | Mtrs. | 573.9 | 140 | Approved
Primarc Chambers | BLOCK | Electrical | External Electrical | WO/PCH/PC01/25 | DIAMOND PROJECTS | 50 MM wide Hot dep Galvanised perforated type cable tray with 10 mm dia full thread Rod . | 50 MM wide Hot dep Galvanised perforated type cable tray with 10 mm dia full thread Rod . | Mtrs. | 184.4 | 130 | Approved
The Soul, Rajarhat | BASEMENT WITH PODIUM | Civil | Basement with Podium | WO/HR01/BP01/18 | NEW L. N. CONSTRUCTION | Rebar grouting | Rebar grouting (12mm & 16mm) |  | 0 | 0 | Approved
The Soul, Rajarhat | BASEMENT WITH PODIUM | Civil | Basement with Podium | WO/HR01/BP01/18 | NEW L. N. CONSTRUCTION | 12mm Dia | Rebar Grouting (12 mm Dia) All charges for fixing reinforcement bars including drilling & chemical injection in the concrete surface at all level as per the manufacturer's specification either Fischer or Hilti product. At least 10% of the reinforcement shall be tested by Pull Out test as per the instruction of Structural Consultant. The rate shall be inclusive of all labour, material, scaffolding, gangway etc. involved for rebar grouting - Rebar Grouting (12 mm Dia) Chemical: Fischer _FISV 360S/ Equivalent | Nos | 209 | 100 | Approved
The Soul, Rajarhat | BASEMENT WITH PODIUM | Civil | Basement with Podium | WO/HR01/BP01/18 | NEW L. N. CONSTRUCTION | 16mm Dia | Rebar Grouting (16 mm Dia) All charges for fixing reinforcement bars including drilling & chemical injection in the concrete surface at all level as per the manufacturer's specification either Fischer or Hilti product. At least 10% of the reinforcement shall be tested by Pull Out test as per the instruction of Structural Consultant. The rate shall be inclusive of all labour, material, scaffolding, gangway etc. involved for rebar grouting - Rebar Grouting (16mm Dia) Chemical: Fischer _FISV 360S/ Equivalent | Nos | 150 | 150 | Approved
The Soul, Rajarhat | COMMON INFRASTRUCTURE | Borewell Installation |  |  |  | 5 HP Submersible Withdrawing & Installation | 5 HP Submersible Withdrawing & Installation as Per BOQ and direction of EIC. |  |  |  | Approved
The Soul, Rajarhat | COMMON INFRASTRUCTURE | Borewell Installation |  |  |  | Withdrawal 5HP Pump | Withdrawal 5HP Submersible Pump as per direction of EIC. | Lump Sum |  |  | Approved
The Soul, Rajarhat | COMMON INFRASTRUCTURE | Borewell Installation |  |  |  | Installation of 5HP Pump | Installation 5HP Submersible Pump as per direction of EIC. | Lump Sum |  |  | Approved
The Soul, Rajarhat | COMMON INFRASTRUCTURE | Borewell Installation |  |  |  | Transportation | Transportation charges | Lump Sum |  |  | Approved
The Soul, Rajarhat | BLOCK | Borewell Installation |  | WO/HR01/BOK01/178 | D.S.P Pumps | 5 HP Submersible Withdrawing & Installation | 5 HP Submersible Withdrawing & Installation as Per BOQ and direction of EIC. |  | 0 | 0 | Approved
The Soul, Rajarhat | BLOCK | Borewell Installation |  | WO/HR01/BOK01/178 | D.S.P Pumps | Withdrawal 5HP Pump | Withdrawal 5HP Submersible Pump as per direction of EIC. | Lump Sum | 1 | 1900 | Approved
The Soul, Rajarhat | BLOCK | Borewell Installation |  | WO/HR01/BOK01/178 | D.S.P Pumps | Withdrawal 5HP Pump | Installation 5HP Submersible Pump as per direction of EIC. | Lump Sum | 1 | 1900 | Approved
The Soul, Rajarhat | BLOCK | Borewell Installation |  | WO/HR01/BOK01/178 | D.S.P Pumps | Withdrawal 5HP Pump | Transportation charges | Lump Sum | 1 | 500 | Approved
Primarc Chambers | BLOCK | Fire Fighting |  | WO/PCH/PC01/26 | Balajee Fire | PUMP Room | PUMP Room |  | 0 | 0 | Approved
Primarc Chambers | BLOCK | Fire Fighting |  | WO/PCH/PC01/26 | Balajee Fire | PUMP SUCTION AND DELIVERY PIPING (M.S. PIPE)-ABOVE GROUND PIPING | Installation, testing, commission of PUMP SUCTION AND DELIVERY PIPING (M.S. PIPE)-ABOVE GROUND PIPING as per Specification/drawing & direction of Engineer-in-charge (Client would supply pipe only.) |  | 0 | 0 | Approved
Primarc Chambers | BLOCK | Fire Fighting |  | WO/PCH/PC01/26 | Balajee Fire | VALVE AND SPECIALITIES (INSIDE FIRE WATER PUMP HOUSE) | Installation, testing & commissioning of VALVE AND SPECIALITIES (INSIDE FIRE WATER PUMP HOUSE) as per Specification/drawing & direction of Engineer-in-charge. |  | 0 | 0 | Approved
Primarc Chambers | BLOCK | Fire Fighting |  | WO/PCH/PC01/26 | Balajee Fire | 25 mm NB Ball valve for pressure gauge and pressure switch | Supply, Installation, testing & commissioning of 25 mm NB Ball valve for pressure gauge and pressure switch as per Specification/drawing & direction of Engineer-in-charge. | Nos. | 0 | 1425 | Approved
Primarc Chambers | BLOCK | Fire Fighting |  | WO/PCH/PC01/26 | Balajee Fire | VALVE AND SPECIALITIES (INSIDE FIRE WATER PUMP HOUSE) | Installation, testing & commissioning of VALVE AND SPECIALITIES (INSIDE FIRE WATER PUMP HOUSE) as per Specification/drawing & direction of Engineer-in-charge. |  | 0 | 0 | Approved
Primarc Chambers | BLOCK | Fire Fighting |  | WO/PCH/PC01/26 | Balajee Fire | Inflow contol valve (ICV)150 mm ACCESSORIES | Installation, testing, commission of Inflow contol valve (ICV)150 mm ACCESSORIES as per specification/drawing and direction of Engineer-in-charge. a) ICV with gong Bell. | Nos. | 1 | 4346.25 | Approved
Primarc Chambers | BLOCK | Fire Fighting |  | WO/PCH/PC01/26 | Balajee Fire | VALVE AND SPECIALITIES (INSIDE FIRE WATER PUMP HOUSE) | Installation, testing & commissioning of VALVE AND SPECIALITIES (INSIDE FIRE WATER PUMP HOUSE) as per Specification/drawing & direction of Engineer-in-charge. |  | 0 | 0 | Approved
Primarc Chambers | BLOCK | Fire Fighting |  | WO/PCH/PC01/26 | Balajee Fire | ELECTRICAL PANELS & CABLING | ELECTRICAL PANELS & CABLING |  | 0 | 0 | Approved
Primarc Chambers | BLOCK | Fire Fighting |  | WO/PCH/PC01/26 | Balajee Fire | HYDRANT SYSTEM (OUTSIDE PUMP HOUSE) | HYDRANT SYSTEM (OUTSIDE PUMP HOUSE) |  | 0 | 0 | Amended & Approved
Primarc Chambers | BLOCK | Fire Fighting |  | WO/PCH/PC01/26 | Balajee Fire | PORTABLE FIRE EXTINGUISHERS | PORTABLE FIRE EXTINGUISHERS |  | 0 | 0 | Amended & Approved
Primarc Chambers | BLOCK | Fire Fighting |  | WO/PCH/PC01/26 | Balajee Fire | Electric Motor driven Vertical Fire pump | Installation, testing, commission of Electric Motor driven Vertical Fire pump of capacity 2850 LPM at 108.5 MWC (Motor shall be provided with space heater) as per Specification/drawing & direction of Engineer-in-charge. (Client would supply pump only.) | Nos. | 3 | 28500 | Approved
Primarc Chambers | BLOCK | Fire Fighting |  | WO/PCH/PC01/26 | Balajee Fire | Electric Motor driven Vertical Centrifugal Jockey pump | Installation, testing, commission of Electric Motor driven Vertical Centrifugal Jockey pump of Cap. 180 LPM at 108.5 MWC as per Specification/drawing & direction of Engineer-in-charge. (Client would supply pump only.) | Nos. | 2 | 19000 | Approved
Primarc Chambers | BLOCK | Fire Fighting |  | WO/PCH/PC01/26 | Balajee Fire | 300 mm NB (8 mm Thk.) | 300 mm NB (8 mm Thk.) | Mtrs. | 6 | 1282.5 | Approved
Primarc Chambers | BLOCK | Fire Fighting |  | WO/PCH/PC01/26 | Balajee Fire | 200 mm NB (6.35 mm Thk.) | 200 mm NB (6.35 mm Thk.) | Mtrs. | 8.17 | 1007 | Approved
Primarc Chambers | BLOCK | Fire Fighting |  | WO/PCH/PC01/26 | Balajee Fire | 150 mm NB (Heavy grade) | 150 mm NB (Heavy grade) | Mtrs. | 92 | 869.25 | Approved
Primarc Chambers | BLOCK | Fire Fighting |  | WO/PCH/PC01/26 | Balajee Fire | 80 mm NB (Heavy grade) | 80 mm NB (Heavy grade) | Mtrs. | 12.6 | 451.25 | Approved
Primarc Chambers | BLOCK | Fire Fighting |  | WO/PCH/PC01/26 | Balajee Fire | 50 mm NB (Heavy grade) ( Jocky Pump discharge) | 50 mm NB (Heavy grade) ( Jocky Pump discharge) | Mtrs. | 0 | 356.25 | Approved
Primarc Chambers | BLOCK | Fire Fighting |  | WO/PCH/PC01/26 | Balajee Fire | 25 mm NB (Heavy grade) ( Pump gland water drain line) | 25 mm NB (Heavy grade) ( Pump gland water drain line) | Mtrs. | 0 | 190 | Approved
Primarc Chambers | BLOCK | Fire Fighting |  | WO/PCH/PC01/26 | Balajee Fire | CAST IRON GATE VALVE (PN 1.6) 200 mm NB (SUCTION) | CAST IRON GATE VALVE (PN 1.6) 200 mm NB (SUCTION) | Nos. | 6 | 2565 | Approved
Primarc Chambers | BLOCK | Fire Fighting |  | WO/PCH/PC01/26 | Balajee Fire | CAST IRON GATE VALVE (PN 1.6) 150 mm NB (DELIVERY) | CAST IRON GATE VALVE (PN 1.6) 150 mm NB (DELIVERY) | Nos. | 7 | 2185 | Approved
Primarc Chambers | BLOCK | Fire Fighting |  | WO/PCH/PC01/26 | Balajee Fire | CAST IRON GATE VALVE (PN 1.6) 80 mm NB (SUCTION) | CAST IRON GATE VALVE (PN 1.6) 80 mm NB (SUCTION) | Nos. | 2 | 1757.5 | Approved
Primarc Chambers | BLOCK | Fire Fighting |  | WO/PCH/PC01/26 | Balajee Fire | CAST IRON GATE VALVE (PN 1.6) 50 mm NB (DELIVERY) | CAST IRON GATE VALVE (PN 1.6) 50 mm NB (DELIVERY) | Nos. | 2 | 869.25 | Approved
Primarc Chambers | BLOCK | Fire Fighting |  | WO/PCH/PC01/26 | Balajee Fire | CAST IRON NON-RETURN VALVE (PN 1.6) 200 mm NB | CAST IRON NON-RETURN VALVE (PN 1.6) 200 mm NB | Nos. | 1 | 2565 | Approved
Primarc Chambers | BLOCK | Fire Fighting |  | WO/PCH/PC01/26 | Balajee Fire | CAST IRON NON-RETURN VALVE (PN 1.6) 150 mm NB | CAST IRON NON-RETURN VALVE (PN 1.6) 150 mm NB | Nos. | 4 | 2185 | Approved
Primarc Chambers | BLOCK | Fire Fighting |  | WO/PCH/PC01/26 | Balajee Fire | CAST IRON NON-RETURN VALVE (PN 1.6) 50 mm NB | CAST IRON NON-RETURN VALVE (PN 1.6) 50 mm NB | Nos. | 2 | 869.25 | Approved
Primarc Chambers | BLOCK | Fire Fighting |  | WO/PCH/PC01/26 | Balajee Fire | CAST IRON GATE VALVE (PN 1.6) 80 mm NB for pump test recirculation | CAST IRON GATE VALVE (PN 1.6) 80 mm NB for pump test recirculation | Nos. | 2 | 1757.5 | Approved
Primarc Chambers | BLOCK | Fire Fighting |  | WO/PCH/PC01/26 | Balajee Fire | SUCTION STRAINER 200 mm NB | SUCTION STRAINER 200 mm NB | Nos. | 2 | 3040 | Approved
Primarc Chambers | BLOCK | Fire Fighting |  | WO/PCH/PC01/26 | Balajee Fire | 4 Way Fire brigade inlet connection for reservoir with piping | 4 Way Fire brigade inlet connection for reservoir with piping | Nos. | 1 | 1757.5 | Approved
Primarc Chambers | BLOCK | Fire Fighting |  | WO/PCH/PC01/26 | Balajee Fire | CAST IRON GATE VALVE (PN 1.6) FOR F.B CONNECTION 150 mm | CAST IRON GATE VALVE (PN 1.6) FOR F.B CONNECTION 150 mm | Nos. | 1 | 2185 | Approved
Primarc Chambers | BLOCK | Fire Fighting |  | WO/PCH/PC01/26 | Balajee Fire | SS body Glycerin base Pressure Gauge (100/150mm) | Supply, Installation, testing, Commissioning of SS body Glycerin base Pressure Gauge (100/150mm) with half coupling, nipple, root valve(ball type), adapter, vibration dampener as per Sketch enclosed & direction of Engineer-in-charge. | Nos. | 8 | 3515 | Approved
Primarc Chambers | BLOCK | Fire Fighting |  | WO/PCH/PC01/26 | Balajee Fire | Denfose make Pressure Switch | Supply, Installation, testing, Commissioning of Denfose make Pressure Switch with half coupling, nipple, root valve(ball type), adapter, 3- way gauge cock, vibration dampener as per Sketch enclosed & direction of Engineer-in-charge. | Nos. | 7 | 5225 | Approved
Primarc Chambers | BLOCK | Fire Fighting |  | WO/PCH/PC01/26 | Balajee Fire | Supply of Composite control cum annunciation panel for MCC Elec. Motor driven Fire Pump & Jockey Pump | Supply of Composite control cum annunciation panel for MCC Elec. Motor driven Fire Pump & Jockey Pump For (Cable sizes are indicative only actual size to be selected by bidder based on Motor rating.) (Rating of MCCB, Contractor & All Other components etc | Nos. | 1 | 427500 | Approved
Primarc Chambers | BLOCK | Fire Fighting |  | WO/PCH/PC01/26 | Balajee Fire | Composite control cum annunciation panel for MCC Elec. Motor driven Fire Pump & Jockey Pump | Installation, testing & commissioning of Composite control cum annunciation panel for MCC Elec. Motor driven Fire Pump & Jockey Pump For Item No. Above (Cable sizes are indicative only actual size to be selected by bidder based on Motor rating.) (Rating | Nos. | 1 | 19000 | Approved
Primarc Chambers | BLOCK | Fire Fighting |  | WO/PCH/PC01/26 | Balajee Fire | Power cable and cable tray- ( 3 CORE x 95 mm2 ALPVC / Cu) | Installation, testing & commissioning of Power cable and cable tray- ( 3 CORE x 95 mm2 ALPVC / Cu) as per Specification/drawing & direction of Engineer-in-charge. | Mtrs. | 68 | 285 | Approved
Primarc Chambers | BLOCK | Fire Fighting |  | WO/PCH/PC01/26 | Balajee Fire | Power cable and cable tray- (3C x 16 mm2 ALPVC / Cu) | Installation, testing & commissioning of Power cable and cable tray- (3C x 16 mm2 ALPVC / Cu) as per Specification/drawing & direction of Engineer-in-charge. | Mtrs. | 27 | 237.5 | Approved
Primarc Chambers | BLOCK | Fire Fighting |  | WO/PCH/PC01/26 | Balajee Fire | (3C x 2.5 mm2 CU PVC) (For Motor Space Heater) | Supply, Installation, testing & commissioning of (3C x 2.5 mm2 CU PVC) (For Motor Space Heater) as per Specification/drawing & direction of Engineer-in-charge. | Mtrs. | 36 | 308.75 | Approved
Primarc Chambers | BLOCK | Fire Fighting |  | WO/PCH/PC01/26 | Balajee Fire | ELECTRICAL PANELS & CABLING of Control cable and cable tray with all accessories a) (2C x 1.5 Sq.mm CU PVC) | Supply, Installation, testing & commissioning of ELECTRICAL PANELS & CABLING of Control cable and cable tray with all accessories a) (2C x 1.5 Sq.mm CU PVC) all complete as per Specification/drawing & direction of Engineer-in-charge. | Mtrs. | 52 | 142.5 | Approved
Primarc Chambers | BLOCK | Fire Fighting |  | WO/PCH/PC01/26 | Balajee Fire | ELECTRICAL PANELS & CABLING for Earthing | Supply, Installation, testing & commissioning of ELECTRICAL PANELS & CABLING for Earthing all complete as per I.E.Rules including earth strips/connection all complete to main bus and testing etc. as per Specification/drawing &amp; direction of Engineer | Lot | 1 | 19950 | Approved
Primarc Chambers | BLOCK | Fire Fighting |  | WO/PCH/PC01/26 | Balajee Fire | 150 mm NB (Medium Grade) (Client would supply pipes only.) | Installation, testing, commission of PIPING (ABOVE GROUND PIPING) as per specification/drawing and direction of Engineer-in-charge. a)150 mm NB (Medium Grade) (Client would supply pipes only.) | Mtrs. | 198 | 869.25 | Approved
Primarc Chambers | BLOCK | Fire Fighting |  | WO/PCH/PC01/26 | Balajee Fire | a)100 mm NB (Medium Grade) INTERNAL RISER (Client would supply pipes only.) | Installation, testing, commission of PIPING (ABOVE GROUND PIPING) as per specification/drawing and direction of Engineer-in-charge. a)100 mm NB (Medium Grade) INTERNAL RISER (Client would supply pipes only.) | Mtrs. | 0 | 655.5 | Approved
Primarc Chambers | BLOCK | Fire Fighting |  | WO/PCH/PC01/26 | Balajee Fire | a)80 mm NB (Medium Grade) (Client would supply pipes only.) | Installation, testing, commission of PIPING (ABOVE GROUND PIPING) as per specification/drawing and direction of Engineer-in-charge. a)80 mm NB (Medium Grade) (Client would supply pipes only.) | Mtrs. | 11.55 | 451.25 | Approved
Primarc Chambers | BLOCK | Fire Fighting |  | WO/PCH/PC01/26 | Balajee Fire | a)25 mm NB (Heavy grade) for Hose reel & Air release Valve. (Client would supply pipes only.) | Installation, testing, commission of PIPING (ABOVE GROUND PIPING) as per specification/drawing and direction of Engineer-in-charge. a)25 mm NB (Heavy grade) for Hose reel & Air release Valve. (Client would supply pipes only.) | Mtrs. | 0 | 190 | Approved
Primarc Chambers | BLOCK | Fire Fighting |  | WO/PCH/PC01/26 | Balajee Fire | a)150 mm NB (Heavy grade) External including earth cutting (Client would supply pipes only.) | Installation, testing, commission of MS PIPING including all accessories (UNDER GROUND PIPING) as per specification/drawing and direction of Engineer-in-charge. a)150 mm NB (Heavy grade) External including earth cutting (Client would supply pipes only.) | Mtrs. | 171.3 | 1425 | Approved
Primarc Chambers | BLOCK | Fire Fighting |  | WO/PCH/PC01/26 | Balajee Fire | a)80 mm NB (Heavy grade) including earth cutting (Client would supply pipes only.) | Installation, testing, commission of PIPING (UNDER GROUND PIPING) as per specification/drawing and direction of Engineer-in-charge. a)80 mm NB (Heavy grade) including earth cutting (Client would supply pipes only.) | Mtrs. | 35.2 | 869.25 | Approved
Primarc Chambers | BLOCK | Fire Fighting |  | WO/PCH/PC01/26 | Balajee Fire | a) CAST IRON GATE VALVE (PN 1.6) 150 mm NB(INTERNAL & EXTERNAL HYD. LINE) | Installation, testing, commission of VALVE AND SPECIALITIES as per specification/drawing and direction of Engineer-in-charge. a) CAST IRON GATE VALVE (PN 1.6) 150 mm NB(INTERNAL & EXTERNAL HYD. LINE) | Nos. | 3 | 2185 | Approved
Primarc Chambers | BLOCK | Fire Fighting |  | WO/PCH/PC01/26 | Balajee Fire | a) CAST IRON NON RETURN VALVE (Duel plate Wafer Type) (PN 1.6)-150 mm NB | Installation, testing, commission of VALVE AND SPECIALITIES as per specification/drawing and direction of Engineer-in-charge. a) CAST IRON NON RETURN VALVE (Duel plate Wafer Type) (PN 1.6)-150 mm NB | Nos. | 1 | 2185 | Approved
Primarc Chambers | BLOCK | Fire Fighting |  | WO/PCH/PC01/26 | Balajee Fire | a) CAST IRON BUTTERFLY VALVE (PN 1.6) (At terrace) -100 mm NB | Installation, testing, commission of VALVE AND SPECIALITIES as per specification/drawing and direction of Engineer-in-charge. a) CAST IRON BUTTERFLY VALVE (PN 1.6) (At terrace) -100 mm NB | Nos. | 3 | 1757.5 | Approved
Primarc Chambers | BLOCK | Fire Fighting |  | WO/PCH/PC01/26 | Balajee Fire | a) CAST IRON NON RETURN VALVE (Duel plate Wafer Type) (PN 1.6)(At terrace) - 100 mm NB | Installation, testing, commission of VALVE AND SPECIALITIES as per specification/drawing and direction of Engineer-in-charge. a) CAST IRON NON RETURN VALVE (Duel plate Wafer Type) (PN 1.6)(At terrace) - 100 mm NB | Nos. | 1 | 1995 | Approved
Primarc Chambers | BLOCK | Fire Fighting |  | WO/PCH/PC01/26 | Balajee Fire | a) Hydrant Valve with stand pipe and bend for outdoor hydrants (Single headed) | Installation, testing, commission of HYDRANT SYS. ACCESSORIES as per specification/drawing and direction of Engineer-in-charge. a) Hydrant Valve with stand pipe and bend for outdoor hydrants (Single headed) | Nos. | 9 | 1615 | Approved
Primarc Chambers | BLOCK | Fire Fighting |  | WO/PCH/PC01/26 | Balajee Fire | a) Landing valve for indoor hydrants | Installation, testing, commission of HYDRANT SYS. ACCESSORIES as per specification/drawing and direction of Engineer-in-charge. a) Landing valve for indoor hydrants | Nos. | 34 | 1615 | Approved
Primarc Chambers | BLOCK | Fire Fighting |  | WO/PCH/PC01/26 | Balajee Fire | a) 15 M long Hose with couplings | Installation, testing, commission of HYDRANT SYS. ACCESSORIES as per specification/drawing and direction of Engineer-in-charge. a) 15 M long Hose with couplings | Nos. | 86 | 142.5 | Approved
Primarc Chambers | BLOCK | Fire Fighting |  | WO/PCH/PC01/26 | Balajee Fire | a) Jet Nozzle with branch pipe | Installation, testing, commission of HYDRANT SYS. ACCESSORIES as per specification/drawing and direction of Engineer-in-charge. a) Jet Nozzle with branch pipe | Nos. | 43 | 142.5 | Approved
Primarc Chambers | BLOCK | Fire Fighting |  | WO/PCH/PC01/26 | Balajee Fire | a) Hose cabinet with support and foundation for outdoor hydrants. | Installation, testing, commission of HYDRANT SYS. ACCESSORIES as per specification/drawing and direction of Engineer-in-charge. a) Hose cabinet with support and foundation for outdoor hydrants. | Nos. | 9 | 142.5 | Approved
Primarc Chambers | BLOCK | Fire Fighting |  | WO/PCH/PC01/26 | Balajee Fire | a) Hose cabinet with support for indoor hydrants. | Installation, testing, commission of HYDRANT SYS. ACCESSORIES as per specification/drawing and direction of Engineer-in-charge. a) Hose cabinet with support for indoor hydrants. | Nos. | 34 | 142.5 | Approved
Primarc Chambers | BLOCK | Fire Fighting |  | WO/PCH/PC01/26 | Balajee Fire | a) Swinging Hose reel drum & S.S. bend pipe with 20 mm dia 30M long rubber hose including shut of nozzle. | Installation, testing, commission of HYDRANT SYS. ACCESSORIES as per specification/drawing and direction of Engineer-in-charge. a) Swinging Hose reel drum & S.S. bend pipe with 20 mm dia 30M long rubber hose including shut of nozzle. | Nos. | 34 | 475 | Approved
Primarc Chambers | BLOCK | Fire Fighting |  | WO/PCH/PC01/26 | Balajee Fire | a) 80 mm NB on upstream of hydrant valves (As required) | Supply, Installation, testing, commission of ORIFICE PLATE (SS 304) (6 mm thk.) as per specification/drawing and direction of Engineer-in-charge. a) 80 mm NB on upstream of hydrant valves (As required) | Lot | 0 | 9500 | Approved
Primarc Chambers | BLOCK | Fire Fighting |  | WO/PCH/PC01/26 | Balajee Fire | 25 NB Ball Valve for swing Hose reel | Supply, Installation, testing, commission of 25 NB Ball Valve for swing Hose reel as per specification/drawing and direction of Engineer-in-charge. | Nos. | 34 | 1425 | Approved
Primarc Chambers | BLOCK | Fire Fighting |  | WO/PCH/PC01/26 | Balajee Fire | a) 25mm NB with one no. root valve & Vent valve (Ball type) on top of each risers for Hydrant system (Refer scetch Enclosed) | Supply, Installation, testing, commission of AIR RELEASE VALVE as per specification/drawing and direction of Engineer-in-charge. a) 25mm NB with one no. root valve & Vent valve (Ball type) on top of each risers for Hydrant system (Refer scetch Enclosed) | Nos. | 2 | 5035 | Approved
Primarc Chambers | BLOCK | Fire Fighting |  | WO/PCH/PC01/26 | Balajee Fire | a) Pressure Gauge with half Coupling, nipple, root valve (Globe type), adapter, vibration damper as per sketch enclosed. | Supply, Installation, testing, commission of AIR RELEASE VALV a) Pressure Gauge with half Coupling, nipple, root valve (Globe type), adapter, vibration damper as per sketch enclosed. | Nos. | 2 | 5035 | Approved
Primarc Chambers | BLOCK | Fire Fighting |  | WO/PCH/PC01/26 | Balajee Fire | SS body Glycerin base Pressure Gauge (100/150mm) | Supply, Installation, testing, Commissioning of SS body Glycerin base Pressure Gauge (100/150mm) with half coupling, nipple, root valve(ball type), adapter, vibration dampener as per Sketch enclosed & direction of Engineer-in-charge. | Nos. | 17 | 3515 | Approved
Primarc Chambers | BLOCK | Fire Fighting |  | WO/PCH/PC01/26 | Balajee Fire | HUME PIPE BELOW ROADS | Installation, testing, commission of HUME PIPE BELOW ROADS as per specification/drawing and direction of Engineer-in-charge. a) 300 mm Dia (NP3) IS:458 including earth cutting | Mtrs. | 0 | 1425 | Approved
Primarc Chambers | BLOCK | Fire Fighting |  | WO/PCH/PC01/26 | Balajee Fire | 4 Way Fire brigade inlet connection | 4 Way Fire brigade inlet connection for HYDRANT RISER with piping | Nos. | 1 | 1757.5 | Approved
Primarc Chambers | BLOCK | Fire Fighting |  | WO/PCH/PC01/26 | Balajee Fire | MISCELLANEOUS ITEMS , Fire notice & Instruction Board in all floor | Supply, Installation, testing, commission of MISCELLANEOUS ITEMS as per specification/drawing and direction of Engineer-in-charge. Fire notice & Instruction Board in all floor of each tower as required by WBFES / NBC. | Lot | 0 | 19000 | Approved
Primarc Chambers | BLOCK | Fire Fighting |  | WO/PCH/PC01/26 | Balajee Fire | MISCELLANEOUS ITEMS, a) Exit sign, Floor indication board, Evacuation sign of suitable size near each stairs | Supply, Installation, testing, commission of MISCELLANEOUS ITEMS as per specification/drawing and direction of Engineer-in-charge. a) Exit sign, Floor indication board, Evacuation sign of suitable size near each stairs as required by WBFES / NBC for all t | Lot | 0 | 19000 | Approved
Primarc Chambers | BLOCK | Fire Fighting |  | WO/PCH/PC01/26 | Balajee Fire | MISCELLANEOUS ITEMS, b) Evacuation sign near turning places & as required as per site condition as per NBC/WBFES. C) Floor plan with exit location sign board for each floor as per NBC/WBFES. D) In case of Fire do not use Lift, use Stairs. E) Floor n | Supply, Installation, testing, commission of MISCELLANEOUS ITEMS as per specification/drawing and direction of Engineer-in-charge b) Evacuation sign near turning places & as required as per site condition as per NBC/WBFES. C) Floor plan with exit locatio | Lot | 0 | 28500 | Approved
Primarc Chambers | BLOCK | Fire Fighting |  | WO/PCH/PC01/26 | Balajee Fire | MISCELLANEOUS ITEMS, a) Instruction Board B) Pipe line identification mark / flow mark c) Pump room sinage etc. in Fire Water Pump House | Supply, Installation, testing, commission of MISCELLANEOUS ITEMS as per specification/drawing and direction of Engineer-in-charge. a) Instruction Board B) Pipe line identification mark / flow mark c) Pump room sinage etc. in Fire Water Pump House | Lot | 0 | 14250 | Approved
Primarc Chambers | BLOCK | Fire Fighting |  | WO/PCH/PC01/26 | Balajee Fire | 6 Kg ABC type Fire Extinguishers | Installation, testing, commissioning of PORTABLE FIRE EXTINGUISHERS for (i) 6 Kg ABC type Fire Extinguishers as per specification/drawing and direction of Engineer in charge. | Nos. | 49 | 190 | Approved
Primarc Chambers | BLOCK | Fire Fighting |  | WO/PCH/PC01/26 | Balajee Fire | 4.5 Kg CO2 type Fire Extinguishers | Installation, testing, commissioning of PORTABLE FIRE EXTINGUISHERS for (i) 4.5 Kg CO2 type Fire Extinguishers as per specification/drawing and direction of Engineer in charge. | Nos. | 34 | 190 | Approved
Primarc Chambers | BLOCK | Fire Fighting |  | WO/PCH/PC01/26 | Balajee Fire | 9 Ltrs Mechanical Foam Extinguishers | Installation, testing, commissioning of PORTABLE FIRE EXTINGUISHERS for (i) 9 Ltrs Mechanical Foam Extinguishers as per specification/drawing and direction of Engineer in charge. | Nos. | 17 | 190 | Approved
Primarc Chambers | BLOCK | Fire Fighting |  | WO/PCH/PC01/26 | Balajee Fire | SPRINKLER SYSTEM | SPRINKLER SYSTEM |  | 0 | 0 | Amended & Approved
Primarc Chambers | BLOCK | Fire Fighting |  | WO/PCH/PC01/26 | Balajee Fire | 150 mm NB (Medium Grade) INTERNAL RISER (Client would supply pipes only.) | Installation, testing, commission of PIPING (ABOVE GROUND PIPING) as per specification/drawing and direction of Engineer-in-charge. a)150 mm NB (Medium Grade) INTERNAL RISER (Client would supply pipes only.) | Mtrs. | 90 | 902.5 | Approved
Primarc Chambers | BLOCK | Fire Fighting |  | WO/PCH/PC01/26 | Balajee Fire | 150 mm NB (Medium Grade) | Installation, testing, commission of SPRINKLER SYSTEM for ABOVE GROUND PIPING - as per specification/drawing and direction of Engineer-in-charge. (Pipes be supplied by client only.) a) 150 mm NB (Medium Grade) | Mtrs. | 90 | 902.5 | Approved
Primarc Chambers | BLOCK | Fire Fighting |  | WO/PCH/PC01/26 | Balajee Fire | 100 mm NB (Medium Grade) | Installation, testing, commission of SPRINKLER SYSTEM for ABOVE GROUND PIPING - as per specification/drawing and direction of Engineer-in-charge. (Pipes be supplied by client only.) a) 100 mm NB (Medium Grade) | Mtrs. | 276.5 | 655.5 | Approved
Primarc Chambers | BLOCK | Fire Fighting |  | WO/PCH/PC01/26 | Balajee Fire | 80 mm NB (Medium Grade) | Installation, testing, commission of SPRINKLER SYSTEM for ABOVE GROUND PIPING - as per specification/drawing and direction of Engineer-in-charge. (Pipes be supplied by client only.) a) 80 mm NB (Medium Grade) | Mtrs. | 365.1 | 451.25 | Approved
Primarc Chambers | BLOCK | Fire Fighting |  | WO/PCH/PC01/26 | Balajee Fire | 65 mm NB (Medium Grade) | Installation, testing, commission of SPRINKLER SYSTEM for ABOVE GROUND PIPING - as per specification/drawing and direction of Engineer-in-charge. (Pipes be supplied by client only.) a) 65 mm NB (Medium Grade) | Mtrs. | 452.35 | 384.75 | Approved
Primarc Chambers | BLOCK | Fire Fighting |  | WO/PCH/PC01/26 | Balajee Fire | 50 mm NB (Medium Grade) | Installation, testing, commission of SPRINKLER SYSTEM for ABOVE GROUND PIPING - as per specification/drawing and direction of Engineer-in-charge. (Pipes be supplied by client only.) a) 50 mm NB (Medium Grade) | Mtrs. | 936 | 327.75 | Approved
Primarc Chambers | BLOCK | Fire Fighting |  | WO/PCH/PC01/26 | Balajee Fire | 40 mm NB (Heavy Grade) | Installation, testing, commission of SPRINKLER SYSTEM for ABOVE GROUND PIPING - as per specification/drawing and direction of Engineer-in-charge. (Pipes be supplied by client only.) a) 40 mm NB (Heavy Grade) | Mtrs. | 328.7 | 332.5 | Approved
Primarc Chambers | BLOCK | Fire Fighting |  | WO/PCH/PC01/26 | Balajee Fire | 32 mm NB (Heavy Grade) | Installation, testing, commission of SPRINKLER SYSTEM for ABOVE GROUND PIPING - as per specification/drawing and direction of Engineer-in-charge. (Pipes be supplied by client only.) a) 32 mm NB (Heavy Grade) | Mtrs. | 260.65 | 308.75 | Approved
Primarc Chambers | BLOCK | Fire Fighting |  | WO/PCH/PC01/26 | Balajee Fire | 25 mm NB (Heavy Grade) | Installation, testing, commission of SPRINKLER SYSTEM for ABOVE GROUND PIPING - as per specification/drawing and direction of Engineer-in-charge. (Pipes be supplied by client only.) a) 25 mm NB (Heavy Grade) | Mtrs. | 3608.055 | 190 | Approved
Primarc Chambers | BLOCK | Fire Fighting |  | WO/PCH/PC01/26 | Balajee Fire | CAST IRON NON RETURN VALVE (Duel plate Wafer Type) (PN 1.6) - 150 mm NB | Installation, testing, commission of VALVE AND SPECIALITIES - as per specification/drawing and direction of Engineer-in-charge. a) CAST IRON NON RETURN VALVE (Duel plate Wafer Type) (PN 1.6) - 150 mm NB | Nos. | 16 | 2185 | Approved
Primarc Chambers | BLOCK | Fire Fighting |  | WO/PCH/PC01/26 | Balajee Fire | CAST IRON NON RETURN VALVE (Duel plate Wafer Type) (PN 1.6) - 80 mm NB | Installation, testing, commission of VALVE AND SPECIALITIES - as per specification/drawing and direction of Engineer-in-charge. a) CAST IRON NON RETURN VALVE (Duel plate Wafer Type) (PN 1.6) - 80 mm NB | Nos. | 1 | 1757.5 | Approved
Primarc Chambers | BLOCK | Fire Fighting |  | WO/PCH/PC01/26 | Balajee Fire | CAST IRON BUTTERFLY VALVE (PN 1.6)-150mm NB | Installation, testing, commission of VALVE AND SPECIALITIES - as per specification/drawing and direction of Engineer-in-charge. a) CAST IRON BUTTERFLY VALVE (PN 1.6)-150mm NB | Nos. | 15 | 1995 | Approved
Primarc Chambers | BLOCK | Fire Fighting |  | WO/PCH/PC01/26 | Balajee Fire | CAST IRON BUTTERFLY VALVE (PN 1.6)-80mm NB | Installation, testing, commission of VALVE AND SPECIALITIES - as per specification/drawing and direction of Engineer-in-charge. a) CAST IRON BUTTERFLY VALVE (PN 1.6)-80mm NB | Nos. | 3 | 1615 | Approved
Primarc Chambers | BLOCK | Fire Fighting |  | WO/PCH/PC01/26 | Balajee Fire | S.S. GATE VALVE-50 mm NB (For drain connection at branch) | Supply, Installation, testing, commission of VALVE AND SPECIALITIES - as per specification/drawing and direction of Engineer-in-charge. a) S.S. GATE VALVE-50 mm NB (For drain connection at branch) | Nos. | 16 | 3562.5 | Approved
Primarc Chambers | BLOCK | Fire Fighting |  | WO/PCH/PC01/26 | Balajee Fire | FAST RESPONSE SPRINKLER HEAD K-81, 680C RATING (Fast response)-Pendent type Sprinkler without escutcheon plate | Installation, testing, commission of VALVE AND SPECIALITIES - as per specification/drawing and direction of Engineer-in-charge. a) FAST RESPONSE SPRINKLER HEAD K-81, 680C RATING (Fast response)-Pendent type Sprinkler without escutcheon plate | Nos. | 1833 | 104.5 | Approved
Primarc Chambers | BLOCK | Fire Fighting |  | WO/PCH/PC01/26 | Balajee Fire | FAST RESPONSE SPRINKLER HEAD K-81, 680C RATING (Fast response)-Side wall type Sprinkler | Installation, testing, commission of VALVE AND SPECIALITIES - as per specification/drawing and direction of Engineer-in-charge. a) FAST RESPONSE SPRINKLER HEAD K-81, 680C RATING (Fast response)-Side wall type Sprinkler | Nos. | 157 | 104.5 | Approved
Primarc Chambers | BLOCK | Fire Fighting |  | WO/PCH/PC01/26 | Balajee Fire | FAST RESPONSE SPRINKLER HEAD K-81, 680C RATING (Fast response)-UPRIGHT Sprinkler | Installation, testing, commission of VALVE AND SPECIALITIES - as per specification/drawing and direction of Engineer-in-charge. a) FAST RESPONSE SPRINKLER HEAD K-81, 680C RATING (Fast response)-UPRIGHT Sprinkler | Nos. | 0 | 104.5 | Approved
Primarc Chambers | BLOCK | Fire Fighting |  | WO/PCH/PC01/26 | Balajee Fire | Flow switch with all accessories -150 mm NB | Installation, testing, commission of VALVE AND SPECIALITIES - as per specification/drawing and direction of Engineer-in-charge. a) Flow switch with all accessories -150 mm NB | Nos. | 15 | 570 | Approved
Primarc Chambers | BLOCK | Fire Fighting |  | WO/PCH/PC01/26 | Balajee Fire | Flow switch with all accessories -80 mm NB | Installation, testing, commission of VALVE AND SPECIALITIES - as per specification/drawing and direction of Engineer-in-charge. a) Flow switch with all accessories -80 mm NB | Nos. | 1 | 570 | Approved
Primarc Chambers | BLOCK | Fire Fighting |  | WO/PCH/PC01/26 | Balajee Fire | 25mm NB with one no. root valve & Vent valve (Ball type) on top of each risers for Hydrant system (Refer scetch Enclosed) | Supply, Installation, testing, commission of AIR RELEASE VALVE as per specification/drawing and direction of Engineer-in-charge. a) 25mm NB with one no. root valve & Vent valve (Ball type) on top of each risers for Hydrant system (Refer scetch Enclosed) | Nos. | 2 | 5035 | Approved
Primarc Chambers | BLOCK | Fire Fighting |  | WO/PCH/PC01/26 | Balajee Fire | SS body Glycerin base Pressure Gauge with half coupling, nipple, root valve (Ball type), adaptor, vibration damper as per sketch enclosed. | Supply, Installation, testing, commission of VALVE AND SPECIALITIES - as per specification/drawing and direction of Engineer-in-charge. a) SS body Glycerin base Pressure Gauge with half coupling, nipple, root valve (Ball type), adaptor, vibration damper a | Nos. | 4 | 3515 | Approved
SOUTHWINDS PROJECT LLP (PHASE - III & IV) | FINISHING PHASE - III | False Celling |  | WO/SP34/FW34/26 | Sangita Gaurisaria | False Ceiling work | False Ceiling work at Lobby, Toilet & Kitchen (Typical Floor + Gr. Floor )area of Block-12 as per BOQ ,dwg and direction of EIC. |  | 0 | 0 | Approved
SOUTHWINDS PROJECT LLP (PHASE - III & IV) | FINISHING PHASE - III | False Celling |  | WO/SP34/FW34/26 | Sangita Gaurisaria | Lobby - 12 mm Gypsum | False Ceiling (Lobby ) Providing and fixing with Gypsum board 12 mm thk. flat framework comprising of rolled galvanized metal sections consisting of the main channels to run in one direction at 1000mm c/c and secondary ceiling section at 525-650mm c/c in other direction connected to main channel with GI connecting clips of 10 SWG of approved quality. The grids shall be suspended from structural slab by GI strap hangers 15mmx15mm size @ 1000mm C/C both ways from structural support. Gypsum board 12 mm thick is then screwed & fixed to ceiling section, finished with jointing compound, paper tape including necessary scaffolding & tool tackles all complete as per direction of drawing and direction of Engineer-In-Charge | Sq.Ft. | 1883.751 | 70 | Approved
SOUTHWINDS PROJECT LLP (PHASE - III & IV) | FINISHING PHASE - III | False Celling |  | WO/SP34/FW34/26 | Sangita Gaurisaria | False Ceiling (Lobby cove ) | False Ceiling (Lobby cove ) Providing and fixing with Gypsum board 12 mm thk. flat framework comprising of rolled galvanized metal sections consisting of the main channels to run in one direction at 1000mm c/c and secondary ceiling section at 525-650mm c/c in other direction connected to main channel with GI connecting clips of 10 SWG of approved quality. The grids shall be suspended from structural slab by GI strap hangers 15mmx15mm size @ 1000mm C/C both ways from structural support. Gypsum board 12 mm thick is then screwed & fixed to ceiling section, finished with jointing compound, paper tape including necessary scaffolding & tool tackles all complete as per direction of drawing and direction of Engineer-In-Charge | Rft | 494.079 | 60 | Approved
SOUTHWINDS PROJECT LLP (PHASE - III & IV) | FINISHING PHASE - III | False Celling |  | WO/SP34/FW34/26 | Sangita Gaurisaria | False Ceiling Inside of Flat (Toilet Area) | False Ceiling Inside of Flat (Toilet Area) including Trap door in each Toilet: Providing and fixing with 6mm th. Cement fibre board (Moisture resistant) Flat framework comprising of rolled galvanized metal sections consisting of the main channels to run in one direction at 1000mm c/c and secondary ceiling section at 525-650mm c/c in other direction connected to main channel with GI connecting clips of 10 SWG of approved quality. The grids shall be suspended from structural slab by GI strap hangers 15mm x 15mm size @ 1000mm C/C both ways from structural support.6mm thk. Cement fibre board (Moisture resistant) is then screwed & fixed to ceiling section, finished with jointing compound, paper tape including necessary scaffolding & tool tackles all complete as per direction of drawing and direction of Engineer-In-Charge. Board Brand: Everest / Equivalent Channel Make: Indian Gypsum / Equivalent | Sq.Ft. | 5020.093 | 65 | Approved
SOUTHWINDS PROJECT LLP (PHASE - III & IV) | FINISHING PHASE - III | False Celling |  | WO/SP34/FW34/26 | Sangita Gaurisaria | Trap Door At Toilet | Trap Door At Toilet Providing and fixing of Trap Door made with 6 mm Cement Fibre Board including galvanized metal sections with fittings and fixtures at all 4 peripheries of cut out area and trap door) to,all finishing at all level as per drawing and direction of Engineer-in-Charge. size 1.5' x 1.5' | Nos | 132 | 300 | Approved
SOUTHWINDS PROJECT LLP (PHASE - III & IV) | FINISHING PHASE - III | False Celling |  | WO/SP34/FW34/26 | Sangita Gaurisaria | False Ceiling Inside of Flat ( Kitchen Area) | False Ceiling Inside of Flat ( Kitchen Area) including Trap door in each Kitchen: Providing and fixing of False Ceiling with 12mm thick Gypsum board over framework comprising of rolled galvanized metal sections consisting of the main channels including all tools & tackles and finished with jointing compound, paper tape including necessary scaffolding at Toilet, Kitchen & Balcony area inside of Flat,along with Trap Doors (Including Galvanized metal sections with fittings and fixture; at all 4 peripheries of cut out area and trap door) of size 1.5' x 1.5' in each toilet areas as per drawing and direction of Engineer-in-Charge. Rate has been considered per numbers of Flat/Kitchen | Nos | 66 | 1367 | Approved
SOUTHWINDS PROJECT LLP (PHASE - III & IV) | FINISHING PHASE - III | False Celling |  | WO/SP34/FW34/26 | Sangita Gaurisaria | Pelmet Work for AC Unit at Block 12 as per BOQ,dwg and direction of EIC… | Pelmet Work for AC Unit at Block 12 ( Typical Floor ) as per BOQ, dwg and direction of EIC. |  | 0 | 0 | Approved
SOUTHWINDS PROJECT LLP (PHASE - III & IV) | FINISHING PHASE - III | False Celling |  | WO/SP34/FW34/26 | Sangita Gaurisaria | Fixing of Pelmet with Ply | Labour Charges for fixing pelmet with Ply (1500X500MM) of AC Indoor Unit position over the approved drawing and direction of EIC including necessary scaffolding (Only Ply will supplied by client subject to reconciliation basis ) | Nos | 286 | 950 | Approved
SOUTHWINDS PROJECT LLP (PHASE - III & IV) | FINISHING PHASE - III | False Celling |  | WO/SP34/FW34/26 | Sangita Gaurisaria | HVAC False Ceiling | 175x500 mm HVAC False Ceiling Cove Providing and fixing with Gypsum board 12 mm thk. flat framework comprising of rolled galvanized metal sections consisting with GI connecting clips of 10 SWG of approved quality. Gypsum board 12 mm thick fixed with screwed finished with jointing compound, paper tape including necessary scaffolding & tool tackles all complete as per direction of drawing and direction of Engineer-In-Charge Gypsum Board Make: India Gypsum Channel Make: India Gypsum/ Equivalent | RMT | 1042.855 | 400 | Approved
SOUTHWINDS PROJECT LLP (PHASE - III & IV) | FINISHING PHASE - III | False Celling |  | WO/SP34/FW34/26 | Sangita Gaurisaria | Pelmet cove | Pelmet cove (100x100) for Balcony door/Room Window - Fixing of ply at top & side area before providing and fixing with Gypsum board 12 mm thk. flat framework comprising of rolled galvanized metal sections . Gypsum board 12 mm thick fixed with screw, finished with jointing compound, paper tape including necessary scaffolding & tool tackles all complete as per direction of drawing and direction of Engineer-In-Charge Gypsum Board Make: India Gypsum Channel Make: India Gypsum/ Equivalent | RMT | 102.3 | 220 | Approved
Primarc Chambers | BLOCK | Fire Fighting |  | WO/PCH/PC01/27 | Balajee Fire | PANELS AND ASSOCIATED EQUIPMENTS | PANELS AND ASSOCIATED EQUIPMENTS |  | 0 | 0 | Approved
Primarc Chambers | BLOCK | Fire Fighting |  | WO/PCH/PC01/27 | Balajee Fire | DETECTORS AND OTHER DEVICES | DETECTORS AND OTHER DEVICES |  | 0 | 0 | Amended & Approved
Primarc Chambers | BLOCK | Fire Fighting |  | WO/PCH/PC01/27 | Balajee Fire | FIRE RELAY MODULES : Installing, testing and commissioning of addressable and automatic commandable Relay modules for: | FIRE RELAY MODULES : Installing, testing and commissioning of addressable and automatic commandable Relay modules for: |  | 0 | 0 | Approved
Primarc Chambers | BLOCK | Fire Fighting |  | WO/PCH/PC01/27 | Balajee Fire | CABLING AND CONDUIT WORK | CABLING AND CONDUIT WORK |  | 0 | 0 | Approved
Primarc Chambers | BLOCK | Fire Fighting |  | WO/PCH/PC01/27 | Balajee Fire | PA SYSTEM AND ASSOCIATED EQUIPMENTS | PA SYSTEM AND ASSOCIATED EQUIPMENTS |  | 0 | 0 | Amended & Approved
Primarc Chambers | BLOCK | Fire Fighting |  | WO/PCH/PC01/27 | Balajee Fire | CABLING AND CONDUIT WORK (For PA System) | CABLING AND CONDUIT WORK (For PA System) |  | 0 | 0 | Amended & Approved
Primarc Chambers | BLOCK | Fire Fighting |  | WO/PCH/PC01/27 | Balajee Fire | TALKBACK SYSTEM AND ASSOCIATED EQUIPMENTS | TALKBACK SYSTEM AND ASSOCIATED EQUIPMENTS |  | 0 | 0 | Approved
Primarc Chambers | BLOCK | Fire Fighting |  | WO/PCH/PC01/27 | Balajee Fire | Microprocessor based(Analogue addressable type, BMS Compatible, Networkable) intelligent and electronically addressable, modular, expandable, networkable, loops | Installting, testing and commissioning of Microprocessor based(Analogue addressable type, BMS Compatible, Networkable) intelligent and electronically addressable, modular, expandable, networkable, loops as given below (each loop consist of 99 detector & 99 devices) Fire Alarm Control Panel with minimum 6 inch/ 640 character LCD display, multiple access levels, event history file in non-volatile memory (EEPROM). The panel shall support programmable relays controlled by powerful Boolean logic equation. The panel shall have 240 volts AC power supply, automatic battery charger, 24 volts, sealed lead acid maintenance free batteries sufficient for 24 hours normal working and then be capable of operating the system for 60 minutes during emergency condition.4 Loop (each loop consist of 99 detector & 99 devices) | Set | 1 | 9500 | Approved
Primarc Chambers | BLOCK | Fire Fighting |  | WO/PCH/PC01/27 | Balajee Fire | Repeator panel with minimum 6 inch/ 640 character LCD Display | Installing, testing and commissioning of Repeator panel with minimum 6 inch/ 640 character LCD Display complete with accessories as required. | Set | 1 | 4750 | Approved
Primarc Chambers | BLOCK | Fire Fighting |  | WO/PCH/PC01/27 | Balajee Fire | Net Working Card complete with all accessories. | Installing, testing and commissioning of Net Working Card complete with all accessories. | Nos. | 1 | 4275 | Approved
Primarc Chambers | BLOCK | Fire Fighting |  | WO/PCH/PC01/27 | Balajee Fire | NALOGUE ADDRESSABLE MULTICRITERIA DETECTOR | Installing, testing and commissioning of ANALOGUE ADDRESSABLE MULTICRITERIA DETECTOR (Heat cum Smoke - optical type) (Photo Electric) | Nos. | 23 | 356.25 | Approved
Primarc Chambers | BLOCK | Fire Fighting |  | WO/PCH/PC01/27 | Balajee Fire | ANALOGUE ADDRESSABLE MULTICRITERIA DETECTOR | Installing, testing and commissioning of ANALOGUE ADDRESSABLE MULTICRITERIA DETECTOR ( Smoke - optical type) | Nos. | 417 | 356.25 | Approved
Primarc Chambers | BLOCK | Fire Fighting |  | WO/PCH/PC01/27 | Balajee Fire | ANALOGUE ADDRESSABLE HEAT DETECTOR WITH SOUNDER BASE | Installing, testing and commissioning of ANALOGUE ADDRESSABLE HEAT DETECTOR WITH SOUNDER BASE (Rate of rise cum Fixed temperature type | Nos. | 1 | 356.25 | Approved
Primarc Chambers | BLOCK | Fire Fighting |  | WO/PCH/PC01/27 | Balajee Fire | ANALOGUE ADDRESSABLE MANUAL CALL POINT | Installing, testing & commissioning of ANALOGUE ADDRESSABLE MANUAL CALL POINT | Nos. | 33 | 356.25 | Approved
Primarc Chambers | BLOCK | Fire Fighting |  | WO/PCH/PC01/27 | Balajee Fire | ISOLATOR Module | Installing, testing & commissioning of ISOLATOR Module | Nos. | 24 | 356.25 | Approved
Primarc Chambers | BLOCK | Fire Fighting |  | WO/PCH/PC01/27 | Balajee Fire | ANALOGUE ADDRESSABLE CONTROL MODULE | Installing, testing & commissioning of ANALOGUE ADDRESSABLE CONTROL MODULE | Nos. | 27 | 356.25 | Approved
Primarc Chambers | BLOCK | Fire Fighting |  | WO/PCH/PC01/27 | Balajee Fire | ANALOGUE ADDRESSABLE MONITOR MODULE (Analogue addressable type) | Installing, testing & commissioning of ANALOGUE ADDRESSABLE MONITOR MODULE (Analogue addressable type) | Nos. | 16 | 356.25 | Approved
Primarc Chambers | BLOCK | Fire Fighting |  | WO/PCH/PC01/27 | Balajee Fire | RESPONSE INDICATOR complete with all accessories For Future when void exceed 800 mm. | Installing, testing & commissioning of RESPONSE INDICATOR complete with all accessories For Future when void exceed 800 mm. | Nos. | 0 | 356.25 | Approved
Primarc Chambers | BLOCK | Fire Fighting |  | WO/PCH/PC01/27 | Balajee Fire | ANALOGUE ADDRESSABLE CEILING / WALL MOUNTED ANALOGUE ADDRESSABLE HORN cum STROBE complete. | Installing, testing & commissioning of ANALOGUE ADDRESSABLE CEILING / WALL MOUNTED ANALOGUE ADDRESSABLE HORN cum STROBE complete. | Nos. | 33 | 356.25 | Approved
Primarc Chambers | BLOCK | Fire Fighting |  | WO/PCH/PC01/27 | Balajee Fire | Sending tripping signal to AHU's, Fire & Smoke Dampers (One for each AHU room) | Sending tripping signal to AHU's, Fire & Smoke Dampers (One for each AHU room) | Nos. | 16 | 475 | Approved
Primarc Chambers | BLOCK | Fire Fighting |  | WO/PCH/PC01/27 | Balajee Fire | Sending starting signal to staircase, lift well & lift Pr. fans (One for each fan) | Sending starting signal to staircase, lift well & lift Pr. fans (One for each fan) | Nos. | 6 | 475 | Approved
Primarc Chambers | BLOCK | Fire Fighting |  | WO/PCH/PC01/27 | Balajee Fire | Sending starting signal to office floor smoke venting fans (One for each fan) | Sending starting signal to office floor smoke venting fans (One for each fan) | Nos. | 2 | 475 | Approved
Primarc Chambers | BLOCK | Fire Fighting |  | WO/PCH/PC01/27 | Balajee Fire | Sending fire signal to Access control system for de-energisation of EM locks/ Boom barriers. | Sending fire signal to Access control system for de-energisation of EM locks/ Boom barriers. | Nos. | 0 | 475 | Approved
Primarc Chambers | BLOCK | Fire Fighting |  | WO/PCH/PC01/27 | Balajee Fire | FRLS ARMOURED CABLING complete with lugs, laying inside conduits and termination of both ends. a) 2C x 1.5 mm2 MULTI STAND XLPE FRLS (ARMOURED CABLE) FOR LOOP & POWER | Installation, testing & commissioning for FRLS ARMOURED CABLING complete with lugs, laying inside conduits and termination of both ends. a) 2C x 1.5 mm2 MULTI STAND XLPE FRLS (ARMOURED CABLE) FOR LOOP & POWER as per specification/drawing and direction of Engineer-in-charge. (ONLY CABLE SUPPLY BY CLINT.) | Mtrs. | 6097.8 | 42.75 | Approved
Primarc Chambers | BLOCK | Fire Fighting |  | WO/PCH/PC01/27 | Balajee Fire | FRLS ARMOURED CABLING complete with lugs, laying inside conduits and termination of both ends. b) 4C x 1.5 mm2 MULTI STAND XLPE FRLS ARMOURED CABLE | Installation, testing & commissioning for FRLS ARMOURED CABLING complete with lugs, laying inside conduits and termination of both ends. b) 4C x 1.5 mm2 MULTI STAND XLPE FRLS ARMOURED CABLE Buried Type as per specification/drawing and direction of Engineer-in-charge | Mtrs. | 125 | 47.5 | Approved
Primarc Chambers | BLOCK | Fire Fighting |  | WO/PCH/PC01/27 | Balajee Fire | PA CONSOLE | Supply,Installing, testing & commissioning of PA CONSOLE complete with Amplifier unit with selector switch for individual /all call, rectifier, 2 Nos. 42 Amp battery, battery charger & M.S. Battery box, UPS with necessary supporting frame work auxiliary contacts etc.as detailed in the detailed technical specification. Selection of watts of Amplifier shall be decided by Bidder with future provision. (For individual floor call as well as all call) as per drawing . | Nos. | 1 | 76000 | Approved
Primarc Chambers | BLOCK | Fire Fighting |  | WO/PCH/PC01/27 | Balajee Fire | 78db-90db Ceiling Mounted Speakers | Supply, installing, testing and commissioning of Fire panel supervised 78db-90db Ceiling Mounted Speakers as specified & same make as of panel. Speakers shall be 6 Watt with multi taps of 0.25W, 0.5W, 1W and 2W. | Nos. | 85 | 1330 | Approved
Primarc Chambers | BLOCK | Fire Fighting |  | WO/PCH/PC01/27 | Balajee Fire | 78db-90db Wall Mounted Speakers | Supply, installing, testing and commissioning of Fire panel supervised 78db-90db Wall Mounted Speakers as specified & same make as of panel. Speakers shall be 2 Watt with multi taps of 0.25W, 0.5W, 1W and 2W. | Nos. | 2 | 1615 | Approved
Primarc Chambers | BLOCK | Fire Fighting |  | WO/PCH/PC01/27 | Balajee Fire | FRLS ARMOURED CABLING complete with lugs, laying inside conduits and termination of both ends. a) 2C x 1.5 mm2 MULTI STAND XLPE FRLS (ARMOURED CABLE) FOR LOOP & POWER a | Installation, testing & commissioning for FRLS ARMOURED CABLING complete with lugs, laying inside conduits and termination of both ends. a) 2C x 1.5 mm2 MULTI STAND XLPE FRLS (ARMOURED CABLE) FOR LOOP & POWER as per specification/drawing and direction of Engineer-in-charge. (ONLY CABLE SUPPLY BY CLINT.) | Mtrs. | 1966.6 | 42.75 | Approved
Primarc Chambers | BLOCK | Fire Fighting |  | WO/PCH/PC01/27 | Balajee Fire | d) 10C x 1.5 mm2 MULTI STAND XLPE FRLS Armoured Cable (PA Console to JB) as per drawing and direction of Engineer-in-charge (ONLY CABLE SUPPLY BY CLINT.) | Installation, testing & commissioning for d) 10C x 1.5 mm2 MULTI STAND XLPE FRLS Armoured Cable (PA Console to JB) as per drawing and direction of Engineer-in-charge (ONLY CABLE SUPPLY BY CLINT.) | Mtrs. | 42 | 61.75 | Approved
Primarc Chambers | BLOCK | Fire Fighting |  | WO/PCH/PC01/27 | Balajee Fire | d) 12C x 1.5 mm2 MULTI STAND XLPE FRLS Armoured Cable (PA Console to JB) as per drawing and direction of Engineer-in-charge (ONLY CABLE SUPPLY BY CLINT.) | Installation, testing & commissioning for d) 12C x 1.5 mm2 MULTI STAND XLPE FRLS Armoured Cable (PA Console to JB) as per drawing and direction of Engineer-in-charge (ONLY CABLE SUPPLY BY CLINT.) | Mtrs. | 0 | 71.25 | Approved
Primarc Chambers | BLOCK | Fire Fighting |  | WO/PCH/PC01/27 | Balajee Fire | MASTER SET with mounting arrangement | Supply,Installing, testing & commissioning of MASTER SET with mounting arrangement as per specification/drawing. | Nos. | 1 | 76000 | Approved
Primarc Chambers | BLOCK | Fire Fighting |  | WO/PCH/PC01/27 | Balajee Fire | 2 way communication Fire Fighter's Handset | Supply, installing, testing and commissioning of 2 way communication Fire Fighter's Handset | Nos. | 33 | 522.5 | Approved
Primarc Chambers | BLOCK | Fire Fighting |  | WO/PCH/PC01/27 | Balajee Fire | FRLS PVC conduit including bends, junction boxes, pull boxes, GI pull wire including necessary civil work | Providing and fixing in position of FRLS PVC conduit including bends, junction boxes, pull boxes, GI pull wire including necessary civil work such as chase cutting, chipping, making good for recessed conduiting or clamping on surface with saddles, clamps etc. for surface conduiting FLEXIBLE TELEPHONE CALE 2 Pair x 0.5 sq. mm (ONLY CABLE SUPPLY BY CLINT.) | Mtrs. | 1278.2 | 38 | Approved
SOUTHWINDS PROJECT LLP (PHASE - III & IV) | FINISHING PHASE - III | False Celling |  | WO/SP34/FW34/26 | Sangita Gaurisaria | 'L '' shape Ply Paelling work | 'L '' shape Ply Paelling work at Lift Lobby as per BOQ, Dwg and direction of EIC… |  | 0 | 0 | Approved
SOUTHWINDS PROJECT LLP (PHASE - III & IV) | FINISHING PHASE - III | False Celling |  | WO/SP34/FW34/26 | Sangita Gaurisaria | 'L '' shape Ply Panelling | Labour Charges for fixing ''L'' Shape Ply Panelling with Laminate finish (75mmx50mm) at lift lobby over the approved drawing and direction of EIC including necessary scaffolding (Only Ply & laminate will supplied by client subject to reconciliation basis )... | Rft | 372.152 | 140 | Approved
SOUTHWINDS PROJECT LLP (PHASE - III & IV) | FINISHING PHASE - III | False Celling |  | WO/SP34/FW34/26 | Sangita Gaurisaria | loading - unloading.. | Charges for loading - unloading-, transportation, hire charges for machinery as per direction of Engineer-in-Charge…. | Lump Sum | 1 | 41374 | Approved
The Soul, Rajarhat | CLUB | Interior Work |  | WO/HR01/CL07/14 | ATEE ENTERPRISES | Paint | Providing and applying two coats primer and two coats of plastic emulsion (Acrylic Emulsion) paint of approved colour code with tools & tackles all complete at all levels as per direction of EIC Putty: Berger Paint: Asian/ ICI/ Berger Scaffolding under contractor scope | Sq.Ft. | 615 | 9 | Approved
Primarc Chambers | OVERHEAD | Mechanical Equipment |  | WO/PCH/PC05/17 | Spartan Engineering Industries Pvt. Ltd. | Service charges for passenger hoist. | Service charges for passenger hoist. | Nos | 8 | 4500 | Approved
SOUTHWINDS PROJECT LLP (PHASE - III & IV) | FINISHING PHASE - IV | MLCP | Electro Mechanical |  |  | Mechanical car parking | Charges for installation, testing & commissioning of Car Parking Systems - Multilevel Car Parking Systems Wohr Parklift 411(SAC-9987). Work will be as per approved drawing, design, direction of engineer-in-charge. (Per Unit 2 Cars) (Per Unit Capacity: 2.6 Ton.) (Rate including all required labours, tools & tackles, machineries and necessary arrangements for the work. Shifting & lifting of all materials & machineries are in contractor's scope.) | Unit |  |  | Draft
SOUTHWINDS PROJECT LLP (PHASE - III & IV) | MEP PHASE - III | MLCP | Electro Mechanical | WO/SP34/MW34/27 | Shree Krishna Parking Services | Mechanical car parking | Charges for installation, testing & commissioning of Car Parking Systems - Multilevel Car Parking Systems Wohr Parklift 411(SAC-9987). Work will be as per approved drawing, design, direction of engineer-in-charge. (Per Unit 2 Cars) (Per Unit Capacity: 2.6 Ton.) (Rate including all required labours, tools & tackles, machineries and necessary arrangements for the work. Shifting & lifting of all materials & machineries are in contractor's scope.) | Unit | 49 | 8000 | Approved
SOUTHWINDS PROJECT LLP (PHASE - III & IV) | FINISHING PHASE - III | Grill / Steel Work |  | WO/SP34/FW34/27 | ADA-METCON | Roof Vent Shaft Cover: | "Roof Vent Shaft Cover: Providing and fixing of roof duct shed as per approved drawing and direction of engineer-in-charge including all labour tools and tackles and materials. Using poly-carbonate sheet( 6 MM multiwall clear Polycarbonate sheet), including 1 coats of epoxy primer . Each Post will be anchored by 2 nos 10 mm dia anchor fasteners (Hilti make) Material List: 1. 6 mm multiwall clear Polycarbonate sheet 2. Aluminium Strip top (Provided on both direction) 3. Fastener (Size 100X12 mm) 4. Ms structure made Of 50X25X3.2 mm, 50X50X3.6 mm and 150X150X6.0 (As per Drawing)" |  | 0 | 0 | Amended & Approved
SOUTHWINDS PROJECT LLP (PHASE - III & IV) | FINISHING PHASE - III | Grill / Steel Work |  | WO/SP34/FW34/27 | ADA-METCON | Polycarbonate sheet | Supply & Erection of 6 mm multiwall clear Polycarbonate sheet (without aluminium strip) | Sq.Ft. | 2087.704 | 82 | Approved
SOUTHWINDS PROJECT LLP (PHASE - III & IV) | FINISHING PHASE - III | Grill / Steel Work |  | WO/SP34/FW34/27 | ADA-METCON | Aluminium Strip top | Aluminium Strip top | Rft | 1945.893 | 78 | Approved
SOUTHWINDS PROJECT LLP (PHASE - III & IV) | FINISHING PHASE - III | Grill / Steel Work |  | WO/SP34/FW34/27 | ADA-METCON | Fastener | "Supply of fastener (100X12 mm) (Hilti make) " | Nos | 180 | 80 | Approved
SOUTHWINDS PROJECT LLP (PHASE - III & IV) | FINISHING PHASE - III | Grill / Steel Work |  | WO/SP34/FW34/27 | ADA-METCON | MS Structure | "Supply and erection of ms structure made Of 50X25X3.2 mm RHS, 50X50X3.6 mm SHS and 150X150X6.0 SHS tube with One coat Epoxy primer. (As per DRW.)" | Kg | 2169.35 | 111 | Approved
SOUTHWINDS PROJECT LLP (PHASE - III & IV) | MARKETING PHASE - III & IV | Marketing Office | HVAC system | WO/SP34/MA34/4 | MEHO HCP AIR SYSTEMS PVT. LTD. | AMC of Air Condition Machine at Marketing office | AMC of Air Condition Machine at Marketing office (Time period 01.06.2023 to 31.05.2024) |  | 0 | 0 | Approved
SOUTHWINDS PROJECT LLP (PHASE - III & IV) | MARKETING PHASE - III & IV | Marketing Office | HVAC system | WO/SP34/MA34/4 | MEHO HCP AIR SYSTEMS PVT. LTD. | KURVE - 1 Ton | Scheduled preventive maintenance service scheme for KURVE - 1 Ton - Air Condition machine at Site Office and Marketing Office. Machine Sl no.- Nil Type-NDS | Nos | 3 | 2163 | Approved
SOUTHWINDS PROJECT LLP (PHASE - III & IV) | MARKETING PHASE - III & IV | Marketing Office | HVAC system | WO/SP34/MA34/4 | MEHO HCP AIR SYSTEMS PVT. LTD. | KURVE - 1.5 Ton | Scheduled preventive maintenance service scheme for KURVE - 1.5 Ton - Air Condition machine at Site Office and Marketing Office. Machine Sl no.- Nil Type-NDS | Nos | 4 | 3244 | Approved
SOUTHWINDS PROJECT LLP (PHASE - III & IV) | MARKETING PHASE - III & IV | Marketing Office | HVAC system | WO/SP34/MA34/4 | MEHO HCP AIR SYSTEMS PVT. LTD. | KURVE - 2 Ton | Scheduled preventive maintenance service scheme for KURVE - 2 Ton - Air Condition machine at Site Office and Marketing Office. Machine Sl no.- Nil Type-NDS | Nos | 4 | 4326 | Approved
SOUTHWINDS PROJECT LLP (PHASE - III & IV) | MARKETING PHASE - III & IV | Marketing Office | HVAC system | WO/SP34/MA34/4 | MEHO HCP AIR SYSTEMS PVT. LTD. | CASSATTE 03 Ton | Scheduled preventive maintenance service scheme for CASSATTE 03 Ton - Air Condition machine at Site Office and Marketing Office. Machine Sl no.- Nil Type-NDS | Pad | 1 | 8111 | Approved
Primarc Chambers | BLOCK | Electrical | Internal Electrical | WO/PCH/PC01/28 | DIAMOND PROJECTS | Internal Electrical Work. | Supply & Labour charges of total electrical work including supply of MMS, PVC Conduit of approved make for floor and wall conduiting including supply of all accessories, Sand, MS JB . Main line & CKT wiring, wiring of light point, fan point , exhaust fan, AC indoor & Out door unit connection, power point etc of respective office area as required, Receiving and Fixing of modular box, wire pulling, fixing of switch & socket, distribution boxes. Laying of suitable sizes of XLPE armoured cable including suply of all accessories from Main Panel upto DB etc in respective office area through electrical riser , Making end termination of 1.1 KV grade XlPE cable in LT Panel, DB etc . Receiving & fixing of Main Switch/MCCB/ DB/MCB as required. Conduiting & cable laying for TV & Telephone, internet system, CCTV, internet system, UPS system in respective office as required. Earthing system for respective office as required . Cutting holes in false ceiling for fixing of light fixture, fan, exhaust fan. etc in respective office area as per drawing complete in all respect & as per annexure attach with the WO. Plate area details - 635 Sq. Ft. | Lump Sum | 1 | 20000 | Approved
The Soul, Rajarhat | BLOCK | Grill / Steel Work |  | WO/HR01/BOK01/179 | GULAB ENTERPRISES | MS Grill at Flat Balcony Partition for Tower 4 & 5 | Providing and fixing of MS Grill made with MS Flat 25x8 mm & 25x6mm section with one coat red oxide primer with two coat synthetic enamel paint, transportation, lifting and fixing for all levels as per drawings, specification and direction of Engineer in charge. Location Tower 4 & 5 | Kg | 2240 | 92 | Approved
The Soul, Rajarhat | BLOCK | Electrical | Internal Electrical | WO/HR01/BOK01/8 | DIAMOND PROJECTS | Electrical Wire Re-Pulling/Connection & DB Dressing | Labour charges of Electrical Wire Re-Pulling/Connection & DB Dressing for AC Power socket at Master Bed Room (3Bhk & 3.5 Bhk) as per BOQ and direction of EIC. Location -Tower 1,2,7 & 8 | Nos | 160 | 250 | Approved
The Soul, Rajarhat | BLOCK | Electrical | Internal Electrical | WO/HR01/BOK01/6 | A B S Enterprise | Electrical Wire Re-Pulling/Connection & DB Dressing | Labour charges of Electrical Wire Re-Pulling/Connection & DB Dressing for AC Power socket at Master Bed Room (3Bhk & 3.5 Bhk) as per BOQ and direction of EIC. Location -Tower 3,4,5 & 6 | Nos | 128 | 250 | Approved
SOUTHWINDS PROJECT LLP (PHASE - III & IV) | FINISHING PHASE - IV | Internal Painting |  |  |  | Door Paint | Door paint |  |  |  | Approved
SOUTHWINDS PROJECT LLP (PHASE - III & IV) | FINISHING PHASE - III | Internal Painting |  | WO/SP34/FW34/28 | Madhuban International | Door Paint | Door paint |  | 0 | 0 | Approved
SOUTHWINDS PROJECT LLP (PHASE - III & IV) | FINISHING PHASE - III | Internal Painting |  | WO/SP34/FW34/29 | JAHANGIR ALAM ENTERPRISE | Door Paint | Door paint |  | 0 | 0 | Approved
SOUTHWINDS PROJECT LLP (PHASE - III & IV) | FINISHING PHASE - III | Internal Painting |  | WO/SP34/FW34/28 | Madhuban International | Internal Door primer | Charges for all surface cleaned by scraping with sand paper after surface preparation apply two coats of wood primer both side including frame, Rabbet Door Architrave and Door Bidding at any floor levels all complete as per drawing and direction of EIC.The rate include filling of Door Frame side Gap/ Putty filling in between door frame and Fastener Gap Internal Door. Primer: Wood Primer Brand: Asian Paints/Berger/AkzoNable Internal Door- 900mm X2150 mm Toilet Door - 750mmX2150mm | Nos. | 545 | 390 | Approved
SOUTHWINDS PROJECT LLP (PHASE - III & IV) | FINISHING PHASE - III | Internal Painting |  | WO/SP34/FW34/29 | JAHANGIR ALAM ENTERPRISE | Internal Door primer | Charges for all surface cleaned by scraping with sand paper after surface preparation apply two coats of wood primer both side including frame, Rabbet Door Architrave and Door Bidding at any floor levels all complete as per drawing and direction of EIC.The rate include filling of Door Frame side Gap/ Putty filling in between door frame and Fastener Gap Internal Door. Primer: Wood Primer Brand: Asian Paints/Berger/AkzoNable Internal Door- 900mm X2150 mm Toilet Door - 750mmX2150mm | Nos. | 340 | 390 | Approved
SOUTHWINDS PROJECT LLP (PHASE - III & IV) | FINISHING PHASE - IV | Internal Painting |  |  |  | Internal Door primer | Charges for all surface cleaned by scraping with sand paper after surface preparation apply two coats of wood primer both side including frame, Rabbet Door Architrave and Door Bidding at any floor levels all complete as per drawing and direction of EIC.The rate include filling of Door Frame side Gap/ Putty filling in between door frame and Fastener Gap Internal Door. Primer: Wood Primer Brand: Asian Paints/Berger/AkzoNable Internal Door- 900mm X2150 mm Toilet Door - 750mmX2150mm | Nos. |  |  | Approved
SOUTHWINDS PROJECT LLP (PHASE - III & IV) | FINISHING PHASE - IV | Internal Painting |  |  |  | Main Door | "Charges for all surface properly cleaned by scrapping with sand paper after surface preparation two coat of wood primer with two coat of synthetic enamel paint (Satin Finish) on door rabbits and shutter edge as per drawing(as sample approved) and direction of EIC Primer: Wood Primer Paint : synthetic enamel paint (Satin Finish) Brand: Asian Paints/Berger/AkzoNable (Flat - Main Door - Size of Opening - 1100 mm X 2450 mm)" | Nos. |  |  | Approved
SOUTHWINDS PROJECT LLP (PHASE - III & IV) | FINISHING PHASE - III | Internal Painting |  | WO/SP34/FW34/28 | Madhuban International | Main Door | "Charges for all surface properly cleaned by scrapping with sand paper after surface preparation two coat of wood primer with two coat of synthetic enamel paint (Satin Finish) on door rabbits and shutter edge as per drawing(as sample approved) and direction of EIC Primer: Wood Primer Paint : synthetic enamel paint (Satin Finish) Brand: Asian Paints/Berger/AkzoNable (Flat - Main Door - Size of Opening - 1100 mm X 2450 mm)" | Nos. | 104 | 415 | Approved
SOUTHWINDS PROJECT LLP (PHASE - III & IV) | FINISHING PHASE - III | Internal Painting |  | WO/SP34/FW34/29 | JAHANGIR ALAM ENTERPRISE | Main Door | "Charges for all surface properly cleaned by scrapping with sand paper after surface preparation two coat of wood primer with two coat of synthetic enamel paint (Satin Finish) on door rabbits and shutter edge as per drawing(as sample approved) and direction of EIC Primer: Wood Primer Paint : synthetic enamel paint (Satin Finish) Brand: Asian Paints/Berger/AkzoNable (Flat - Main Door - Size of Opening - 1100 mm X 2450 mm)" | Nos. | 66 | 415 | Approved
SOUTHWINDS PROJECT LLP (PHASE - III & IV) | FINISHING PHASE - III | Internal Painting |  | WO/SP34/FW34/28 | Madhuban International | Gr. fl. Door | "Charges for cleaning & preparation of the entire surface of the shutters including door frame surfaces with sand paper, supply and application of one coat of wood primer followed by Two coats of synthetic enamel paint of approved brand and shade on entire surface of frame and shutter, all complete at all level as per approved drawing and direction of Engineer in charge.The rate include filling of Door Frame side Gap/ Putty filling in between door frame and Fastener Gap Internal Door. Primer: Wood Primer Paint : synthetic enamel paint Brand: Asian Paints/Berger/AkzoNable Location: Ground Floor Internal Door- 900mm X2150 mm Toilet Door - 750mmX2150mm Stair Door- 1000mm X2150 mm " | Nos. | 4 | 500 | Approved
SOUTHWINDS PROJECT LLP (PHASE - III & IV) | FINISHING PHASE - III | Internal Painting |  | WO/SP34/FW34/29 | JAHANGIR ALAM ENTERPRISE | Gr. fl. Door | "Charges for cleaning & preparation of the entire surface of the shutters including door frame surfaces with sand paper, supply and application of one coat of wood primer followed by Two coats of synthetic enamel paint of approved brand and shade on entire surface of frame and shutter, all complete at all level as per approved drawing and direction of Engineer in charge.The rate include filling of Door Frame side Gap/ Putty filling in between door frame and Fastener Gap Internal Door. Primer: Wood Primer Paint : synthetic enamel paint Brand: Asian Paints/Berger/AkzoNable Location: Ground Floor Internal Door- 900mm X2150 mm Toilet Door - 750mmX2150mm Stair Door- 1000mm X2150 mm " | Nos. | 5 | 500 | Approved
SOUTHWINDS PROJECT LLP (PHASE - III & IV) | FINISHING PHASE - IV | Internal Painting |  |  |  | Gr. fl. Door | "Charges for cleaning & preparation of the entire surface of the shutters including door frame surfaces with sand paper, supply and application of one coat of wood primer followed by Two coats of synthetic enamel paint of approved brand and shade on entire surface of frame and shutter, all complete at all level as per approved drawing and direction of Engineer in charge.The rate include filling of Door Frame side Gap/ Putty filling in between door frame and Fastener Gap Internal Door. Primer: Wood Primer Paint : synthetic enamel paint Brand: Asian Paints/Berger/AkzoNable Location: Ground Floor Internal Door- 900mm X2150 mm Toilet Door - 750mmX2150mm Stair Door- 1000mm X2150 mm " | Nos. |  |  | Approved
CHANDANNAGAR COMMERCIAL | COMMON INFRASTRUCTURE | Consultancy Charges |  | WO/GC01/GC03/1 | Chanda Construction & Consultancy,Hooghly | Sanction of Building plan | Sanction of building plan of G+2 storied Commercial building at GT road Chandannagar Hooghly | Sq.Ft. | 11949 | 3 | Approved
Primarc Chambers | PRE-CONSTRUCTION PHASE | Electrical | DG Cost |  |  | 62.5 KVA (model:- 4KSWTC105R1) DG Servicing work | Battery Clamp | Nos |  |  | Approved
Primarc Chambers | PRE-CONSTRUCTION PHASE | Electrical | DG Cost | WO/PCH/PC02/24 | Genset India Pvt. Ltd. | 62.5 KVA (model:- 4KSWTC105R1) DG Servicing work. | 62.5 KVA (model:- 4KSWTC105R1) DG Servicing work. |  | 0 | 0 | Approved
Primarc Chambers | PRE-CONSTRUCTION PHASE | Electrical | DG Cost | WO/PCH/PC02/24 | Genset India Pvt. Ltd. | Fuel Filter (KIT) | Supply of Fuel Filter (KIT) as per direction of EIC. | Nos | 1 | 560 | Approved
Primarc Chambers | PRE-CONSTRUCTION PHASE | Electrical | DG Cost | WO/PCH/PC02/24 | Genset India Pvt. Ltd. | Lub Oil Filter | Supply of Lub Oil Filter as per direction of EIC. | Nos | 1 | 1250 | Approved
Primarc Chambers | PRE-CONSTRUCTION PHASE | Electrical | DG Cost | WO/PCH/PC02/24 | Genset India Pvt. Ltd. | Lub Oil 15W-40 | Supply of Lub Oil 15W-40 as per direction of EIC. | Ltrs. | 15 | 332 | Approved
Primarc Chambers | PRE-CONSTRUCTION PHASE | Electrical | DG Cost | WO/PCH/PC02/24 | Genset India Pvt. Ltd. | Coolant | Supply of Coolant as per direction of EIC. | Ltrs. | 6 | 232 | Approved
Primarc Chambers | PRE-CONSTRUCTION PHASE | Electrical | DG Cost | WO/PCH/PC02/24 | Genset India Pvt. Ltd. | Battery Clamp | Supply of Battery Charger as per direction of EIC. | Nos | 2 | 125 | Approved
Primarc Chambers | PRE-CONSTRUCTION PHASE | Electrical | DG Cost | WO/PCH/PC02/24 | Genset India Pvt. Ltd. | Services charges | Services charges all complete as per direction of EIC. | Job | 1 | 3500 | Approved
Primarc Chambers | PRE-CONSTRUCTION PHASE | Electrical | DG Cost | WO/PCH/PC02/24 | Genset India Pvt. Ltd. | Transportation Charges. | Transportation Charges. | Lump Sum | 1 | 1000 | Approved
Primarc Chambers | BLOCK | Water Proofing |  | WO/PCH/PC01/29 | AKJ Engineers Pvt. Ltd. | "Water proofing work at Ground,1st floor and 6th to 15th floor for ""gents and ladies"" toilet: " | "Water proofing work at Ground,1st floor and 6th to 15th floor for ""gents and ladies"" toilet: 1. Bore Packing: Preparing the inside surface of core and PVC by roughening using suitable file to get better adhesion prior to packing works. Cleaning the surface by wire brushing followed water-cleaning to remove any laitance or loose flaky particles. Providing necessary formwork for packing the bore using suitable arrangement (depending upon site conditions). Applying a coat of polymer coating using Sika Latex to enhance adhesion between the packing material and other surfaces and Packing the gap using non-shrink cement polymer based grout using Sika Grout 214 or equivalent upto the surface of the bore whilst the Sika latex is in tacky state and then sealing with epoxy/polyester sealant. 2.Chipping and Cleaning of concrete surface to remove dust, oil, grease , loose paint / coating. 3.Groove cutting and halloring work in floor and wall joints with Sika Raintite (Single Component Acrylic Polymer for cement based waterproof composite coating membrane) modified mortar. 4. Coating Work : Charges towards providing & application of two coats of 2 Comp.Acrylic polymer modified waterproofing slurry coating Sikatop Seal-109 hi, (after application of 1st coat Sikatop Seal 109 hi laying of Fibre glass cloth while the coating is in green stage then application of 2nd coat shall be applied ) as per manufacturer's specification and direction of EIC. After 24 hrs of coating , the same shall be cured for 3-4 days by sprinkling water on it. 5. Protective (Finish) Plastering work : Charges towards providing 8-10mm avg. thick cement Plaster (1:4) admixed with polymer based waterproofing admixture admixed with integral waterproofing compound Sika Plastocrete Plus @ 0.2% by wt. of cement, as per manufacturers specification and direction of EIC. 6. Curing Complete. (Only Cement & Sand will be supplied by Client, subjected to reconciliation) | Sq.Ft. | 3797.1 | 56 | Amended & Approved
Primarc Chambers | BLOCK | Water Proofing |  |  |  | "Water proofing work at Ground,1st floor and 6th to 15th floor for ""gents and ladies"" toilet: " | "Water proofing work at Ground,1st floor and 6th to 15th floor for ""gents and ladies"" toilet: 1. Bore Packing: Preparing the inside surface of core and PVC by roughening using suitable file to get better adhesion prior to packing works. Cleaning the surface by wire brushing followed water-cleaning to remove any laitance or loose flaky particles. Providing necessary formwork for packing the bore using suitable arrangement (depending upon site conditions). Applying a coat of polymer coating using Sika Latex to enhance adhesion between the packing material and other surfaces and Packing the gap using non-shrink cement polymer based grout using Sika Grout 214 or equivalent upto the surface of the bore whilst the Sika latex is in tacky state and then sealing with epoxy/polyester sealant. 2.Chipping and Cleaning of concrete surface to remove dust, oil, grease , loose paint / coating. 3.Groove cutting and halloring work in floor and wall joints with Sika Raintite (Single Component Acrylic Polymer for cement based waterproof composite coating membrane) modified mortar. 4. Coating Work : Charges towards providing & application of two coats of 2 Comp.Acrylic polymer modified waterproofing slurry coating Sikatop Seal-109 hi, (after application of 1st coat Sikatop Seal 109 hi laying of Fibre glass cloth while the coating is in green stage then application of 2nd coat shall be applied ) as per manufacturer's specification and direction of EIC. After 24 hrs of coating , the same shall be cured for 3-4 days by sprinkling water on it. 5. Protective (Finish) Plastering work : Charges towards providing 8-10mm avg. thick cement Plaster (1:4) admixed with polymer based waterproofing admixture admixed with integral waterproofing compound Sika Plastocrete Plus @ 0.2% by wt. of cement, as per manufacturers specification and direction of EIC. 6. Curing Complete. (Only Cement & Sand will be supplied by Client, subjected to reconciliation) " | Sq.Ft. |  |  | Approved
Primarc Chambers | BLOCK | Water Proofing |  | WO/PCH/PC01/29 | AKJ Engineers Pvt. Ltd. | Water proofing work at open terrace as per BOQ, drawing and direction of EIC. | "Water proofing work at open terrace as per BOQ, drawing and direction of EIC. 1. Surface preparation : Charges towards cleaning the mother slab concrete surface with apply of grinding machine,wire brush, water etc. to remove all loose dirt, dust, cement latience etc. up to satisfication level of site engineer / project in charge and sealing the cracks (if any) by polymer modified mortar enriched with Sika Latex Power etc., including necessary groove cutting along the construction joints, cleaning properly to remove all loose adhering particles, sealing & chamfering the same with fillet of mortar (Cement: sand – 1:4) admixed with Sika Latex Power, all complete as per manufacturers specification & direction of EIC. 2. Coating Work : Charges towards providing & application of two coats of 2 Comp.Acrylic polymer modified waterproofing slurry coating Sikatop Seal-109 hi, (after application of 1st coat Sikatop Seal 109 hi laying of Fibre glass cloth while the coating is in green stage then application of 2nd coat shall be applied ) as per manufacturer's specification and direction of EIC. After 24 hrs of coating , the same shall be cured for 3-4 days by sprinkling water on it. 3. Protective Plastering work : Charges towards providing 8-10mm avg. thick cement Plaster (1:4) admixed with polymer based waterproofing admixture admixed with integral waterproofing compound Sika Plastocrete Plus @ 0.2% by wt. of cement, as per manufacturers specification and direction of EIC. All work to be done as per attached Method Statement – Roof Treatment with SikaTop®Seal 109hi (Attached) 4. Curing Complete. (Only Cement & Sand will be supplied by Client, subjected to reconciliation)" |  | 0 | 0 | Amended & Approved
Primarc Chambers | BLOCK | Water Proofing |  | WO/PCH/PC01/29 | AKJ Engineers Pvt. Ltd. | 2nd floor | 2nd floor | Sq.Ft. | 254.1 | 56 | Approved
Primarc Chambers | BLOCK | Water Proofing |  | WO/PCH/PC01/29 | AKJ Engineers Pvt. Ltd. | 12th Floor | 12th Floor | Sq.Ft. | 675.71 | 56 | Approved
Primarc Chambers | BLOCK | Water Proofing |  | WO/PCH/PC01/29 | AKJ Engineers Pvt. Ltd. | 13th Floor | 13th Floor | Sq.Ft. | 962.5 | 56 | Approved
Primarc Chambers | BLOCK | Water Proofing |  | WO/PCH/PC01/29 | AKJ Engineers Pvt. Ltd. | 14th Floor | 14th Floor | Sq.Ft. | 877.5 | 56 | Approved
Primarc Chambers | BLOCK | Water Proofing |  | WO/PCH/PC01/29 | AKJ Engineers Pvt. Ltd. | 15th Floor | 15th Floor | Sq.Ft. | 5799.6 | 56 | Approved
Primarc Chambers | BLOCK | Water Proofing |  | WO/PCH/PC01/29 | AKJ Engineers Pvt. Ltd. | Water proofing work at FRP as per BOQ, drawing and direction of EIC. | "Water proofing work at FRP as per BOQ, drawing and direction of EIC. 1. Surface preparation : Charges towards cleaning the mother slab concrete surface with apply of grinding machine,wire brush, water etc. to remove all loose dirt, dust, cement latience etc. up to satisfication level of site engineer / project in charge and sealing the cracks (if any) by polymer modified mortar enriched with Sika Latex Power etc., including necessary groove cutting along the construction joints, cleaning properly to remove all loose adhering particles, sealing & chamfering the same with fillet of mortar (Cement: sand – 1:4) admixed with Sika Latex Power, all complete as per manufacturers specification & direction of EIC. 2. Coating Work : Charges towards providing & application of two coats of 2 Comp.Acrylic polymer modified waterproofing slurry coating Sikatop Seal-109 hi, (after application of 1st coat Sikatop Seal 109 hi laying of Fibre glass cloth while the coating is in green stage then application of 2nd coat shall be applied ) as per manufacturer's specification and direction of EIC. After 24 hrs of coating , the same shall be cured for 3-4 days by sprinkling water on it. 3. Protective Plastering work : Charges towards providing 8-10mm avg. thick cement Plaster (1:4) admixed with polymer based waterproofing admixture admixed with integral waterproofing compound Sika Plastocrete Plus @ 0.2% by wt. of cement, as per manufacturers specification and direction of EIC. All work to be done as per attached Method Statement – Roof Treatment with SikaTop®Seal 109hi (Attached) 4. Curing Complete. (Only Cement & Sand will be supplied by Client, subjected to reconciliation)" |  | 0 | 0 | Approved
Primarc Chambers | BLOCK | Water Proofing |  | WO/PCH/PC01/29 | AKJ Engineers Pvt. Ltd. | 6th Floor | 6th Floor | Sq.Ft. | 598.1 | 56 | Approved