SOUTHWINDS PROJECT LLP (PHASE - III & IV) | CLUB PHASE - III & IV | Wood Work |  | WO/SP34/CW34/36 | M.R. Furniture | 5x35 Oak Wood Fixing | Labour charges of Making & fixing of 5mmx35mm Oak wood with supply of SS screw, nails, masking tape and gum including cleaning the work area, shifting all the debris/wastes to a designated place at ground floor lavel, including all complete as per dwg. & direction of the EIC/Architect. Oak Wood will be supplied by client but subject to reconciliation | Rft | 229.14 | 8.5 | Approved
SOUTHWINDS PROJECT LLP (PHASE - III & IV) | CLUB PHASE - III & IV | Wood Work |  | WO/SP34/CW34/36 | M.R. Furniture | 5x35 Oak Wood Matt lacquer melamine polish | Labour charges for Matt lacquer melamine polish - 5mmx35mm Oak wood - including supply of all T & P, material etc. for completing the job as per dwg. & direction of the EIC/Architect. | Rft | 229.14 | 35 | Approved
SOUTHWINDS PROJECT LLP (PHASE - III & IV) | CLUB PHASE - III & IV | Wood Work |  | WO/SP34/CW34/36 | M.R. Furniture | loading - unloading. | Charges for loading - unloading, transportation, hire charges for machinery as per direction of Engineer-in-Charge | Lump Sum | 1 | 7115 | Amended & Approved
SOUTHWINDS PROJECT LLP (PHASE - III & IV) | COMMON INFRASTRUCTURE - PHASE III & IV | General |  | WO/SP34/CI34/81 | Veer Enterprises | Grid Ceiling at Lift Lobby Passage (Commercial Area) | Providing and fixing of Grid False Ceiling at Lift Lobby Passage area, fixing of gypsum board on a suspended Tee-Grid framework. The work shall include supply and installation of all Tee channels, perimeter channels, hangers, fasteners, and all required accessories; cutting, levelling, jointing, and finishing as necessary; including provision of scaffolding, tools, tackles, and labour—complete in all respects as per approved drawings and direction of the Engineer-in-Charge. Make: Indian Gypsum / Equivalent approved manufacturer. | Sq.Ft. | 600 | 78 | Approved
SOUTHWINDS PROJECT LLP (PHASE - III & IV) | CLUB PHASE - III & IV | False Celling |  | WO/SP34/CW34/22 | Veer Enterprises | 6 mm thick acrylic ceiling at Steam Room–1 and Steam Room–2 | Providing and fixing 6 mm thick acrylic ceiling at Steam Room–1 and Steam Room–2, including supply of all necessary materials, powder-coated grid channels, supports, fittings, and accessories. The work shall be completed in all respects as per approved drawings, specifications, and the directions of the Engineer-in-Charge. | Sq.Ft. | 89.277 | 375 | Approved
SOUTHWINDS PROJECT LLP (PHASE - III & IV) | CLUB PHASE - III & IV | False Celling |  | WO/SP34/CW34/22 | Veer Enterprises | sloped acrylic trap door of size 1.5' x 1.5' | Providing and fixing of sloped acrylic trap door of size 1.5' x 1.5', including all necessary materials, hardware, and finishing at all levels, as per the approved drawings and the directions of the Engineer-in-Charge. | Nos | 2 | 550 | Approved
SOUTHWINDS PROJECT LLP (PHASE - III & IV) | CLUB PHASE - III & IV | False Celling |  | WO/SP34/CW34/22 | Veer Enterprises | cornice made with Plaster of Paris (POP) | Providing and fixing cornice made with Plaster of Paris (POP), including all materials, moulding, jointing, finishing, and surface preparation at all levels, complete as per approved drawings, specifications, and the directions of the Engineer-in-Charge. Location : Games Room & Gym Room | Rft | 373.231 | 125 | Approved
The Ramdulari | BLOCK | Civil | Sub & Super Structure Work | WO/RP/RP02/4 | PRIYA CONSTRUCTION | Labour charges for lifting of sheet pile | Additional Labour charges for lifting of sheet pile using 2nd rig including all tools & tackles, Machineries, Mobilization-demobilization etc all complete as per drawing / direction of Engineer-in-charge. | MT | 38.775 | 1300 | Approved
The Ramdulari | BLOCK | Civil | Sub & Super Structure Work | WO/RP/RP02/4 | PRIYA CONSTRUCTION | Labour charges for ISMB cutting | Labour Charges for cutting ISMB sections to required lengths including marking, measuring, handling, positioning with all tools and tackles complete as per drawing and the direction of EIC. | Pcs. | 135 | 600 | Approved
The Ramdulari | BLOCK | Civil | Sub & Super Structure Work | WO/RP/RP02/4 | PRIYA CONSTRUCTION | Hire Charges for Hydra for Site Work | Hire Charges for providing Hydra including operator, fuel, mobilization and demobilization for lifting, Shifting and handling of materials at site in the direction of EIC | Trip | 2 | 5000 | Approved
The Ramdulari | BLOCK | Civil | Sub & Super Structure Work | WO/RP/RP02/4 | PRIYA CONSTRUCTION | Transportation Charges | Transportation charges for shifting materials and equipment from one site to another site including loading, unloading, labour, fuel, complete in the direction of EIC | Trip | 2 | 15000 | Approved
AARANYA | EXPERIENCE CENTER | Painting | Internal Painting | WO/PKB/PKX/22 | ARTISAN | PU paint work on AC Ducts (GI surface) | Providing and applying One coats of etch primer followed by two coats of PU-based paint of approved make and shade, applied using spray painting method to achieve a smooth satin finish on AC Duct. The scope includes supply of all materials, Labour, tools and tackles and execution of the work at all levels with necessary scaffolding or any other arrangement, leads, and lifts with all finishing work to complete as per the approved 3 drawings and the direction of the EIC. Location- AC Duct (GI surface) Sqft 255.00 Brand-Asian Paints or Equivalent Colour- i. Ash Brown -N (RAL-K119) for all the MS Structure inside of the building | Sq.Ft. | 255 | 64 | Approved
AARANYA | EXPERIENCE CENTER | Painting | Internal Painting | WO/PKB/PKX/22 | ARTISAN | Two coats of epoxy primer on MS structures (Pergola, Purlin, Existing Truss, covered areas) | Providing and applying only two coats of epoxy-based primer of approved make, applied using spray painting method to achieve a smooth satin finish on MS surfaces. The scope includes supply of all materials, Labour, tools and tackles and execution of the work at all levels with necessary scaffolding or any other arrangement, leads, and lifts with all finishing work to complete as per the approved drawings and the direction of the EIC. Location- All MS Structural part including Pergola, Purlin, Existing Truss (Old), false ceiling covered area. Brand-Asian Paints or Equivalent | Sq.Ft. | 4420 | 23.25 | Approved
AARANYA | EXPERIENCE CENTER | Painting | Internal Painting | WO/PKB/PKX/22 | ARTISAN | Applying NC putty on old MS structures and existing truss, | Providing and applying NC Putty of approved make, to achieve a smooth finish on old MS surfaces. The scope includes supply of all materials, Labour, tools and tackles and execution of the work at all levels with necessary scaffolding or any other arrangement, leads, and lifts with all finishing work to complete as per the approved drawings and the direction of the EIC. Location- All MS Structural part, Existing Truss (Old) Brand-Asian Paints | Sq.Ft. | 903 | 16.7 | Approved
AARANYA | COMMON INFRASTRUCTURE | Boundary Wall | Painting | WO/PKB/PKB2/23 | JAHANGIR ALAM ENTERPRISE | Primer up to 1000mm | Providing and applying two coats of water proof primer coating on plastered surface up to 1000mm height as per the specification and requirement with complete finish as per approved shade, up to the required height including ,all surfaces properly rubbed, smoothened with emery paper, thoroughly cleaned by dry mopping with cloths to make the surfaces dust free prior to application of paint, including fill cracks and holes with approved filler if required , all materials, tool tackles as per direction of Engineer in charge. Location:-Boundary wall upto. 1000mm Colour : White, Brand- Birla Opas WaterProof Primer-Waterproofing -B70 (Coverage -47.5 sq.ft/L for 2 coats) or equivalent. | Sq.Ft. | 6900.251 | 7.25 | Approved
AARANYA | COMMON INFRASTRUCTURE | Boundary Wall | Painting | WO/PKB/PKB2/23 | JAHANGIR ALAM ENTERPRISE | Primer above 1000mm | Providing & Applying of One coat of Cementitious primer/Snowcem on plastered surface above 1000mm height including loading-unloading, scaffolding, lifting of the material & surface preparation with all materials & Labour etc. all complete as per drawing and direction of Engineer-in-Charge. Location:-Boundary wall above 1000mm BRAND : SNOWCEM, DURACEM or Equivalent | Sq.Ft. | 7975.611 | 2.75 | Approved
AARANYA | COMMON INFRASTRUCTURE | Boundary Wall | Painting | WO/PKB/PKB2/23 | JAHANGIR ALAM ENTERPRISE | Boundary Wall Paint | Providing & Applying of One coat of Acrylic Primer & Two coat of Weather shield coat paint (Non Texture) using colour shade as approved by Architect/E.I.C at below mentioned location, including loading-unloading, scaffolding, lifting of the material & surface preparation with all materials & Labour etc. all complete as per drawing and direction of Engineer-in-Charge. Approved Brand: ICI/Berger/Asian Paint/Birla opas Location: Boundary Wall Colour: RAL 7024 | Sq.Ft. | 12305.642 | 9 | Approved
AARANYA | COMMON INFRASTRUCTURE | Boundary Wall | Painting | WO/PKB/PKB2/23 | JAHANGIR ALAM ENTERPRISE | Railing Painting | Providing and applying of two coat of zinc chromate Primer followed by two coats of synthetic enamel paint of approved shade and brand including scraping, sand papering with all finishing work at top surface of all M.S member as per drawing & direction of Engineer-in-Charge. Approved Brand: ICI/Berger/Asian Paint Location & Colour code: a) MS RAILING above Boundary wall ,Colour:Black (Matt finish) (6974 Sqft) b)MS RAILING beside Pond-1, Colour: RAL 7024 (398 Sqft) c)Meter room gate (900x2100). Colour: RAL 7024 (42 sqft) | Sq.Ft. | 8933.911 | 14 | Amended & Approved
AARANYA | COMMON INFRASTRUCTURE | Boundary Wall | Painting | WO/PKB/PKB2/23 | JAHANGIR ALAM ENTERPRISE | Gate painting | Providing and applying of one coat Epoxy Primer followed by two coats of synthetic enamel paint of approved shade and brand including scraping, sand papering with all finishing work at top surface of all M.S member as per drawing & direction of Engineer-in-Charge. (Measurement to be considered based on the surface area of the M.S. members.) Approved Brand: ICI/Berger/Asian Paint Location & Colour code: 2 nos MS Gate (4100mm & 5950mm) Colour: RAL 7024 | Sq.Ft. | 213.084 | 15 | Approved
The Ramdulari | CLUB | Flooring Work |  | WO/RP/RP06/18 | SHAQUIB ENTERPRISES | 1st floor swimmimg pool Tiles Fixing | 1st Floor Swimming Pool Tiles Fixing: Providing and Labour charges for fixing of Porcelain Mosaic Tiles (50mm x 50mm) at Swimming pool Floor inside on a bed of adhesive (LATICRETE® 335 -- Coverage - 55 - 60 Sft per 20 Kg bag) mixed with Water proofing chemical and Jointing the tiles with epoxy grouting material (Latapoxy SP 100 - Coverage - 64 - 72 Sft per 5 Kg for 2 mm joint width and 6 mm joint depth) including 20-25 mm thk. plastering work(1:4) at surface area all complete at all level as per drawing & direction of Engineer in charge. Tiles, Cement will be supplied by Client, but subjected to reconciliation. | Sq.Ft. | 1364 | 140 | Approved
The Ramdulari | CLUB | Flooring Work |  | WO/RP/RP06/18 | SHAQUIB ENTERPRISES | Providing and Fixing charges for Granite Stone | Charges for Providing and Fixing for Granite Stone 150mm to 350mm Planter Top work with average 40-50mm thick Sand cement mortar (1:4) in proper line, level & plumb. The joints will be filled with matching pigment, araldite including all finishing & Cleaning as per drawing and direction of Engineer-In-Charge. (Only Granite Stone and Cement will be supplied by Client Subject to reconciliation.) (Rate including all required materials, labours, tools & tackles and necessary arrangements for the work. (Shifting & Lifting of all materials & machineries are in contractor's scope) Location: Planter Top & Attached Balcony Planter 1st Floor | Rft | 382 | 52 | Approved
The Ramdulari | BLOCK | Flooring Work |  | WO/RP/RP02/101 | Wistech Services | Epoxy Floor Painting work in Basement | Supplying all materials for Basement Flooring System of average 1.5 mm thick smooth self-levelling Epoxy/PU flooring |  | 0 | 0 | Approved
The Ramdulari | BLOCK | Flooring Work |  | WO/RP/RP02/101 | Wistech Services | Cipoxy 18 | Cipoxy 18 Solvent-free epoxy primer and self-levelling screed- 20 Litre Drum | Ltrs. | 800 | 400 | Approved
The Ramdulari | BLOCK | Flooring Work |  | WO/RP/RP02/101 | Wistech Services | Floorkote 4K | Floorkote 4K Solvent-free polyurethane carpark coating. | Set | 140 | 4300 | Approved
The Ramdulari | BLOCK | Flooring Work |  | WO/RP/RP02/101 | Wistech Services | EPI | EPI RAL 7004 Top Coat Shade | Set | 140 | 440 | Approved
The Ramdulari | BLOCK | Flooring Work |  | WO/RP/RP02/101 | Wistech Services | Quarst Grain Silica Sand | Quarst Grain Silica Sand -50 Kg | Kg | 3500 | 24 | Approved
BHOPAL - COMMERCIAL | MARKETING | Marketing Office | Interior Works | WO/BPC/BPC4/5 | INGRAIN ARRIVA SPACE SOLUTIONS PRIVATE LIMITED | Ply support for TV hanging in the partitions. | Providing & Fixing Ply support for TV hanging in the partitions all complete as per the specification, requirement, drawing and as directed by the EIC | Sq.Ft. | 183.75 | 190 | Approved
BHOPAL - COMMERCIAL | MARKETING | Marketing Office | Interior Works | WO/BPC/BPC4/5 | INGRAIN ARRIVA SPACE SOLUTIONS PRIVATE LIMITED | Baffle type anutone ceiling | Providing & Fixing Baffle type anutone ceiling in conference room- 1175-1200mm(L) x 250mm (H) x 50mm (Thk) as per the specification, requirement, drawing and as directed by the EIC | Nos. | 10 | 4232 | Approved
BHOPAL - COMMERCIAL | MARKETING | Marketing Office | Interior Works | WO/BPC/BPC4/5 | INGRAIN ARRIVA SPACE SOLUTIONS PRIVATE LIMITED | Meeting room- White board(back painted glass)-5/6mm non toughened with TV back laminate (grey) finish stand | Providing & Fixing Meeting room- White board(back painted glass)-5/6mm non toughened with TV back laminate (grey) finish stand as per design to be fixed on partition of size- 2300 x 1200mm-wooden frame work will be done in Ply & laminate. all complete as per the specification, requirement, drawing and as directed by the EIC | Nos. | 3 | 19500 | Approved
BHOPAL - COMMERCIAL | MARKETING | Marketing Office | Interior Works | WO/BPC/BPC4/5 | INGRAIN ARRIVA SPACE SOLUTIONS PRIVATE LIMITED | Single skin wall cladding with cove structure | Providing and fixing single skin wall cladding with cove structure for lighting purpose to be made with 25x50mm aluminium box section with 600x600 grid fitted with 12mm ply, to be fitted with 4mm thk MDF with paint base work (ready to apply wall paper) as per spec. Drawing and elevation to complete line and level for theater room as per drawing and instruction of site in-charge | Sq.Ft. | 139.51 | 570 | Approved
BHOPAL - COMMERCIAL | MARKETING | Marketing Office | Interior Works | WO/BPC/BPC4/5 | INGRAIN ARRIVA SPACE SOLUTIONS PRIVATE LIMITED | (ARCHI CONCRETE DISTERSSED) Texture paint for walls | Providing and applying (ARCHI CONCRETE DISTERSSED) Texture paint for walls of Meeting & conference rooms from outside cabins with complete finish as per approved shade, up to the required height including all surfaces properly cleaned and scrapping with Sand Paper prior to application of paint, rub down, clean, with tool tackles as per direction of Engineer in charge | Sq.Ft. | 518.42 | 245 | Approved
BHOPAL - COMMERCIAL | MARKETING | Marketing Office | Interior Works | WO/BPC/BPC4/5 | INGRAIN ARRIVA SPACE SOLUTIONS PRIVATE LIMITED | Providing and laying tiles on mezzanine floor | Providing and laying Ceramic tiles 300mm x 300mm fixing on mezzanine floor all complete as per direction of Engineer In Charge (Material Base Rate: 30 Rs./Sqft. Make: Local) | Sq.Ft. | 412.98 | 85 | Approved
SOUTHWINDS PROJECT LLP (PHASE - III & IV) | MEP PHASE - IV | External Plumbing |  | WO/SP34/MW4/72 | GOBINDA CHANDRA SAHOO | Rain Water and Soil Pipes Water Leakage Repairing & Rectification work at Substation Building as per direction of Engineer-in-charge. | Rain Water and Soil Pipes Water Leakage Repairing & Rectification work at Substation Building as per direction of Engineer-in-charge. |  | 0 | 0 | Approved
SOUTHWINDS PROJECT LLP (PHASE - III & IV) | MEP PHASE - IV | External Plumbing |  | WO/SP34/MW4/72 | GOBINDA CHANDRA SAHOO | Removing - Internal Drainage (Rain Water Pipe & Fittings) - 160 mm dia | "Internal Drainage (Rain Water Pipe & Fittings) Labour Charges for Existing Old SWR Type-B Pipe Removing, Bracket Opening & Hole Cutting in Substation Building work . "160 mm dia" | RMT | 20 | 110 | Approved
SOUTHWINDS PROJECT LLP (PHASE - III & IV) | MEP PHASE - IV | External Plumbing |  | WO/SP34/MW4/72 | GOBINDA CHANDRA SAHOO | Re-fixing - Internal Drainage (Rain Water Pipe & Fittings) - 160 mm dia | "Internal Drainage (Rain Water Pipe & Fittings) Labour Charges for Re-fixing of SWR Type-B Pipe for Substation Building work [Necessary Dia of pipes & their Fittings will be supplied by client and other loose materials as screws, Nails, Fastnut, MS Hooks, U clamps, solvent cement, Jute, white Zinc, white cement, MS Angle/ Bracket, Universal clamp, will be supplied by Contractor. "160 mm dia" | RMT | 20 | 405 | Approved
SOUTHWINDS PROJECT LLP (PHASE - III & IV) | MEP PHASE - IV | External Plumbing |  | WO/SP34/MW4/72 | GOBINDA CHANDRA SAHOO | Removing - Internal Drainage (Rain Water Pipe & Fittings) - 110 mm dia | "Internal Drainage (Rain Water Pipe & Fittings) Labour Charges for Existing Old SWR Type-B Pipe Removing, Bracket Opening & Hole Cutting in Substation Building work . "110 mm dia" | RMT | 10 | 100 | Approved
SOUTHWINDS PROJECT LLP (PHASE - III & IV) | MEP PHASE - IV | External Plumbing |  | WO/SP34/MW4/72 | GOBINDA CHANDRA SAHOO | fixing - Internal Drainage (Rain Water Pipe & Fittings) - 110 mm dia | "Internal Drainage (Rain Water Pipe & Fittings) Labour Charges for fixing of SWR Type-B Pipe for Substation Building work [Necessary Dia of pipes & their Fittings will be supplied by client and other loose materials as screws, Nails, Fastnut, MS Hooks, U clamps, solvent cement, Jute, white Zinc, white cement, MS Angle/ Bracket, Universal clamp, will be supplied by Contractor. "110 mm dia" | RMT | 10 | 375 | Approved
SOUTHWINDS PROJECT LLP (PHASE - III & IV) | MEP PHASE - IV | External Plumbing |  | WO/SP34/MW4/72 | GOBINDA CHANDRA SAHOO | Bamboo Stretching | Labour Charges For Existing Old Pipe removing and New Pipe Re-fixing, Work Will be Completed With Help of Bamboo Stretching and Carefully new connection Fittings & Fixing Necessary Work All Total Complete | Lump Sum | 1 | 2200 | Approved
SOUTHWINDS PROJECT LLP (PHASE - III & IV) | MEP PHASE - IV | External Plumbing |  | WO/SP34/MW4/73 | GOBINDA CHANDRA SAHOO | Installation Charges of Sump Pump at Pump House (Bl-14) as per drawing & direction of Engineer-in-charge | Installation Charges of Sump Pump at Pump House (Bl-14) as per drawing & direction of Engineer-in-charge |  | 0 | 0 | Approved
SOUTHWINDS PROJECT LLP (PHASE - III & IV) | MEP PHASE - IV | External Plumbing |  | WO/SP34/MW4/73 | GOBINDA CHANDRA SAHOO | 65 mm UPVC Pipe & Fittings | Labour Charges for Laying & Testing of 65 mm UPVC Pipe & Fittings as per drawing & direction of Engineer-in-charge. [ Necessary Dia. Of Pipes, Pipe fittings, cement materilas will be supplied by Southwinds Project LLP and other Loose Matrials as Screws, nail, Fastener, with Bolt, MS Hooks, Solvent Cement, jute, White Zinc, teflon tape, white cement, MS Angle/Bracket, MS Saddle Clamp, sand, stone chips will be supplied by Contractor] Testing Kit, Tools & tackels will be in contractor scope. | RMT | 12.4 | 230 | Approved
SOUTHWINDS PROJECT LLP (PHASE - III & IV) | MEP PHASE - IV | External Plumbing |  | WO/SP34/MW4/73 | GOBINDA CHANDRA SAHOO | 65 mm Metal Ball Valve | Labour Charges for Fixture & Testing of 65 mm Metal Ball Valve as per drawing & direction of Engineer-in-charge. Testing Kit, Tools & tackels will be in contractor scope. | Nos | 2 | 375 | Approved
SOUTHWINDS PROJECT LLP (PHASE - III & IV) | MEP PHASE - IV | External Plumbing |  | WO/SP34/MW4/73 | GOBINDA CHANDRA SAHOO | 65 mm Metal Non Return Valve | Labour Charges for Fixture & Testing of 65 mm Metal Non Return Valve as per drawing & direction of Engineer-in-charge. Testing Kit, Tools & tackels will be in contractor scope. | Nos | 2 | 375 | Approved
SOUTHWINDS PROJECT LLP (PHASE - III & IV) | MEP PHASE - IV | External Plumbing |  | WO/SP34/MW4/73 | GOBINDA CHANDRA SAHOO | 3 HP Pump | Labour Charges for Fixture & Testing of 3 HP Pump as per drawing & direction of Engineer-in-charge. Testing Kit, Tools & tackels will be in contractor scope. | Nos | 2 | 3500 | Approved
The Ramdulari | CLUB | Hardscape |  | WO/RP/RP06/5 | MATUR ENTERPRISE | Screed Concrete and all other necessary items | Providing screed concrete with necessary shuttering, labour for material shifting from 25th to 26th floor, and additional material cost due to increased thickness, all as directed by EIC. |  | 0 | 0 | Approved
The Ramdulari | CLUB | Hardscape |  | WO/RP/RP06/5 | MATUR ENTERPRISE | Screed Concrete 80-90 mm Thickness | As a protective layer, 80-90mm avg thick screed (1:2:4) on floors, mixed with polymer or integral water proofing compound @ 2% weight of cement including necessary tools & tackles, all related materials, scaffolding, curing, cleaning etc complete as directed by EIC. Thickness of the concrete will depend up on the span of treated area. Semi - Green stage saw cutting will be done in panels (2.5 mt X 2.5mt) in a groove of 6 mm (width) X 25 mm (depth) using mechanical cutter & will be filled using polysulphide sealant. (Cement will be supplied by Client.) | Sq.Mtr. | 426 | 671 | Approved
The Ramdulari | CLUB | Hardscape |  | WO/RP/RP06/5 | MATUR ENTERPRISE | Shuttering | Labour charges for shuttering with centering and necessary staging up to necessary height using approved stout props, 12 mm thick quality ply board shuttering, with required bracing for curved or straight fitting, fixing and striking out after completion of works (including bailing out of water) at any level complete as per drawing , specification and direction of EIC. Location – 26th Floor | Sq.Mtr. | 11 | 525 | Approved
The Ramdulari | CLUB | Hardscape |  | WO/RP/RP06/5 | MATUR ENTERPRISE | Material Shifting for screed concrete | Claim for Labour charges towards manual shifting of construction materials from 25th floor to 26th floor for Screed work, including handling, lifting, stacking and all associated manpower efforts required for completion of the activity in the direction of EIC | Cum. | 46 | 1410 | Approved
The Ramdulari | CLUB | Hardscape |  | WO/RP/RP06/5 | MATUR ENTERPRISE | Additional material cost | Additional material cost due to increase in thickness to 7mm against item no 2.1. | Cum. | 9.36 | 3920 | Approved
Primarc Aadvika | BLOCK | Piling Work |  | WO/HW1/PHW9/4 | MATUR ENTERPRISE | Labour Charges for Construction 3nos of Brick Vat for Piling Work | Labour Charges for Construction 3nos of Brick Vat (Size- 10.5m X 3.500m X 1.200m) for Piling Work |  | 0 | 0 | Approved
Primarc Aadvika | BLOCK | Piling Work |  | WO/HW1/PHW9/4 | MATUR ENTERPRISE | Excavation | All charges for doing excavation in required profile in all type of soils in dry and wet condition for raft or any other foundation of the proposed structure as per drawings or direction of Engineer-in-Charge, including barricading the area providing caution board maintaining required slopes including all labour, materials, machinery, tools & tackles for all lead & lift to the entire satisfaction of EIC. Contractor will be paid for a working space of 600 mm or as indicated in IS : 1200 , whichever is less . The excavation drawing will be submitted by the contractor before starting the excavation for client's approval. For, Depth up to 1.5m | Cum. | 163.477 | 270 | Approved
Primarc Aadvika | BLOCK | Piling Work |  | WO/HW1/PHW9/4 | MATUR ENTERPRISE | Backfilling | Labour charges for doing backfilling of excavated pit, trench etc. with inside/excavated earth in layer not exceeding 150mm in depth including watering, ramming, compacting, consolidating in deposited layer to achieve 95% Proctor Density and transportation of soil, all labour, materials, machinery, tools & tackles etc. for all lead & lift to the entire satisfaction of Engineer-in-Charge. | Cum. | 27.421 | 160 | Approved
Primarc Aadvika | BLOCK | Piling Work |  | WO/HW1/PHW9/4 | MATUR ENTERPRISE | 75mm Thk BFS | Brick Flat Soling:- Charges for Laying Single Layer Brick Flat Soling including preparation of soil/sand filling bed and filling the joints with available sand/earth, watering etc complete as per drawing, specification & as directed by EIC. (Brick will be supplied by client, but subjected to reconciliation). | Sq.Mtr. | 116.77 | 115 | Approved
Primarc Aadvika | BLOCK | Piling Work |  | WO/HW1/PHW9/4 | MATUR ENTERPRISE | PCC (1:3:6) 100mm Thk | P.C.C (1:3:6):- Charges for laying of 100mm Thick P.C.C (1:3:6) by site mix concrete with 20 mm and down size, screened and washed well graded stone chips excluding shuttering, consolidation complete in all respect as per drawing, specification and direction of EIC. (Cement, Snad & Coarse Aggregate will be supplied by client, but subjected to reconciliation). | Cum. | 11.246 | 2350 | Approved
Primarc Aadvika | BLOCK | Piling Work |  | WO/HW1/PHW9/4 | MATUR ENTERPRISE | 250mm Thick Brickwork (1:4) | Charges for erecting 250 mm thick brick work with 1st class Conventional bricks for walls of specified thickness in sand cement mortar (6 :1) including the cost of all material, labour, tools, tackles, scaffolding, curing etc. complete as per direction of Engineer-in-Charge and technical specification (Cement, Snad & Brick will be supplied by client, but subjected to reconciliation). | Cum. | 24.052 | 1950 | Approved
Primarc Aadvika | BLOCK | Piling Work |  | WO/HW1/PHW9/4 | MATUR ENTERPRISE | 12mm Thk Plaster (1:6) | Labour charges for applying plaster with sand and cement mortar including round off or chamfering of concrete surface , curing etc, complete as per direction of EIC - 12 mm thick sand cement mortar (6 parts sand : 1 part cement), at any floor and level . (Cement & Sand would be supplied by the employer free of cost, but subjected to reconciliation) | Sq.Mtr. | 99.878 | 155 | Approved
Primarc Aadvika | BLOCK | Piling Work |  | WO/HW1/PHW9/4 | MATUR ENTERPRISE | 12mm Thk Plaster (1:6) with neat cement | Labour charges for applying 12 mm thick plaster with neat cement finish using sand–cement mortar (1:6), including rounding off or chamfering edges, curing, and all related works, complete as per the direction of the Engineer-in-Charge at any floor or level. (Cement & Sand would be supplied by the employer free of cost, but subjected to reconciliation) | Sq.Mtr. | 111.812 | 230 | Approved
The Ramdulari | BLOCK | Plumbing/Sanitory | Internal Plumbing | WO/RP/RP02/102 | Bdcon Engineers Pvt. Ltd. | Internal Drainage (Soil, Waste, Vent & Fittings) | Internal Drainage (Soil, Waste, Vent & Fittings) - Supply and Fixing for fixing Silencio PP pipes (Astral Density 1.9) for Soil, waste and vent and AC drainage in Shaft Location including all fittings with / without access door of any degree, Single / Double / Equal / Unequal junctions, bends, offsets, Cowls, Collars, Access / door pieces, insertions, rubber washer 3mm thick, bolts & nuts, GI Holder bats and clamps of approved design and jointing with drip seal joints including cutting holes in Walls & floors and making good the same wherever required.Location – PHE Shaft at Toilet 3,4 |  | 0 | 0 | Approved
The Ramdulari | BLOCK | Plumbing/Sanitory | Internal Plumbing | WO/RP/RP02/102 | Bdcon Engineers Pvt. Ltd. | Internal Drainage (Rain Water Pipe & Fittings) | Internal Drainage (Rain Water Pipe & Fittings) - Supply and Fixing for fixing Silencio PP pipes (Astral Density 1.9) for Rain Water pipe in Shaft Location including all fittings with / without access door of any degree, Single / Double / Equal / Unequal junctions, bends, offsets, Cowls, Collars, Access / door pieces, insertions, rubber washer 3mm thick, bolts & nuts, Gl Holder bats and clamps of approved design and jointing with drip seal joints including cutting holes in Walls & floors and making good the same wherever required.(Application: For Rain Water Pipes)Location – PHE Shaft at Toilet 3,4 |  | 0 | 0 | Approved
The Ramdulari | BLOCK | Plumbing/Sanitory | Internal Plumbing | WO/RP/RP02/102 | Bdcon Engineers Pvt. Ltd. | fixing uPVC pipe SCH 80 | Supply and Fixing for Laying, fitting and fixing uPVC pipe SCH 80 as per IS: 4984 various dia as shown in drawing complete with all sorts of fittings (e.g tee, bends, elbows, coupler, unions, reducers, flanges etc.) as required jointed with heavy duty solvent cement as per manufacturers specification or threaded joint wherever required and as per instruction of EIC. Domestic/Flu,at Terrace, Down takes, Risers, Overflow drain and vent pipe for OHT etc.).Location – PHE Shaft at Toilet 3,4 |  | 0 | 0 | Approved
The Ramdulari | BLOCK | Plumbing/Sanitory | Internal Plumbing | WO/RP/RP02/102 | Bdcon Engineers Pvt. Ltd. | Fixing for forged brass nickel plated lever operated ball valve | Supply and Fixing for fixing forged brass nickel plated lever operated ball valve of full flow with forged brass hard chrome plated ball with min. working pressure of 16 Kg/cm2. Lever should be anti rust coating, complete in all respects (For Domestic/flushing water supply lines at basement, overhead tank etc.)Location – PHE Shaft at Toilet 3,4 |  | 0 | 0 | Approved
The Ramdulari | BLOCK | Plumbing/Sanitory | Internal Plumbing | WO/RP/RP02/102 | Bdcon Engineers Pvt. Ltd. | fixing KAN-thermPERTAL Pipe | Supply and Fixing for Laying, fitting and fixing KAN-thermPERTAL Pipe various dia as shown in drawing for internal flate area complete with all sorts of fittings (e.g. tee, bends, elbows, coupler, union, reducers, flange etc.) as required jointed with heavy duty soivent cement as per manufacturers specification of threaded joint wherever required and as per instruction of EIC. (Domestic/Flu. at Terrace, Down takes, Risers, Overflow drain and vent pipe for OHT etc.).Location – PHE Shaft at Toilet 3,4 |  | 0 | 0 | Approved
The Ramdulari | BLOCK | Plumbing/Sanitory | Internal Plumbing | WO/RP/RP02/102 | Bdcon Engineers Pvt. Ltd. | 75mm dia ASP | 75mm dia ASP | RMT | 102 | 1304 | Approved
The Ramdulari | BLOCK | Plumbing/Sanitory | Internal Plumbing | WO/RP/RP02/102 | Bdcon Engineers Pvt. Ltd. | 110mm dia | 110mm dia | RMT | 238 | 1593 | Approved
The Ramdulari | BLOCK | Plumbing/Sanitory | Internal Plumbing | WO/RP/RP02/102 | Bdcon Engineers Pvt. Ltd. | 75mm dia ASP | 75mm dia ASP | RMT | 18 | 1304 | Approved
The Ramdulari | BLOCK | Plumbing/Sanitory | Internal Plumbing | WO/RP/RP02/102 | Bdcon Engineers Pvt. Ltd. | 110mm dia | 110mm dia | RMT | 194.5 | 1593 | Approved
The Ramdulari | BLOCK | Plumbing/Sanitory | Internal Plumbing | WO/RP/RP02/102 | Bdcon Engineers Pvt. Ltd. | 20mm Dia | 20mm Dia | RMT | 4 | 385 | Approved
The Ramdulari | BLOCK | Plumbing/Sanitory | Internal Plumbing | WO/RP/RP02/102 | Bdcon Engineers Pvt. Ltd. | 25mm Dia | 25mm Dia | RMT | 5.5 | 458 | Approved
The Ramdulari | BLOCK | Plumbing/Sanitory | Internal Plumbing | WO/RP/RP02/102 | Bdcon Engineers Pvt. Ltd. | 40 mm Dia | 40 mm Dia | RMT | 96 | 574 | Approved
The Ramdulari | BLOCK | Plumbing/Sanitory | Internal Plumbing | WO/RP/RP02/102 | Bdcon Engineers Pvt. Ltd. | 20mm Dia | 20mm Dia | Nos. | 1 | 880 | Approved
The Ramdulari | BLOCK | Plumbing/Sanitory | Internal Plumbing | WO/RP/RP02/102 | Bdcon Engineers Pvt. Ltd. | 25mm Dia | 25mm Dia | Nos. | 35 | 1184 | Approved
The Ramdulari | BLOCK | Plumbing/Sanitory | Internal Plumbing | WO/RP/RP02/102 | Bdcon Engineers Pvt. Ltd. | 25mm Dia | 25mm Dia | RMT | 136.5 | 646 | Approved
AARANYA | COMMON INFRASTRUCTURE | Consultancy Charges | OTHER CONSLUTANTS | WO/PKB/PKB2/24 | ENSIMULATED SOLUTIONS LLP | Consultancy Charges for ECBC Complience Report | Consultancy charges for ECBC Complience Report for our non-residential part at Aaranya Project, Kasba. (Detail Scope of work as mentioned in ANNEXURE-I). | Lump Sum | 1 | 55000 | Approved
AARANYA | EXPERIENCE CENTER | Interior Work |  | WO/PKB/PKX/37 | Ajay Gaurisaria | Polishing | Providing & Applying Melamine Polish on matt by sprey method, complete in all respects as per direction of Engineer-in-Charge. Brand- Asian Paint. | Sq.Ft. | 0 |  | Approved
AARANYA | EXPERIENCE CENTER | Interior Work |  | WO/PKB/PKX/47 | CHANDAN KUMAR SHARMA | Polishing | Providing & Applying Melamine Polish on matt by sprey method, complete in all respects as per direction of Engineer-in-Charge. Brand- Asian Paint. | Sq.Ft. | 1416 | 128 | Approved
AARANYA | EXPERIENCE CENTER | Interior Work |  | WO/PKB/PKX/37 | Ajay Gaurisaria | Wooden Bit Fixing | Providing & Fixing of Wooden Bit (Size- 2" X 1/2"), complete in all respects as per direction of Engineer-in-Charge. | Rft | 0 |  | Approved
AARANYA | EXPERIENCE CENTER | Interior Work |  | WO/PKB/PKX/47 | CHANDAN KUMAR SHARMA | Wooden Bit Fixing | Providing & Fixing of Wooden Bit (Size- 2" X 1/2"), complete in all respects as per direction of Engineer-in-Charge. | Rft | 1100 | 70 | Approved
Primarc Aadvika | PRE-CONSTRUCTION PHASE | Temp fencing wall & Gate |  | WO/HW1/PHW1/35 | ADA-METCON | MS Work | All Charges for Providing, erecting and Fixing, M.S. framework consisting of SHS 40×40×2.6mm / 38x38x2.9mm including cutting, welding, drilling, grinding, fixing with anchors, surface preparation, lifting, shifting, transportation, loading, unloading, tools & tackles, and all incidental works; complete as per drawing and direction of the Engineer-in-Charge. Make: Apollo / Nizon or equivalent. Location: SAFETY INDUCTION ROOM & QC ROOM, SHED FOR WTP ROOM, WALL FOR LABOUR TOILET GUARD |  | 0 | 0 | Amended & Approved
Primarc Aadvika | PRE-CONSTRUCTION PHASE | Temp fencing wall & Gate |  | WO/HW1/PHW1/35 | ADA-METCON | GI Sheet fixing | Labour charges for fixing of GI sheet walling and roofing, including cutting, welding , hoisting, positioning, aligning, and secure fixing using approved bolts, nuts, washers, and maintaining specified side and end overlaps; complete with all necessary tools, tackles, consumables, and safety arrangements, per approved drawings and as directed by the Engineer-in-Charge ( CGI Sheet shall be supplied by the client) . Payment will made on surface area only. Location: SAFETY INDUCTION ROOM & QC ROOM, SHED FOR WTP ROOM, WALL FOR LABOUR TOILET GUARD, CLIENT LABOUR HUTMENT | Sq.Ft. | 4580 | 15 | Approved
Primarc Aadvika | PRE-CONSTRUCTION PHASE | Temp fencing wall & Gate |  | WO/HW1/PHW1/35 | ADA-METCON | Removing & Refixing of MS railing | Labour charges for removal and re-fixing of MS railing including all required machinery, labour, tool, tackle & equipment to complete the job as per drawing and direction Engineer-in-Charge. (Only related civil work is in client scope.) Structure is made up of SHS: 50mm x 50mm & RHS: 120mm x 60mm & Fixed at wall top on MS Plate with 4 nos anchor fastener, Height of structure is 2m. | RMT | 54 | 350 | Amended & Draft
Primarc Aadvika | PRE-CONSTRUCTION PHASE | Temp fencing wall & Gate |  | WO/HW1/PHW1/35 | ADA-METCON | Gate Repairing | Charges for repair and modification of MS gate (9mtr) consisting of 4 nos. shutters, including removal, re-fixing, cutting, welding, alignment, and all associated works, complete with all required labour, materials, tools, tackles, and equipment to make it functional (sliding with two shutter) as per approved drawing and direction of the Engineer-in-Charge. |  | 0 | 0 | Amended & Approved
Primarc Aadvika | PRE-CONSTRUCTION PHASE | Temp fencing wall & Gate |  | WO/HW1/PHW1/35 | ADA-METCON | Providing & Fixing | Charges for providing, erecting & fixing work including one coat of red-oxide primer. (SHS 40×40×2.6) | Kg | 298 | 115 | Approved
Primarc Aadvika | PRE-CONSTRUCTION PHASE | Temp fencing wall & Gate |  | WO/HW1/PHW1/35 | ADA-METCON | Fixing Only | Charges for Only Erecting & Fixing work excluding red-oxide primer. (MS member will be supplied by client but subject to reconciliation) (SHS 38x38x2.9) | Kg | 794 | 40 | Approved
Primarc Aadvika | PRE-CONSTRUCTION PHASE | Temp fencing wall & Gate |  | WO/HW1/PHW1/35 | ADA-METCON | MS Work for Modification | Providing and fixing new additional MS members such as ISMB, MS angles, plates, wheel tracks, MS rods, etc., including cutting, welding, alignment, grinding, and all necessary accessories, complete as per approved design and direction of the Engineer-in-Charge. | Kg | 583.525 | 115 | Approved
Primarc Aadvika | PRE-CONSTRUCTION PHASE | Temp fencing wall & Gate |  | WO/HW1/PHW1/35 | ADA-METCON | Sliding wheel | Charges for supply & erection of Sliding wheel for Gate as per requirement / direction of EIC. | Nos | 4 | 2200 | Approved
Primarc Aadvika | PRE-CONSTRUCTION PHASE | Temp fencing wall & Gate |  | WO/HW1/PHW1/35 | ADA-METCON | Roller | Charges for Supply & erection of Roller as per requirement/direction of EIC. | Nos | 8 | 450 | Approved
Primarc Aadvika | PRE-CONSTRUCTION PHASE | Temp fencing wall & Gate |  | WO/HW1/PHW1/35 | ADA-METCON | Hinges | Charges for supply and fixing of MS hinge as per requirement/direction of EIC. | Nos | 4 | 600 | Approved
Primarc Aadvika | PRE-CONSTRUCTION PHASE | Temp fencing wall & Gate |  | WO/HW1/PHW1/35 | ADA-METCON | Mechanical Anchoring | Charges for Supply & Installation of Mechanical Anchor (12*100) including drilling & cleaning the holes to blow out the remaining dust, inserting & fixing of anchor fastener in the desired position all finishes and complete including all tools & tackles, machineries, labours at any heights and levels as per the specification, requirement and as directed by EIC. | Nos | 72 | 40 | Approved
Primarc Aadvika | PRE-CONSTRUCTION PHASE | Temp fencing wall & Gate |  | WO/HW1/PHW1/35 | ADA-METCON | Transportation Charges | Transportation charges including loading, unloading, shifting, Lifting.shifting, and safe handling of materials, complete as directed by the Engineer-in-Charge. | Lump Sum | 1 | 3000 | Approved
Primarc Aadvika | PRE-CONSTRUCTION PHASE | Temp fencing wall & Gate |  | WO/HW1/PHW1/35 | ADA-METCON | Labour Charges | Additional Labour charges for handling of old MS gate including removal & refixing and make it functional. | Lump Sum | 1 | 20000 | Approved
SOUTHWINDS PROJECT LLP (PHASE - III & IV) | MEP PHASE - IV | MLCP | Civil | WO/SP34/MW4/74 | Vinayak Fabtech | SS 316 Wire String back wall of Car Parking with MS Column and Horizontal Member for Creeper | SS 316 Wire String back wall of Car Parking with MS Column and Horizontal Member for Creeper Supply, Fabrication & erection of MS Column of size 100 x 50 x 4 mm and Horizontal 50 x 50 x 2.9 mm thick with base plate 200 x 100 x 12 mm thick MS base plate, anchor Fastener, cutting, welding & wastage, transportation included. The structure Shall be coated with one coat of Epoxy primer & one coats of PU Synthetic Oil Paint etc. With SS 316 3 mm thick Wire String fixing with Aluminium track complete with SS clip and necessary clamps and gap will be of 250 -290 mm in between 2 wire string as per drawing, specification and direction of Engineer In Charge. Extra: Additional cost of Rs. 38/- per Sq.ft. for MS Column fixing on both sides – 3 Nos., 5 mtr each side. | Sq.Ft. | 1940 | 210 | Amended & Approved
AARANYA | EXPERIENCE CENTER | Interior Work |  | WO/PKB/PKX/38 | OM ENGINEERING | Fixing of FRP Panel | Labour charges for fixing FRP panels including all fittings and fixtures (screws, etc.), with necessary labour, tools and tackles, complete as per the direction of the Engineer-in-Charge. | Sq.Ft. | 351.3 | 70 | Approved
AARANYA | EXPERIENCE CENTER | Interior Work |  | WO/PKB/PKX/38 | OM ENGINEERING | MS Framing for FRP Pannel Fixing | Providing, fabricating and fixing of MS frame work for FRP panel back support using SHS 25×25×2 mm inner framing, SHS 100×100×3 mm outer post, 200×200×10 mm base plate, 50×50×6/10 mm MS plate, 10×98 mm Hilti fasteners and 2" MS nuts & bolts, including one coat epoxy primer, loading, unloading and transportation, all complete as per approved drawing and direction of EIC. Approved MS Brand- Jindal or Nezone or equivalent | Kg | 927.3 | 145 | Approved
SOUTHWINDS PROJECT LLP (PHASE - III & IV) | COMMON INFRASTRUCTURE - PHASE III & IV | General |  | WO/SP34/CI34/82 | HINDUSTAN ALUMINIUM WORKS | PATCH FITTING DOOR & FIXED GLAZING AT COMMERCIAL BLOCK (SHOP - 2,9,3,8,4,7,6,5) | PATCH FITTING DOOR & FIXED GLAZING AT COMMERCIAL BLOCK (SHOP - 2,9,3,8,4,7,6,5) Providing & fixing of Frameless patch fittings Doors & fixed glazing made by using SS 304 grade patch fittings of Kinlong make with Double Shutter Door like Door Top patch, bottom patch, lock patch,Floor Spring, 450 mm SS H Type Handle , with door top & bottom pivots, OGC fixed glass connectors for holding the fixed glass, with 12 mm clear Toughened Glass. (saint gobain) , with all other necessary hardware fittings & fixtures. complete with silicone sealant , SS fittings, 12 mm Clear Toughened Glass and labour charges etc. as per drawing, specification and direction of Engineer In Charge. |  | 0 | 0 | Amended & Approved
SOUTHWINDS PROJECT LLP (PHASE - III & IV) | COMMON INFRASTRUCTURE - PHASE III & IV | General |  | WO/SP34/CI34/82 | HINDUSTAN ALUMINIUM WORKS | Fixed Part | Fixed Part | Sq.Ft. | 825.85 | 330 | Approved
SOUTHWINDS PROJECT LLP (PHASE - III & IV) | COMMON INFRASTRUCTURE - PHASE III & IV | General |  | WO/SP34/CI34/82 | HINDUSTAN ALUMINIUM WORKS | Openable Part 7 Nos Double Door against Total Opening of (1785X2350)mm 1 No. Single Door (1200X2350)mm 2 Nos. Single Door (900X2350)mm | Openable Part 7 Nos Double Door against Total Opening of (1785X2350)mm 1 No. Single Door (1200X2350)mm 2 Nos. Single Door (900X2350)mm | Sq.Ft. | 413.71 | 830 | Approved
The Ramdulari | BLOCK | Ventilation |  | WO/RP/RP02/103 | UNIVERSAL ENERGY SOLUTIONS PVT. LTD. | Dual Speed Motor (11/3.7 KW) | Supply, Installation, Testing & Commissioning of Dual Speed Motor (11/3.7 KW )for Dual speed Axial Flow Fans for Car parking ventilation system at Basement as per Approved Drawing & in the direction of EIC. | Nos. | 2 | 122015 | Approved
The Ramdulari | BLOCK | Ventilation |  | WO/RP/RP02/103 | UNIVERSAL ENERGY SOLUTIONS PVT. LTD. | Single Speed Motor (1.1 KW) Class H | Supply, Installation, Testing & Commissioning of Single Speed Motor (1.1 KW) Class H for single speed Axial Flow Fans for Pump Room ventilation system (Ex) at Basement as per Approved Drawing & in the direction of EIC. | Nos. | 1 | 21563 | Approved
The Ramdulari | BLOCK | Ventilation |  | WO/RP/RP02/103 | UNIVERSAL ENERGY SOLUTIONS PVT. LTD. | Single Speed Motor (1.1 KW) Class F | Supply, Installation, Testing & Commissioning of Single Speed Motor (1.1 KW) Class F for single speed Axial Flow Fans for Pump Room ventilation system (FA) at Basement as per Approved Drawing & in the direction of EIC. | Nos. | 1 | 19406 | Approved
The Ramdulari | BLOCK | Ventilation |  | WO/RP/RP02/103 | UNIVERSAL ENERGY SOLUTIONS PVT. LTD. | Basement ventilation panel | Supply, Installation, Testing & Commissioning of Swithgear & all accessories for Basement ventilation panel as required in the direction of EIC (details as per annex.) | Lot | 1 | 101661 | Approved
The Ramdulari | BLOCK | Ventilation |  | WO/RP/RP02/103 | UNIVERSAL ENERGY SOLUTIONS PVT. LTD. | Pump Room ventilation panel | Supply, Installation, Testing & Commissioning of Swithgear & all accessories for Pump Room ventilation panel as required as per annexture in the direction of EIC. | Lot | 1 | 37735 | Approved
The Ramdulari | BLOCK | Ventilation |  | WO/RP/RP02/103 | UNIVERSAL ENERGY SOLUTIONS PVT. LTD. | DOL Starter Panel | Supply, Installation, Testing & Commissioning of Swithgear & all accessories for DOL starter panel for Pressurization system as required as per annexture in the direction of EIC. | Lot | 1 | 8263 | Approved
The Ramdulari | BLOCK | Ventilation |  | WO/RP/RP02/103 | UNIVERSAL ENERGY SOLUTIONS PVT. LTD. | CO Sensors | Supply, installation, testing & commissioning of 'CO' Sensors (BMS Compatible) for Car Parking areas as per Approved Drawing & in the direction of EIC. | Nos. | 6 | 10248 | Approved
The Ramdulari | BLOCK | Painting | Internal Painting | WO/RP/RP02/104 | ARTISAN | Cost for Damaged Putty Material and Machinery Repairing Cost | Cost for Damaged Putty Material and Machinery Repairing Cost . |  | 0 | 0 | Approved
The Ramdulari | BLOCK | Painting | Internal Painting | WO/RP/RP02/104 | ARTISAN | Putty | Supply Of Coarse Putty Make Burger Bison Make 50 Kg/Bag | Bags. | 32 | 720.34 | Approved
The Ramdulari | BLOCK | Painting | Internal Painting | WO/RP/RP02/104 | ARTISAN | Putty | Supply Of Fine Putty Make Burger Bison Make 50 Kg/Bag | Bags. | 36 | 639.83 | Approved
The Ramdulari | BLOCK | Painting | Internal Painting | WO/RP/RP02/104 | ARTISAN | Griding Machine | Supply of New Grinding Machine | Nos. | 5 | 2200 | Approved
The Ramdulari | BLOCK | Painting | Internal Painting | WO/RP/RP02/104 | ARTISAN | Repairing Grinding Machine | Charges for Repairing of Grinding Machine | Nos | 4 | 300 | Approved
The Ramdulari | BLOCK | Painting | Internal Painting | WO/RP/RP02/104 | ARTISAN | Putty machine | Charges for Putty Mixture Machine | Nos | 2 | 620 | Approved
The Ramdulari | BLOCK | Painting | Internal Painting | WO/RP/RP02/104 | ARTISAN | Ceiling Fan | Charges of Repairing Ceiling Fan | Nos. | 7 | 372 | Approved
SOUTHWINDS PROJECT LLP (PHASE - III & IV) | COMMON INFRASTRUCTURE - PHASE III & IV | General |  | WO/SP34/CI34/83 | PROTECH ENGINEERS | Fabrication & Erection of MS Work for fixing the Glasses at Commercial Block | Labour Charges for Fabrication & Erection of MS Work for fixing the Glasses at Commercial Block including one coat of Epoxy based primer, transporting, lifting to places, cutting welding Machine and Welding Rod as per direction of EIC. (MS members & Anchor Fastener will be supplied by Client) | Lump Sum | 1 | 30000 | Approved
SOUTHWINDS PROJECT LLP (PHASE - III & IV) | FINISHING PHASE - IV | External Painting |  | WO/SP34/FW4/88 | ARTISAN | two coats of Exterior Acrylic Emulsion Paint over one coat of Exterior Acrylic Primer | Providing & applying two coats of Exterior Acrylic Emulsion Paint over one coat of Exterior Acrylic Primer of approved shade and make Including scraping, sand papering, all materials, labours, tools & tackles, all lead & lifts at all level with all finishing work as per drawing and direction of Engineer-in-Charge Location: WBSEDCL (Substation) Building. | Sq.Mtr. | 706.09 | 92 | Approved
SOUTHWINDS PROJECT LLP (PHASE - III & IV) | COMMON INFRASTRUCTURE - PHASE III & IV | Grill / Steel Work |  | WO/SP34/CI34/84 | PROTECH ENGINEERS | Modification & Removing the Damaged Portion and Re-Fixing of the same after Rectification of Gate – 3 | Modification & Removing the Damaged Portion and Re-Fixing of the same after Rectification of Gate – 3 Including all Materials, Labour, tools & tackles at all level with all finishing work as per direction of Engineer-in-Charge. | Lump Sum | 1 | 20000 | Approved
SOUTHWINDS PROJECT LLP (PHASE - III & IV) | COMMON INFRASTRUCTURE - PHASE III & IV | General |  | WO/SP34/CI34/85 | ARTISAN | one coat of Primer followed by two coats of (ASIAN PAINT- APOCOLITE PREMIUM EMULSION) Plastic Emulsion Paint over Lobby Grid Ceiling, Columns and Wall of Shop 4 outer side Paint at Commercial Block | Providing and applying one coat of Primer followed by two coats of (ASIAN PAINT- APOCOLITE PREMIUM EMULSION) Plastic Emulsion Paint over Lobby Grid Ceiling, Columns and Wall of Shop 4 outer side Paint at Commercial Block with complete finish as per approved shade, up to the required height including all surfaces properly cleaned and scrapping prior to application of paint, rub down, clean, fill cracks and holes with approved filler with tool tackles & necessary scaffolding if required as per direction of Engineer in charge. Make: Paint(Asian Paints) Note: Material shall be applied after approval of Engineer-in-Charge. Location : Commercial Block | Sq.Ft. | 850 | 8.5 | Approved
Primarc Aadvika | COMMON INFRASTRUCTURE | Consultancy Charges | PHE CONSULTANT | WO/HW1/PHW2/26 | Unique Engineering Consultancy Pvt. Ltd. | Consultancy Services for PHE Work | Consultancy Services for implementation of PHE work at residential project at howrah. | Sq.Ft. | 448000 | 2.75 | Approved
SOUTHWINDS PROJECT LLP (PHASE - III & IV) | COMMON INFRASTRUCTURE - PHASE III & IV | Flooring Work | Main Gate and Security Room | WO/SP34/CI34/86 | A.M. Enterprise | Charges of Breaking/Removing and Fixing of New Tiles at Main Gate - 3 | Charges of Breaking/Removing and Fixing of New Tiles at Main Gate - 3 as per drawing, specification and direction of Engineer In Charge. |  | 0 | 0 | Amended & Approved
SOUTHWINDS PROJECT LLP (PHASE - III & IV) | COMMON INFRASTRUCTURE - PHASE III & IV | Flooring Work | Main Gate and Security Room | WO/SP34/CI34/86 | A.M. Enterprise | Tiles Breaking/Removing and mortar removing/Cleaning at Main Gate - 3 | Charges for Tiles Breaking/Removing and mortar removing/Cleaning at Main Gate - 3. Manually or Mechanically including, removal and disposal of debris from site premises area to outside area as per drawing, specification and direction of Engineer In Charge. | Sq.Ft. | 929.09 | 21 | Approved
SOUTHWINDS PROJECT LLP (PHASE - III & IV) | COMMON INFRASTRUCTURE - PHASE III & IV | Flooring Work | Main Gate and Security Room | WO/SP34/CI34/86 | A.M. Enterprise | laser cutting of 600mm × 600mm Wall tiles | Labour charges for laser cutting of 600mm × 600mm Wall tiles into required sizes of 600mm × 300mm and 600mm × 100mm, including marking, handling, cutting, and finishing of edges as per approved drawings, design requirements, and the direction of the Engineer-in-Charge. The rate shall include all tools, equipment, consumables, wastage handling, and safe cutting practices to achieve accurate dimensions and clean edges. | Sq.Ft. | 843.05 | 3 | Approved
SOUTHWINDS PROJECT LLP (PHASE - III & IV) | COMMON INFRASTRUCTURE - PHASE III & IV | Flooring Work | Main Gate and Security Room | WO/SP34/CI34/86 | A.M. Enterprise | Tiles wall cladding | Providing & fixing Charges of Tiles wall cladding for all levels (including all charges of scaffolding) over a bed of 20-30 mm thick cement mortar(1:4), joints filled with polymer based grout pigmented to match after acid washing including all finishing & cleaning, as per drawing and direction of Engineer-in-Charge.(Tiles, Cement will be supplied by client but subjected to reconciliation) | Sq.Ft. | 843.05 | 40 | Approved
SOUTHWINDS PROJECT LLP (PHASE - III & IV) | COMMON INFRASTRUCTURE - PHASE III & IV | Flooring Work | Main Gate and Security Room | WO/SP34/CI34/86 | A.M. Enterprise | Making 10 mm X 10 mm Space Groove in wall tiles Including V Groove Making | Labour charges for Making 10 mm X 10 mm Space Groove in wall tiles Including V Groove Making, cleaning of tiles and inside as per drawing and direction of Engineer-in-Charge. | Rft | 1313.12 | 10 | Approved
AARANYA | EXPERIENCE CENTER | Electrical | External Electrical | WO/PKB/PKX/39 | A B S Enterprise | Light point wiring | Providing and installation of Light point wiring at Security Room including supply of PVC conduit & accessories as per drawing and direction of Engineer in-charge. Light, wire/cable, switches and Modular Box will be supplied by client. | Nos | 4 | 320 | Approved
AARANYA | EXPERIENCE CENTER | Electrical | External Electrical | WO/PKB/PKX/39 | A B S Enterprise | 6A/16A socket point wiring | Providing and installation of 6A / 16A socket point wiring at Security Room including supply of PVC conduit & accessories as per drawing and direction of Engineer in-charge. wire/cable, switches and Modular Box will be supplied by client. | Nos | 4 | 350 | Approved
AARANYA | EXPERIENCE CENTER | Electrical | External Electrical | WO/PKB/PKX/39 | A B S Enterprise | Light fixture with lamp | Installation, Testing, Commissioning of following type of light fixture with lamp including supply of all consumable materials like anchor fastner, nut, Bolt, Screw, Waterproof Tape, PVC tape, etc by the contractor, as per drawing and direction of Engineer in-charge as required to complete in all respect. |  | 0 | 0 | Approved
AARANYA | EXPERIENCE CENTER | Electrical | External Electrical | WO/PKB/PKX/39 | A B S Enterprise | DB / MCB BOX FITTINGS & DRESSING | DB / MCB BOX FITTINGS & DRESSING- Installation, Testing , Commissioning of following sizes of single pole / three pole and neutral, double door MCB Distribution Board in sheet steel, 240 / 415 V, on surface / recess, complete with tinned copper bus bar, neutral bus bar, earth bar, din bar, interconnections including dressing, earthing etc. to complete all respect as required. |  | 0 | 0 | Approved
AARANYA | EXPERIENCE CENTER | Electrical | External Electrical | WO/PKB/PKX/39 | A B S Enterprise | CABLE & WIRES LAYING & TERMINATION | CABLE & WIRES LAYING & TERMINATION- Receiving & Laying of following size of 1.1 KV grade PVC / XLPE insulated and sheathed armoured/unarmoured power cable in existing trench /undergroud/ pipe / conduit etc. as required to complete in all respect. |  | 0 | 0 | Approved
AARANYA | EXPERIENCE CENTER | Electrical | External Electrical | WO/PKB/PKX/39 | A B S Enterprise | End termination with DC brass compression gland and aluminium crimping type lugs | Supply & Making end termination with DC brass compression gland and aluminium crimping type lugs of following size PVC insulated & sheathedAL/CU conductor cable complete as required to complete in all respect. Extra holes made in gland plate to be closed by the contractor w/o any cost. |  | 0 | 0 | Approved
AARANYA | EXPERIENCE CENTER | Electrical | External Electrical | WO/PKB/PKX/39 | A B S Enterprise | EARTHING SPIKE FIXING | EARTHING SPIKE FIXING- Supply and installation of 12mm dia 1.2 mtr GI earth spike including supply of 8 SWG GI earth wire , Nut ,bolt, washer etc for pole light earthing to comple in all respect as required as per drawing and direction of engineer in charge. | Nos | 5 | 800 | Approved
AARANYA | EXPERIENCE CENTER | Electrical | External Electrical | WO/PKB/PKX/39 | A B S Enterprise | PVC rigid conduit | Supply and Laying of following sizes PVC rigid conduit with all accessories at ceiling / in recess/ surface/under ground etc for Landscape lighting wiring & Site office outside camera wiring to complete in all respect as per drawing and direction of Engineer in-charge. (out door type waterproof Junction Box supplied by Client only) |  | 0 | 0 | Approved
AARANYA | EXPERIENCE CENTER | Electrical | External Electrical | WO/PKB/PKX/39 | A B S Enterprise | i) Step Light (Associated civil works are included.) | i) Step Light (Associated civil works are included.) | Nos | 30 | 350 | Approved
AARANYA | EXPERIENCE CENTER | Electrical | External Electrical | WO/PKB/PKX/39 | A B S Enterprise | ii) Wall Liner Light | ii) Wall Liner Light | Nos | 5 | 200 | Approved
AARANYA | EXPERIENCE CENTER | Electrical | External Electrical | WO/PKB/PKX/39 | A B S Enterprise | iii) Pole Light (Foundation & associated civil works are excluded.) | iii) Pole Light (Foundation & associated civil works are excluded.) | Nos | 5 | 1000 | Approved
AARANYA | EXPERIENCE CENTER | Electrical | External Electrical | WO/PKB/PKX/39 | A B S Enterprise | iv) Spike Light (Foundation & associated civil works are included.) | iv) Spike Light (Foundation & associated civil works are included.) | Nos | 28 | 85 | Approved
AARANYA | EXPERIENCE CENTER | Electrical | External Electrical | WO/PKB/PKX/39 | A B S Enterprise | v) Outdoor celing Light | v) Outdoor celing Light | Nos | 13 | 150 | Approved
AARANYA | EXPERIENCE CENTER | Electrical | External Electrical | WO/PKB/PKX/39 | A B S Enterprise | i) 4Way Doubale Door TPN DB for Landscpe Circuit Distribution | i) 4Way Doubale Door TPN DB for Landscpe Circuit Distribution | Nos | 1 | 950 | Approved
AARANYA | EXPERIENCE CENTER | Electrical | External Electrical | WO/PKB/PKX/39 | A B S Enterprise | ii) 4Pole Outdoor Enclosure Box for MLCP Power | ii) 4Pole Outdoor Enclosure Box for MLCP Power | Nos | 1 | 225 | Approved
AARANYA | EXPERIENCE CENTER | Electrical | External Electrical | WO/PKB/PKX/39 | A B S Enterprise | iii) Waterproof JB Box | iii) Waterproof JB Box | Nos | 5 | 180 | Approved
AARANYA | EXPERIENCE CENTER | Electrical | External Electrical | WO/PKB/PKX/39 | A B S Enterprise | i) 4C x 50.0 sq.mm. Aluminium Armoured cable | i) 4C x 50.0 sq.mm. Aluminium Armoured cable | RMT | 65 | 30 | Approved
AARANYA | EXPERIENCE CENTER | Electrical | External Electrical | WO/PKB/PKX/39 | A B S Enterprise | ii) 4C x 16.0 sq.mm. Aluminium Armoured cable | ii) 4C x 16.0 sq.mm. Aluminium Armoured cable | RMT | 60 | 25 | Approved
AARANYA | EXPERIENCE CENTER | Electrical | External Electrical | WO/PKB/PKX/39 | A B S Enterprise | iii) 4C x 10.0 sq.mm. Aluminium Armoured cable | iii) 4C x 10.0 sq.mm. Aluminium Armoured cable | RMT | 54 | 20 | Approved
AARANYA | EXPERIENCE CENTER | Electrical | External Electrical | WO/PKB/PKX/39 | A B S Enterprise | iv) 4C x 2.5 sq.mm. Copper Armoured Cable | iv) 4C x 2.5 sq.mm. Copper Armoured Cable | RMT | 182 | 15 | Approved
AARANYA | EXPERIENCE CENTER | Electrical | External Electrical | WO/PKB/PKX/39 | A B S Enterprise | v) 3C x 2.5 sq.mm. Copper Armoured Cable | v) 3C x 2.5 sq.mm. Copper Armoured Cable | RMT | 44 | 13 | Approved
AARANYA | EXPERIENCE CENTER | Electrical | External Electrical | WO/PKB/PKX/39 | A B S Enterprise | vi) 3C x 1.5 sq.mm. Copper Armoured Cable | vi) 3C x 1.5 sq.mm. Copper Armoured Cable | RMT | 90 | 13 | Approved
AARANYA | EXPERIENCE CENTER | Electrical | External Electrical | WO/PKB/PKX/39 | A B S Enterprise | vii) 3C x 1.5 sq.mm. Copper Flexibale Cable | vii) 3C x 1.5 sq.mm. Copper Flexibale Cable | RMT | 92 | 12 | Approved
AARANYA | EXPERIENCE CENTER | Electrical | External Electrical | WO/PKB/PKX/39 | A B S Enterprise | viii) 3C x 2.5 sq.mm. Copper Flexibale Cable | viii) 3C x 2.5 sq.mm. Copper Flexibale Cable | RMT | 24 | 12 | Approved
AARANYA | EXPERIENCE CENTER | Electrical | External Electrical | WO/PKB/PKX/39 | A B S Enterprise | i) 4C x 50.0 sq.mm. Aluminium Armoured cable (Gland) | i) 4C x 50.0 sq.mm. Aluminium Armoured cable (Gland) | Nos | 2 | 370 | Approved
AARANYA | EXPERIENCE CENTER | Electrical | External Electrical | WO/PKB/PKX/39 | A B S Enterprise | ii) 4C x 16.0 sq.mm. Aluminium Armoured cable (Gland) | ii) 4C x 16.0 sq.mm. Aluminium Armoured cable (Gland) | Nos | 4 | 250 | Approved
AARANYA | EXPERIENCE CENTER | Electrical | External Electrical | WO/PKB/PKX/39 | A B S Enterprise | iii) 4C x 10.0 sq.mm. Aluminium Armoured cable (Gland) | iii) 4C x 10.0 sq.mm. Aluminium Armoured cable (Gland) | Nos | 2 | 185 | Approved
AARANYA | EXPERIENCE CENTER | Electrical | External Electrical | WO/PKB/PKX/39 | A B S Enterprise | iv) 4C x 2.5 sq.mm. Copper Armoured Cable (Gland) | iv) 4C x 2.5 sq.mm. Copper Armoured Cable (Gland) | Nos | 12 | 145 | Approved
AARANYA | EXPERIENCE CENTER | Electrical | External Electrical | WO/PKB/PKX/39 | A B S Enterprise | v) 3C x 2.5 sq.mm. Copper Armoured/Flexibale Cable (Gland) | v) 3C x 2.5 sq.mm. Copper Armoured/Flexibale Cable (Gland) | Nos | 6 | 110 | Approved
AARANYA | EXPERIENCE CENTER | Electrical | External Electrical | WO/PKB/PKX/39 | A B S Enterprise | vi) 3C x 1.5 sq.mm. Copper Armoured/Flexibale Cable (Gland) | vi) 3C x 1.5 sq.mm. Copper Armoured/Flexibale Cable (Gland) | Nos | 8 | 100 | Approved
AARANYA | EXPERIENCE CENTER | Electrical | External Electrical | WO/PKB/PKX/39 | A B S Enterprise | i) 20 mm dia, MMS PVC conduit | i) 20 mm dia, MMS PVC conduit | Nos | 500 | 28 | Approved
The Ramdulari | BLOCK | Fire Fighting |  | WO/RP/RP02/105 | Balajee Fire | Repairing Cost For Fire Pump | Repairing Cost For Fire Pump |  | 0 | 0 | Amended & Approved
The Ramdulari | BLOCK | Fire Fighting |  | WO/RP/RP02/107 | Balajee Fire | Repairing Cost For Fire Pump | Repairing Cost For Fire Pump |  | 0 | 0 | Amended & Approved
The Ramdulari | BLOCK | Fire Fighting |  | WO/RP/RP02/105 | Balajee Fire | Fire Pump | Dismantling, re fixing, alignment of fire Pump sets, overhauling, refixing of bearing of Pump and Motor side, Heat Burnishing, using of all consumable as per BOQ & direction of EIC .Water Fire Pump -125KW (168 HP) Make KBL | Nos | 3 | 100000 | Approved
The Ramdulari | BLOCK | Fire Fighting |  | WO/RP/RP02/105 | Balajee Fire | Fire Pump | Dismantling, re fixing, alignment of fire Pump sets, overhauling, refixing of bearing of Pump and Motor side, Heat Burnishing, using of all consumable as per BOQ & Direction of EIC..11 KW (15 HP ) Make KBL | Nos | 1 | 100000 | Approved
The Ramdulari | BLOCK | Fire Fighting |  | WO/RP/RP02/107 | Balajee Fire | Supply of Bearing for 03 | Supply of Bearing for 03 nos. 125KW Motor ( 02 nos. Bearing each Motor) | Nos | 6 | 10850 | Approved
The Ramdulari | BLOCK | Fire Fighting |  | WO/RP/RP02/107 | Balajee Fire | Supply of Bearing for 01 | Supply of Bearing for 01 no. 11KW Motor ( 02 nos. Bearing each Motor) | Nos | 2 | 5500 | Approved
The Ramdulari | BLOCK | Fire Fighting |  | WO/RP/RP02/107 | Balajee Fire | Supply of Bearing for 03 | Supply of Bearing for 03 nos. RKB 125/30 ( 03 nos. Bearing each Pumps) | Nos | 9 | 11500 | Approved
The Ramdulari | BLOCK | Fire Fighting |  | WO/RP/RP02/107 | Balajee Fire | Supply of Bearing for 01 | Supply of Bearing for 01 no. RKB 40/14H ( 03 nos. Bearing each Pumps) | Nos | 3 | 3000 | Approved
The Ramdulari | BLOCK | Window and Glazing |  | WO/RP/RP02/106 | AESTHETIK ENGINEERS LIMITED | V01 (1000X2600) Top hung | V01 (1000X2600) System:-Providing and Fixing Alwin 4500Series 2 Top hung top & bottom fixed window with top exhaust provision (top fixed width 1000 mm X height 500 mm & bottom width 1000 mm X height 1000 mm) Glass:- 23mm DGU(6mm SKN- 176 HS +12mm AG+5mm Clear toughened) including all fitting and fixture at all level as per approved drawing and direction of EIC. Nos - 24 | Sq.Ft. | 672 | 1225 | Approved
The Ramdulari | BLOCK | Window and Glazing |  | WO/RP/RP02/106 | AESTHETIK ENGINEERS LIMITED | Dismantling of V1 window | Labour charges for dismantling and removal of existing V1 top-hung window units including glass, frame, fasteners and all associated components, without damaging surrounding structure in the direction of EIC. Nos - 24 | Sq.Mtr. | 62.4 | 1600 | Approved
The Ramdulari | BLOCK | Window and Glazing |  | WO/RP/RP02/106 | AESTHETIK ENGINEERS LIMITED | Damaged Material Cost due to Fire | Damaged Material Cost due to Fire |  | 0 | 0 | Approved
The Ramdulari | BLOCK | Window and Glazing |  | WO/RP/RP02/106 | AESTHETIK ENGINEERS LIMITED | Chop Saw Machine | Supply of replacement chop saw machine damaged due to fire. | Nos. | 1 | 24300 | Approved
The Ramdulari | BLOCK | Window and Glazing |  | WO/RP/RP02/106 | AESTHETIK ENGINEERS LIMITED | Drill Machine | Supply of new drill machine to replace the unit damaged in fire. | Nos. | 1 | 3375 | Approved
The Ramdulari | BLOCK | Window and Glazing |  | WO/RP/RP02/106 | AESTHETIK ENGINEERS LIMITED | Gasket | Replacement supply of gasket material damaged due to fire. | RMT | 400 | 54 | Approved
The Ramdulari | BLOCK | Window and Glazing |  | WO/RP/RP02/106 | AESTHETIK ENGINEERS LIMITED | Hole Cap | Supply of replacement hole caps damaged in fire | Nos. | 1200 | 34 | Approved
The Ramdulari | BLOCK | Window and Glazing |  | WO/RP/RP02/106 | AESTHETIK ENGINEERS LIMITED | Masking Tape | Supply of masking tape to replace fire-damaged stock | Nos. | 268 | 47 | Approved
The Ramdulari | BLOCK | Window and Glazing |  | WO/RP/RP02/106 | AESTHETIK ENGINEERS LIMITED | Backer Rod | Supply of backer rods to replace fire-damaged material. | RMT | 1000 | 9 | Approved
The Ramdulari | BLOCK | Window and Glazing |  | WO/RP/RP02/106 | AESTHETIK ENGINEERS LIMITED | Safety Belt | Supply of new safety belt to replace the fire-damaged unit | Nos. | 2 | 1809 | Approved
The Ramdulari | BLOCK | Window and Glazing |  | WO/RP/RP02/106 | AESTHETIK ENGINEERS LIMITED | Hammer Drill | Supply of replacement hammer drill machine damaged due to fire | Nos. | 1 | 7763 | Approved
The Ramdulari | BLOCK | Window and Glazing |  | WO/RP/RP02/106 | AESTHETIK ENGINEERS LIMITED | Grinder Machine | Supply of new grinder machine to replace the fire-damaged equipment | Nos. | 1 | 2970 | Approved
The Ramdulari | BLOCK | Window and Glazing |  | WO/RP/RP02/106 | AESTHETIK ENGINEERS LIMITED | Fall Arrester Rope | Replacement supply of fall arrester rope damaged due to fire | RMT | 150 | 122 | Approved
The Ramdulari | BLOCK | Fire Fighting |  | WO/RP/RP02/105 | Balajee Fire | Fire Control Panel | Complete repairing of Fire Control Panel including fault diagnosis, replacement of required components testing, calibration & commissioning – including all labour & materials ad per BOQ & direction of EIC. | Lump Sum | 1 | 450000 | Approved
BHOPAL - COMMERCIAL | MARKETING | Electrical |  | WO/BPC/BPC4/22 | RANJAN ELECTRICALS AND PROJECT | Installation, Testing , Commissioning of light fixture with lamp | LIGHT FITTINGS INSTALATION & CONNECTION: Installation, Testing , Commissioning of following type of light fixture with lamp including supply of all consumable materials like anchor fastner, nut, Bolt, Screw, Waterproof Tape, PVC tape, etc by the contractor, as per drawing and direction of Engineer in-charge as required to complete in all respect. |  | 0 | 0 | Approved
BHOPAL - COMMERCIAL | MARKETING | Electrical |  | WO/BPC/BPC4/22 | RANJAN ELECTRICALS AND PROJECT | Supply, Installation, Testing , Commissioning of following sizes of single pole / four pole, double door external type (IP-65) MCB | DB / MCB BOX FITTINGS & DRESSING: Supply, Installation, Testing , Commissioning of following sizes of single pole / four pole, double door external type (IP-65) MCB Distribution Board, 240 / 415 V, on surface, complete with interconnections including dressing, earthing etc. to complete all respect as required. |  | 0 | 0 | Approved
BHOPAL - COMMERCIAL | MARKETING | Electrical |  | WO/BPC/BPC4/22 | RANJAN ELECTRICALS AND PROJECT | Supply & Laying of following size of 1.1 KV grade PVC / XLPE insulated and sheathed armoured/unarmoured power cable | CABLE & WIRES LAYING & TERMINATION: Supply & Laying of following size of 1.1 KV grade PVC / XLPE insulated and sheathed armoured/unarmoured power cable in existing trench /undergroud/ pipe / conduit etc. as required to complete in all respect. |  | 0 | 0 | Approved
BHOPAL - COMMERCIAL | MARKETING | Electrical |  | WO/BPC/BPC4/22 | RANJAN ELECTRICALS AND PROJECT | Supply & Making end termination with brass single compression gland and copper crimping type lugs | Supply & Making end termination with brass single compression gland and copper crimping type lugs of following size PVC insulated & sheathed XLPE CU conductor cable complete as required to complete in all respect. Extra holes made in gland plate to be closed by the contractor w/o any cost. |  | 0 | 0 | Approved
BHOPAL - COMMERCIAL | MARKETING | Electrical |  | WO/BPC/BPC4/22 | RANJAN ELECTRICALS AND PROJECT | Supply and installation of 12mm dia 1.2 mtr GI earth spike | EARTHING SPIKE FIXING: Supply and installation of 12mm dia 1.2 mtr GI earth spike including supply of 8 SWG GI earth wire , Nut ,bolt, washer etc for pole light & out door JB Box earthing to comple in all respect as required as per drawing and direction of engineer in charge. | Nos. | 5 | 1450 | Approved
BHOPAL - COMMERCIAL | MARKETING | Electrical |  | WO/BPC/BPC4/22 | RANJAN ELECTRICALS AND PROJECT | Supply and Laying of following sizes MMS PVC rigid conduit | Supply and Laying of following sizes MMS PVC rigid conduit with all accessories at ceiling / in recess/ surface/under ground etc for Landscape lighting wiring to complete in all respect as per drawing and direction of Engineer in-charge. |  | 0 | 0 | Approved
BHOPAL - COMMERCIAL | MARKETING | Electrical |  | WO/BPC/BPC4/22 | RANJAN ELECTRICALS AND PROJECT | Circular Walkover light | Circular Walkover light (Associated civil works are included.) | Nos. | 4 | 800 | Approved
BHOPAL - COMMERCIAL | MARKETING | Electrical |  | WO/BPC/BPC4/22 | RANJAN ELECTRICALS AND PROJECT | Wall bracket up-down light | Wall bracket up-down light | Nos. | 2 | 200 | Approved
BHOPAL - COMMERCIAL | MARKETING | Electrical |  | WO/BPC/BPC4/22 | RANJAN ELECTRICALS AND PROJECT | Circular Pole with post Top - 2.4 Mtr Height. | Circular Pole with post Top - 2.4 Mtr Height. (Foundation & associated civil works are excluded.) | Nos. | 2 | 300 | Approved
BHOPAL - COMMERCIAL | MARKETING | Electrical |  | WO/BPC/BPC4/22 | RANJAN ELECTRICALS AND PROJECT | Spike Light | Spike Light (Foundation & associated civil works are included.) | Nos. | 45 | 350 | Approved
BHOPAL - COMMERCIAL | MARKETING | Electrical |  | WO/BPC/BPC4/22 | RANJAN ELECTRICALS AND PROJECT | Bollard Light | Bollard Light - 850 mm height circular shape. (Foundation & associated civil works are excluded.) | Nos. | 22 | 400 | Approved
BHOPAL - COMMERCIAL | MARKETING | Electrical |  | WO/BPC/BPC4/22 | RANJAN ELECTRICALS AND PROJECT | Ceiling Light in Canopy | Ceiling Light in Canopy | Nos. | 4 | 350 | Approved
BHOPAL - COMMERCIAL | MARKETING | Electrical |  | WO/BPC/BPC4/22 | RANJAN ELECTRICALS AND PROJECT | 1ROW 12 MODULES CABINATE PLEXO3 BOX | 1ROW 12 MODULES CABINATE PLEXO3 BOX - EKINOXE DISTRIBUTION BOARD (Ref. Legrand - 601831) . Incomer: - 25 AMP 4 pole 10 KA, " C " curve, MCB. Outgoing :- 10AMP, SP, 10 KA, "C"curve, MCB- 8 Nos. | Nos. | 1 | 6300 | Approved
BHOPAL - COMMERCIAL | MARKETING | Electrical |  | WO/BPC/BPC4/22 | RANJAN ELECTRICALS AND PROJECT | Waterproof JB Box | Waterproof JB Box with 4 pole stud type terminal. | Nos. | 3 | 270 | Approved
BHOPAL - COMMERCIAL | MARKETING | Electrical |  | WO/BPC/BPC4/22 | RANJAN ELECTRICALS AND PROJECT | 4C x 4 sq.mm. Copper Armoured Cable | 4C x 4 sq.mm. Copper Armoured Cable | Mtrs. | 50 | 270 | Approved
BHOPAL - COMMERCIAL | MARKETING | Electrical |  | WO/BPC/BPC4/22 | RANJAN ELECTRICALS AND PROJECT | 4C x 2.5 sq.mm. Copper Armoured Cable | 4C x 2.5 sq.mm. Copper Armoured Cable | Mtrs. | 145 | 190 | Approved
BHOPAL - COMMERCIAL | MARKETING | Electrical |  | WO/BPC/BPC4/22 | RANJAN ELECTRICALS AND PROJECT | 3C x 1.5 sq.mm. Copper Flexibale Cable | 3C x 1.5 sq.mm. Copper Flexibale Cable | Mtrs. | 275 | 90 | Approved
BHOPAL - COMMERCIAL | MARKETING | Electrical |  | WO/BPC/BPC4/22 | RANJAN ELECTRICALS AND PROJECT | 4C x 4 sq.mm. Copper Armoured Cable (Gland) | 4C x 4 sq.mm. Copper Armoured Cable (Gland) | Nos. | 2 | 120 | Approved
BHOPAL - COMMERCIAL | MARKETING | Electrical |  | WO/BPC/BPC4/22 | RANJAN ELECTRICALS AND PROJECT | 4C x 2.5 sq.mm. Copper Armoured Cable (Gland) | 4C x 2.5 sq.mm. Copper Armoured Cable (Gland) | Nos. | 6 | 120 | Approved
BHOPAL - COMMERCIAL | MARKETING | Electrical |  | WO/BPC/BPC4/22 | RANJAN ELECTRICALS AND PROJECT | 3C x 1.5 sq.mm. Copper Flexibale Cable (Gland) | 3C x 1.5 sq.mm. Copper Flexibale Cable (Gland) | Nos. | 7 | 120 | Approved
BHOPAL - COMMERCIAL | MARKETING | Electrical |  | WO/BPC/BPC4/22 | RANJAN ELECTRICALS AND PROJECT | 20 mm dia, MMS PVC conduit | 20 mm dia, MMS PVC conduit | Mtrs. | 180 | 40 | Approved
SOUTHWINDS PROJECT LLP (PHASE - III & IV) | CLUB PHASE - III & IV | Grill / Steel Work |  | WO/SP34/CW34/37 | SM International | Equipment Pump Area Shed Cover at MLCP (Club): Providing and fixing of shed Cover as per approved drawing and direction of engineer-in-charge | Equipment Pump Area Shed Cover at MLCP (Club): Providing and fixing of shed Cover as per approved drawing and direction of engineer-in-charge including all labour tools and tackles and materials (Except MS Members). Using poly-carbonate sheet (10 MM multiwall clear Polycarbonate sheet), including One coats of epoxy primer (One coat after erection) Each Post will be anchored by 2 nos 10 mm dia anchor fasteners (Hilti make). Material List: 1. 10 mm multiwall clear Polycarbonate sheet 2. Aluminium Strip top (Provided on both direction) 3. Fastener (Size 100X10 mm) 4. MS Members Erection & Fabrication (MS Members will be supplied by Client). |  | 0 | 0 | Approved
SOUTHWINDS PROJECT LLP (PHASE - III & IV) | CLUB PHASE - III & IV | Grill / Steel Work |  | WO/SP34/CW34/37 | SM International | Supply & Erection of 10 mm multiwall clear Polycarbonate sheet (without aluminium strip) | Supply & Erection of 10 mm multiwall clear Polycarbonate sheet (without aluminium strip) | Sq.Ft. | 148 | 130 | Approved
SOUTHWINDS PROJECT LLP (PHASE - III & IV) | CLUB PHASE - III & IV | Grill / Steel Work |  | WO/SP34/CW34/37 | SM International | Supply & Erection of Aluminium Strip top | Supply & Erection of Aluminium Strip top | Rft | 132 | 90 | Approved
SOUTHWINDS PROJECT LLP (PHASE - III & IV) | CLUB PHASE - III & IV | Grill / Steel Work |  | WO/SP34/CW34/37 | SM International | Supply of fastener (100X10 mm) (Hilti make) | Supply of fastener (100X10 mm) (Hilti make) | Nos | 12 | 90 | Approved
SOUTHWINDS PROJECT LLP (PHASE - III & IV) | CLUB PHASE - III & IV | Grill / Steel Work |  | WO/SP34/CW34/37 | SM International | Labour Charges for Erection & Fabrication of MS Members with One Coat Epoxy primer. (As per DRW.) | Labour Charges for Erection & Fabrication of MS Members with One Coat Epoxy primer. (As per DRW.) | Lump Sum | 1 | 5000 | Approved
SOUTHWINDS PROJECT LLP (PHASE - III & IV) | FINISHING PHASE - IV | Grill / Steel Work |  | WO/SP34/FW4/89 | SM International | Pressurization Duct Shed Cover at Block – 14 & 15: Providing and fixing of shed Cover as per approved drawing and direction of engineer-in-charge | Pressurization Duct Shed Cover at Block – 14 & 15: Providing and fixing of shed Cover as per approved drawing and direction of engineer-in-charge including all labour tools and tackles and materials (Except MS Members). Using poly-carbonate sheet (10 MM multiwall clear Polycarbonate sheet), including One coats of epoxy primer (One coat after erection) Each Post will be anchored by 2 nos 10 mm dia anchor fasteners (Hilti make). Material List: 1. 10 mm multiwall clear Polycarbonate sheet 2. Aluminium Strip top (Provided on both direction) 3. Fastener (Size 100X10 mm) 4. MS Members Erection & Fabrication (MS Members will be supplied by Client). |  | 0 | 0 | Approved
SOUTHWINDS PROJECT LLP (PHASE - III & IV) | FINISHING PHASE - IV | Grill / Steel Work |  | WO/SP34/FW4/89 | SM International | Supply & Erection of 10 mm multiwall clear Polycarbonate sheet (without aluminium strip) | Supply & Erection of 10 mm multiwall clear Polycarbonate sheet (without aluminium strip) | Sq.Ft. | 170 | 130 | Approved
SOUTHWINDS PROJECT LLP (PHASE - III & IV) | FINISHING PHASE - IV | Grill / Steel Work |  | WO/SP34/FW4/89 | SM International | Supply & Erection of Aluminium Strip top | Supply & Erection of Aluminium Strip top | Rft | 240 | 90 | Approved
SOUTHWINDS PROJECT LLP (PHASE - III & IV) | FINISHING PHASE - IV | Grill / Steel Work |  | WO/SP34/FW4/89 | SM International | Supply of fastener (100X10 mm) (Hilti make) | Supply of fastener (100X10 mm) (Hilti make) | Nos | 32 | 90 | Approved
SOUTHWINDS PROJECT LLP (PHASE - III & IV) | FINISHING PHASE - IV | Grill / Steel Work |  | WO/SP34/FW4/89 | SM International | Labour Charges for Erection & Fabrication of MS Members with One Coat Epoxy primer. (As per DRW.) | Labour Charges for Erection & Fabrication of MS Members with One Coat Epoxy primer. (As per DRW.) | Lump Sum | 1 | 6000 | Approved
AARANYA | COMMON INFRASTRUCTURE | Land Development | Land Area Development | WO/PKB/PKB2/25 | RAJ TRIMURTI INFRAPROJECT PVT. LTD. | Daily Labour & Supervisor Supply and Transportation & Hire charges for Poclain | Daily Labour & Supervisor Supply and Transportation & Hire charges for Poclain |  | 0 | 0 | Amended & Approved
AARANYA | COMMON INFRASTRUCTURE | Land Development | Land Area Development | WO/PKB/PKB2/25 | RAJ TRIMURTI INFRAPROJECT PVT. LTD. | Daily Labour Supply | Charges of Unskilled Labour for misc work at Site from 21.02.23 to 06.04.23 as per requirement & direction of EIC. Daily Time Schedule-6AM-6PM (12Hrs) 10:15 hours working time & 1hr 45mins of break time (Breakfast- 8AM-8.45AM & Lunch-1PM-2PM) | Nos | 332 | 844 | Approved
AARANYA | COMMON INFRASTRUCTURE | Land Development | Land Area Development | WO/PKB/PKB2/25 | RAJ TRIMURTI INFRAPROJECT PVT. LTD. | Supply of Supervisor | Charges for Supervisor to maintain the misc work from Feb to Apr'23 (2 months) as per requirement & direction of EIC. | Months | 2 | 25000 | Approved
AARANYA | COMMON INFRASTRUCTURE | Land Development | Land Area Development | WO/PKB/PKB2/25 | RAJ TRIMURTI INFRAPROJECT PVT. LTD. | Transportation Charges for Poc-Lain | Transportation Charges (Up & Down) for the Poclain to the Site as per instruction and direction of the EIC. | Trip | 2 | 29896 | Approved
AARANYA | COMMON INFRASTRUCTURE | Land Development | Land Area Development | WO/PKB/PKB2/25 | RAJ TRIMURTI INFRAPROJECT PVT. LTD. | Hire Charges for Poc-Lain | Hire charges for Poclain on daily rental basis including driver charge, Tiffin charge & Diesel expenses. | Days | 7 | 5000 | Approved
BHOPAL - COMMERCIAL | MARKETING | Grill / Steel Work |  | WO/BPC/BPC4/23 | Capital Group of Company | Supply,Fabrication & Erection of Barricade with MS Hollow Section | Supply, Fabrication & Erection of Barricade with MS Hollow Section as a supporting structure fixing with MS plate and finish with one coat of Zinc Chromate Primer including fixing color coated profile sheet as approved, include all materials, tools and tackles, labour, transportation, loading-unloading etc., and fixing by proper welding & scews,bolts, nuts, washers ,anchor fasteners as applicable for all levels as per drawing, specification and direction of Engineer-in-Charge. (All Material & Labour would be supplied by contractor) (Location: Marketing office Driveway & Parking Area ) | Sq.Ft. | 3020 | 115 | Approved
Primarc Aadvika | PRE-CONSTRUCTION PHASE | Site Office | Plumbing Work | WO/HW1/PHW1/36 | Compact Solutionz | RO Installation Charges | Charges for Installation and commissioning of the existing RO plant using all components, accessories, and fittings provided by the client include system connection, alignment, and operational testing to ensure the system runs smoothly. | Lump Sum | 1 | 8500 | Approved
Primarc Aadvika | PRE-CONSTRUCTION PHASE | Site Office | Plumbing Work | WO/HW1/PHW1/36 | Compact Solutionz | Inspection Charges | Comprehensive inspection of the RO system by experienced technical team to verify the condition, performance, and integrity of all components prior to and after installation including providing a brief report upon completion. | Lump Sum | 1 | 800 | Approved
Primarc Aadvika | PRE-CONSTRUCTION PHASE | Site Office | Plumbing Work | WO/HW1/PHW1/36 | Compact Solutionz | Chemical test of Drinking Water | Chemical test of Drinking Water with NABL approved Lab for RO Plant. Sample Collection & Report Submission Parameter for following test 1. PH 2. Turbidity, 3. TDS 4. T-H 5. ca, 6. Mg. 7. CL, 8. E. Coli | Lump Sum | 1 | 2500 | Approved
AARANYA | PRE-CONSTRUCTION PHASE | Site Office | Plumbing Work | WO/PKB/PKB1/25 | Compact Solutionz | WTP Installation Charges | Charges for Installation and commissioning of the existing WTP plant using all components, accessories, and fittings provided by the client include system connection, alignment, and operational testing to ensure the system runs smoothly. | Lump Sum | 1 | 5500 | Approved
AARANYA | PRE-CONSTRUCTION PHASE | Site Office | Plumbing Work | WO/PKB/PKB1/25 | Compact Solutionz | Chemical test of Drinking Water | Chemical test of Drinking Water with NABL approved Lab for Water Treatment Plant. Sample Collection & Report Submission Parameter for following test 1. PH 2. Turbidity, 3. TDS 4. T-H 5. ca, 6. Mg. 7. CL, 8. E. Coli | Lump Sum | 1 | 2500 | Approved
AARANYA | PRE-CONSTRUCTION PHASE | Site Office | Plumbing Work | WO/PKB/PKB1/26 | RESONANCE | Chemical test of Drinking Water | Chemical test of Drinking Water with NABL approved Lab for Water Treatment Plant. Sample Collection & Report Submission Parameter for following test 1. PH 2. Turbidity, 3. TDS 4. T-H 5. ca, 6. Mg. 7. CL, 8. E. Coli | Lump Sum | 1 | 2200 | Approved
BHOPAL - COMMERCIAL | MARKETING | Grill / Steel Work |  | WO/BPC/BPC4/23 | Capital Group of Company | Extra Charges for loading & unloading | Extra Charges for loading & unloading, transportation as per direction of Engineer In Charge | Lump Sum | 1 | 9400 | Amended & Approved
CHANDANNAGAR COMMERCIAL | MAIN TOWER | Mechanical Car Parking |  | WO/GC01/GC01/18 | Arsh Realcon | Excavation | Earthwork excavation by manual/mechinical means upto 1.5 m deep & 50 Mtr Lead necessary for construction of foundatin, footing, Trench in all types of soil, including clearing and grubbing of road land, removal of roots, stumps and vegetation, dewatering, disposal of surplus earth at designated location with all leads and lifts etc. all complete as per Drawing & Direction of Engineer-in-Charge. | Cum. | 29.65 | 315 | Approved
CHANDANNAGAR COMMERCIAL | MAIN TOWER | Mechanical Car Parking |  | WO/GC01/GC01/18 | Arsh Realcon | Backfilling using excavated earth | All Charges Earth work in filling to foundation, trenches , Plinth or any other substructure work with excavated earth obtained from the excavation work including watering, ramming, consolidation etc. as directed. The rates are inclusive of all labours, tools/tackles, pumps, vibratory roller/earth compactor temporary works, etc. complete [ Measurement should be as per specification. ] Filling with excavated earth available at site. | Cum. | 13.5 | 170 | Approved
CHANDANNAGAR COMMERCIAL | MAIN TOWER | Mechanical Car Parking |  | WO/GC01/GC01/18 | Arsh Realcon | Sand Filling | All charges for providing, laying, spreading of Silver sand to a uniform layers, to proper gradient and chamber, inundating each layer by water & packing & ramming layer by layer to achieve desired compaction including all materials, labour, guarding, barricading, making adequate earthen bundh where necessary , mending cracks & depression by ramming where ever necessary. | Cum. | 3 | 2205 | Approved
CHANDANNAGAR COMMERCIAL | MAIN TOWER | Mechanical Car Parking |  | WO/GC01/GC01/18 | Arsh Realcon | PCC | All charges for providing & laying M10 (1:3:6) plain cement concrete (PCC) of required thickness at all levels and leads using 20 mm nominal size well-graded approved quality aggregate including vibrating / compacting as required establishing dewatering system by pumping / bailing out water, cleaning, preparing surfaces, junctions etc. including shuttering, curing complete as per drawing and direction of Engineer-in-Charge. (Cement would be supplied by the client, but subjected to reconciliation.) | Cum. | 7.85 | 6850 | Approved
CHANDANNAGAR COMMERCIAL | MAIN TOWER | Mechanical Car Parking |  | WO/GC01/GC01/18 | Arsh Realcon | Shuttering | All charges for providing, fabricating, erecting and fixing in position plained timber, plywood centering and shuttering true to line and level, including steel propping, staging, shuttering removal, applying shuttering oil, including required bracing, chamfering corners (of exposed edges) of all applicable structures and complete as per drawing and direction of Engineer-in-Charge. Rate shall also include removal and dismantling the aforesaid assembly after specified period complete at all depths and leads. | Sq.Mtr. | 30.55 | 500 | Approved
CHANDANNAGAR COMMERCIAL | MAIN TOWER | Mechanical Car Parking |  | WO/GC01/GC01/18 | Arsh Realcon | RCC | Providing, mixing and laying in position Cement Concrete of appropriate grade to all type of R .C.C. work with 20 mm down graded machine crushed stone aggregates and coarse sand of approved grade including mixing admixture of any kind with concrete wherever specified for all types of R .C.C. work at any Lvl. (Cement will be supplied by Client but subjected to reconciliation) GRADE - M25 (SMC) | Cum. | 13.16 | 7350 | Approved
CHANDANNAGAR COMMERCIAL | MAIN TOWER | Mechanical Car Parking |  | WO/GC01/GC01/18 | Arsh Realcon | Steel | All charges for fixing steel reinforcement (Tor Steel as per IS-1786, Fe 500) for RCC work including transporting, decoiling, straightening, removing loose rust, cutting, bending and placing for all profile and for all lead & lift upto required level and binding with 18 gauge annealed wire as per drawing and direction of Engineer-in-Charge. (Only Reinforcement would be supplied by the client free of cost, but subjected to reconciliation) | MT | 1.68 | 10000 | Approved
CHANDANNAGAR COMMERCIAL | COMMON INFRASTRUCTURE | Boundary Wall | Civil Work | WO/GC01/GC03/4 | Arsh Realcon | Excavation | Earthwork excavation by manual/mechinical means upto 1.5 m deep & 50 Mtr Lead necessary for construction of foundatin, footing, Trench in all types of soil, including clearing and grubbing of road land, removal of roots, stumps and vegetation, dewatering, disposal of surplus earth at designated location with all leads and lifts etc. all complete as per Drawing & Direction of Engineer-in-Charge. | Cum. | 27.8 | 315 | Approved
CHANDANNAGAR COMMERCIAL | COMMON INFRASTRUCTURE | Boundary Wall | Civil Work | WO/GC01/GC03/4 | Arsh Realcon | Backfilling using excavated earth | All Charges Earth work in filling to foundation, trenches , Plinth or any other substructure work with excavated earth obtained from the excavation work including watering, ramming, consolidation etc. as directed. The rates are inclusive of all labours, tools/tackles, pumps, vibratory roller/earth compactor temporary works, etc. complete [ Measurement should be as per specification. ] Filling with excavated earth available at site. | Cum. | 20.8 | 170 | Approved
CHANDANNAGAR COMMERCIAL | COMMON INFRASTRUCTURE | Boundary Wall | Civil Work | WO/GC01/GC03/4 | Arsh Realcon | Brick Flat Soling | Charges for SINGLE LAYER BRICK FLAT SOLING including preparation of soil / sand filling bed and filling the joints with sand , watering etc. complete as per drawing, specification & as directed by E-I-C including all materials, tools & tackles, labours all finishes and complete. | Sq.Mtr. | 16.4 | 450 | Approved
CHANDANNAGAR COMMERCIAL | COMMON INFRASTRUCTURE | Boundary Wall | Civil Work | WO/GC01/GC03/4 | Arsh Realcon | PCC | All charges for providing & laying M10 (1:3:6) plain cement concrete (PCC) of required thickness at all levels and leads using 20 mm nominal size well-graded approved quality aggregate including vibrating / compacting as required establishing dewatering system by pumping / bailing out water, cleaning, preparing surfaces, junctions etc. including shuttering, curing complete as per drawing and direction of Engineer-in-Charge. (Cement would be supplied by the client, but subjected to reconciliation.) | Cum. | 1.35 | 6850 | Approved
CHANDANNAGAR COMMERCIAL | COMMON INFRASTRUCTURE | Boundary Wall | Civil Work | WO/GC01/GC03/4 | Arsh Realcon | Shuttering | All charges for providing, fabricating, erecting and fixing in position plained timber, plywood centering and shuttering true to line and level, including steel propping, staging, shuttering removal, applying shuttering oil, including required bracing, chamfering corners (of exposed edges) of all applicable structures and complete as per drawing and direction of Engineer-in-Charge. Rate shall also include removal and dismantling the aforesaid assembly after specified period complete at all depths and leads. | Sq.Mtr. | 43.9 | 500 | Approved
CHANDANNAGAR COMMERCIAL | COMMON INFRASTRUCTURE | Boundary Wall | Civil Work | WO/GC01/GC03/4 | Arsh Realcon | RCC | Providing, mixing and laying in position Cement Concrete of appropriate grade to all type of R .C.C. work with 20 mm down graded machine crushed stone aggregates and coarse sand of approved grade including mixing admixture of any kind with concrete wherever specified for all types of R .C.C. work at any Lvl. (Cement will be supplied by Client but subjected to reconciliation) GRADE - M25 (SMC) | Cum. | 6.8 | 7350 | Approved
CHANDANNAGAR COMMERCIAL | COMMON INFRASTRUCTURE | Boundary Wall | Civil Work | WO/GC01/GC03/4 | Arsh Realcon | Steel | All charges for fixing steel reinforcement (Tor Steel as per IS-1786, Fe 500) for RCC work including transporting, decoiling, straightening, removing loose rust, cutting, bending and placing for all profile and for all lead & lift upto required level and binding with 18 gauge annealed wire as per drawing and direction of Engineer-in-Charge. (Only Reinforcement would be supplied by the client free of cost, but subjected to reconciliation) | MT | 0.58 | 10000 | Approved
CHANDANNAGAR COMMERCIAL | COMMON INFRASTRUCTURE | Boundary Wall | Civil Work | WO/GC01/GC03/4 | Arsh Realcon | Brick Wall Dismantling | Charges for doing dismantling of brick work along with its plaster & other finishes including all labour, tools & tackles, equipment, scaffolding (if required), and necessary safety precautions also disposing full or part of the dismantled material & its debris at designated dump yard inside of the site premises as direction of Engineer-in-Charge. | Cum. | 2.7 | 2940 | Approved
CHANDANNAGAR COMMERCIAL | COMMON INFRASTRUCTURE | Boundary Wall | Civil Work | WO/GC01/GC03/4 | Arsh Realcon | 250mm Thk Brickwork | Providing and erecting 250mm thick brick work with 1st class bricks for walls of specified thickness in cement sand mortar (1:6) including the cost of all material, as per drawing and as specified in relevant is codes, necessary curing, scaffolding, staging, all leads and lifts from any point to any point inside the site in all structures such as walls / pillars / stub / supports / drains etc including cleaning of accumulated debris as per drawing and specifications and as directed by the project manager. (Cement will be supplied by Client but subjected to reconciliation) | Cum. | 3.26 | 8000 | Approved
CHANDANNAGAR COMMERCIAL | COMMON INFRASTRUCTURE | Boundary Wall | Civil Work | WO/GC01/GC03/4 | Arsh Realcon | Brick Work 125mm | All charges for Providing and erecting 125 mm thick brick work with 1st class Conventional bricks for walls of specified thickness in sand cement mortar (1 :4) including the cost of all material, labour, tools, tackles, scaffolding, curing etc. complete as per direction of Engineer-in-Charge and technical specification. (Cement shall be supplied by the client on a reconciliation basis.) | Sq.Mtr. | 1.04 | 1315 | Approved
CHANDANNAGAR COMMERCIAL | COMMON INFRASTRUCTURE | Boundary Wall | Civil Work | WO/GC01/GC03/4 | Arsh Realcon | 20mm External Plaster | All charges for Providing and applying external plaster of 20 mm. thick in two layers (12+8) with sand and cement mortar (6:1) including making grooves, rounding off or chamfering corners as directed and raking out joints or roughening of concrete surface, including fixing of 300 mm wide wire mesh in the junction of R.C.C. & Brickwork & threading nosing and drip course where necessary including scaffolding, curing, complete as per direction of Engineer-in-charge. (Cement will be supplied by Client but subjected to reconciliation) | Sq.Mtr. | 85.375 | 336 | Approved
CHANDANNAGAR COMMERCIAL | COMMON INFRASTRUCTURE | Boundary Wall | Civil Work | WO/GC01/GC03/4 | Arsh Realcon | Groove Making | All Charges for making 20mm wide × 20mm groove in plastered surface, including marking of groove lines, cutting the groove, cleaning, finishing of edges, ensure uniform width and depth all complete as per drawing & direction of Engineer-in-Charge. | RMT | 192.5 | 70 | Approved
CHANDANNAGAR COMMERCIAL | COMMON INFRASTRUCTURE | Boundary Wall | Civil Work | WO/GC01/GC03/4 | Arsh Realcon | Neat cement | Labour charges for 3mm thk neat cement work at wall surface including all Labour, tool, tackles all complete as per drawing and direction of Engineer in Charge. (Cement will be supplied by Client but subjected to reconciliation) | Sq.Mtr. | 5 | 60 | Approved
CHANDANNAGAR COMMERCIAL | COMMON INFRASTRUCTURE | Civil |  | WO/GC01/GC03/5 | Arsh Realcon | Excavation - Upto 1.5 Mtr | Earthwork excavation by manual/mechinical means upto 50 Mtr Lead necessary for construction of foundatin, footing, Trench in all types of soil, including clearing and grubbing of road land, removal of roots, stumps and vegetation, dewatering, disposal of surplus earth at designated location with all leads and lifts etc. all complete as per Drawing & Direction of Engineer-in-Charge. (Depth - Upto 1.5 Mtr) | Cum. | 160 | 315 | Approved
CHANDANNAGAR COMMERCIAL | COMMON INFRASTRUCTURE | Civil |  | WO/GC01/GC03/5 | Arsh Realcon | Excavation - Upto 1.5 -3 Mtr | Earthwork excavation by manual/mechinical means upto 50 Mtr Lead necessary for construction of foundatin, footing, Trench in all types of soil, including clearing and grubbing of road land, removal of roots, stumps and vegetation, dewatering, disposal of surplus earth at designated location with all leads and lifts etc. all complete as per Drawing & Direction of Engineer-in-Charge. (Depth - Upto 1.5 -3 Mtr) | Cum. | 64 | 420 | Approved
CHANDANNAGAR COMMERCIAL | COMMON INFRASTRUCTURE | Civil |  | WO/GC01/GC03/5 | Arsh Realcon | Backfilling using excavated earth | All Charges Earth work in filling to foundation, trenches , Plinth or any other substructure work with excavated earth obtained from the excavation work including watering, ramming, consolidation etc. as directed. The rates are inclusive of all labours, tools/tackles, pumps, vibratory roller/earth compactor temporary works, etc. complete [ Measurement should be as per specification. ] Filling with excavated earth available at site. | Cum. | 126.5 | 170 | Approved
CHANDANNAGAR COMMERCIAL | COMMON INFRASTRUCTURE | Civil |  | WO/GC01/GC03/5 | Arsh Realcon | Silver Sand Filling | All charges for providing, laying, spreading of Silver sand to a uniform layers, to proper gradient and chamber, inundating each layer by water & packing & ramming layer by layer to achieve desired compaction including all materials, labour, guarding, barricading, making adequate earthen bundh where necessary , mending cracks & depression by ramming where ever necessary. | Cum. | 0.95 | 2205 | Approved
CHANDANNAGAR COMMERCIAL | COMMON INFRASTRUCTURE | Civil |  | WO/GC01/GC03/5 | Arsh Realcon | Brick Flat Soling | Charges for SINGLE LAYER BRICK FLAT SOLING including preparation of soil / sand filling bed and filling the joints with sand , watering etc. complete as per drawing, specification & as directed by E-I-C including all materials, tools & tackles, labours all finishes and complete. | Sq.Mtr. | 8.6 | 450 | Approved
CHANDANNAGAR COMMERCIAL | COMMON INFRASTRUCTURE | Civil |  | WO/GC01/GC03/5 | Arsh Realcon | PCC | All charges for providing & laying M10 (1:3:6) plain cement concrete (PCC) of required thickness at all levels and leads using 20 mm nominal size well-graded approved quality aggregate including vibrating / compacting as required establishing dewatering system by pumping / bailing out water, cleaning, preparing surfaces, junctions etc. including shuttering, curing complete as per drawing and direction of Engineer-in-Charge. (Cement would be supplied by the client, but subjected to reconciliation.) | Cum. | 10.4 | 6850 | Approved
CHANDANNAGAR COMMERCIAL | COMMON INFRASTRUCTURE | Civil |  | WO/GC01/GC03/5 | Arsh Realcon | Shuttering | All charges for providing, fabricating, erecting and fixing in position plained timber, plywood centering and shuttering true to line and level, including steel propping, staging, shuttering removal, applying shuttering oil, including required bracing, chamfering corners (of exposed edges) of all applicable structures and complete as per drawing and direction of Engineer-in-Charge. Rate shall also include removal and dismantling the aforesaid assembly after specified period complete at all depths and leads. | Sq.Mtr. | 273 | 500 | Approved
CHANDANNAGAR COMMERCIAL | COMMON INFRASTRUCTURE | Civil |  | WO/GC01/GC03/5 | Arsh Realcon | RCC | Providing, mixing and laying in position Cement Concrete of appropriate grade to all type of R .C.C. work with 20 mm down graded machine crushed stone aggregates and coarse sand of approved grade including mixing admixture of any kind with concrete wherever specified for all types of R .C.C. work any Lvl. (Cement will be supplied by Client but subjected to reconciliation) GRADE - M25 (SMC) | Cum. | 53.13 | 7350 | Approved
CHANDANNAGAR COMMERCIAL | COMMON INFRASTRUCTURE | Civil |  | WO/GC01/GC03/5 | Arsh Realcon | Steel | All charges for fixing steel reinforcement (Tor Steel as per IS-1786, Fe 500) for RCC work including transporting, decoiling, straightening, removing loose rust, cutting, bending and placing for all profile and for all lead & lift upto required level and binding with 18 gauge annealed wire as per drawing and direction of Engineer-in-Charge. (Only Reinforcement would be supplied by the client free of cost, but subjected to reconciliation) | MT | 3.52 | 10000 | Approved
CHANDANNAGAR COMMERCIAL | COMMON INFRASTRUCTURE | Civil |  | WO/GC01/GC03/5 | Arsh Realcon | 200/250mm Thk AAC Block Work | Providing and laying autoclaved aerated cement (AAC) block masonry 200/250 mm thick at any level, using with chemical adhesive (Ultratech Fixoblock or equivalent) as approved by the Engineer-in-Charge, including surface preparation, setting out, alignment and joint finishing, complete with providing RCC bands, lintels and vertical posts as shown in drawings, along with all material, labour, tools, tackles, equipment, and scaffolding, all complete as per approved drawings and directions of the Engineer-in-Charge. | Cum. | 5.8 | 6500 | Approved
CHANDANNAGAR COMMERCIAL | COMMON INFRASTRUCTURE | Civil |  | WO/GC01/GC03/5 | Arsh Realcon | 200/250mm thick brick work | Providing and erecting 250/200mm thick brick work with 1st class bricks for walls of specified thickness in cement sand mortar (1:6) including the cost of all material, as per drawing and as specified in relevant is codes, necessary curing, scaffolding, staging, all leads and lifts from any point to any point inside the site including cleaning of accumulated debris as per drawing and specifications and as directed by the project manager. (Cement will be supplied by Client but subjected to reconciliation) | Cum. | 0.9 | 8000 | Approved
CHANDANNAGAR COMMERCIAL | COMMON INFRASTRUCTURE | Civil |  | WO/GC01/GC03/5 | Arsh Realcon | 125mm thick brick work | Providing and erecting 125mm thick brick work with 1st class bricks for walls of specified thickness in cement sand mortar (1:6) including the cost of all material, as per drawing and as specified in relevant is codes, necessary curing, scaffolding, staging, all leads and lifts from any point to any point inside the site including cleaning of accumulated debris as per drawing and specifications and as directed by the project manager. (Cement will be supplied by the employer free of cost, but subjected to reconciliation) | Sq.Mtr. | 4.01 | 1315 | Approved
CHANDANNAGAR COMMERCIAL | COMMON INFRASTRUCTURE | Civil |  | WO/GC01/GC03/5 | Arsh Realcon | Internal wall plaster | All Charges for providing and applying plaster (to internal wall) of 12-15mm.thick with sand cement mortar (6 parts sand : 1 part cement) including rounding off or chamfering corners as directed and raking out joints or roughening of concrete surface including threading nosing and drip course where necessary including steel scaffolding, curing, complete as per drawing, specification and direction of Engineer-in-Charge. (Cement would be supplied by the employer free of cost, but subjected to reconciliation) | Sq.Mtr. | 43.61 | 250 | Approved
CHANDANNAGAR COMMERCIAL | COMMON INFRASTRUCTURE | Civil |  | WO/GC01/GC03/5 | Arsh Realcon | External wall plaster | All Charges for providing and applying plaster (to external wall) of 20mm. thick (12mm +8mm) with sand cement mortar (6 parts sand : 1 part cement) including rounding off or chamfering corners as directed and raking out joints or roughening of concrete surface, including threading nosing and drip course where necessary including steel scaffolding, curing, complete as per drawing, specification and direction of Engineer-in-Charge. (Cement will be supplied by the employer free of cost, but subjected to reconciliation) | Sq.Mtr. | 54 | 336 | Approved
CHANDANNAGAR COMMERCIAL | COMMON INFRASTRUCTURE | Civil |  | WO/GC01/GC03/5 | Arsh Realcon | Ballah Cutting & Removing | Charges for cutting the extended portion of Shal Ballah projected above the earth surface to the required level and disposal of accumulated debris to a designated dumping yard inside of the site premises including all labour, tools, tackles, complete in all respects as per specification and direction of the Engineer-in-Charge. | Nos | 168 | 160 | Approved
The Ramdulari | COMMON INFRASTRUCTURE | miscellaneous |  | WO/RP/RP03/46 | Vinayak Fabtech | Sliding Tensile Fabric Roof | Design, supply, fabrication and erection of tensile retractable roof structure with one-touch remote operation using MS RHS/SHS pipe, bearings, tracks and all necessary hardware including application of one coat of epoxy primer and one coat of PU synthetic enamel paint and cladding with 900 GSM Mehler make tensile fabric using aluminium flats, SDS screws and all required fittings, complete including lifting, shifting and transportation in the direction of EIC. | Lump Sum | 1 | 650245 | Approved
The Ramdulari | COMMON INFRASTRUCTURE | miscellaneous |  | WO/RP/RP03/46 | Vinayak Fabtech | Loading - Unloading Charges. | Charges for loading unloading as per direction of EIC | Lump Sum | 1 | 6000 | Approved
The Ramdulari | CLUB | HVAC Works |  | WO/RP/RP06/19 | MEHO HCP AIR SYSTEMS PVT. LTD. | Dismantling and Reinstallation of Complete Indoor AC System Including IDU, Copper Piping with Insulation, Aluminium-Foil Insulation, Filters and PVC Conduit | Dismantling and Reinstallation of Complete Indoor AC System Including IDU, Copper Pipe insulation, Aluminium-Foil Insulation, Filters and PVC Conduit |  | 0 | 0 | Amended & Approved
The Ramdulari | CLUB | HVAC Works |  | WO/RP/RP06/19 | MEHO HCP AIR SYSTEMS PVT. LTD. | Dismantling and Reinstallation of IDU Unit | Dismantling the existing indoor AC unit, and reinstallation at the designated location including fixing, alignment, reconnection, testing and commissioning for proper operation in the direction of EIC. | Nos | 2 | 2500 | Approved
The Ramdulari | CLUB | HVAC Works |  | WO/RP/RP06/19 | MEHO HCP AIR SYSTEMS PVT. LTD. | Dismantling and Reinstallation of Copper Piping with Insulation | Dismantling & reinstallation of Copper pipe insulation (19.1mm dia - 15 RMT, 15.9mm dia - 15 RMT & 9.5mm dia - 25 RMT) in the direction of EIC | Lot | 1 | 5500 | Approved
The Ramdulari | CLUB | HVAC Works |  | WO/RP/RP06/19 | MEHO HCP AIR SYSTEMS PVT. LTD. | Aluminium Foil | Dismantling and reinstallation of 13mm thick Aluminium foil pasted insulation in the direction of EIC | Sq.Mtr. | 15 | 480 | Approved
The Ramdulari | CLUB | HVAC Works |  | WO/RP/RP06/19 | MEHO HCP AIR SYSTEMS PVT. LTD. | Filter | Dismantling and Reinstallation of Filter in the direction of EIC | Nos | 2 | 2500 | Approved
The Ramdulari | CLUB | HVAC Works |  | WO/RP/RP06/19 | MEHO HCP AIR SYSTEMS PVT. LTD. | PVC Conduit | Dismantling the existing PVC Conduit & reinstallation in the direction of EIC | Lot | 1 | 2000 | Approved
The Ramdulari | BLOCK | Painting | Internal Painting | WO/RP/RP02/108 | JAHANGIR ALAM ENTERPRISE | Painting work of PHE Shaft (Toilet - 3 & 4) | After washing and cleaning, providing and applying two coats of cement-based paint at PHE shaft (Toilet-3 and Toilet-4) at all levels, including surface preparation, rubbing down, cleaning, filling cracks/voids with approved filler material, complete with all labour, materials, tools & tackles and scaffolding at all levels, as per direction of Engineer-in-Charge. | Sq.Ft. | 2691 | 11 | Approved
SOUTHWINDS PROJECT LLP (PHASE - III & IV) | COMMON INFRASTRUCTURE - PHASE III & IV | General |  | WO/SP34/CI34/87 | Accumax Enterprises Pvt. Ltd. | Labour charges for Miscellaneous electrical work at Commercial Block (2nd Floor) | Labour charges for Miscellaneous electrical work such as wall/ceiling conduiting, main line & CKT wiring, wiring of light point in lobby area, AC indoor & out door unit connection in lobby area, Receiving and Fixing of modular box, wire pulling, fixing of switch & socket, distribution boxes & MCB, ACCL etc. Laying of suitable sizes of XLPE armoured cable including supply of all accessories, making end termination of 1.1 KV grade XIPE cable in MCB/ DB etc, Receiving & fixing of Main Switch/MCCB/DB as required, Earthing system for all electrical MCB/DB. fixing of light Fixture, including cutting hole in false ceiling as per drawing complete in all respect for 8 Nos Shop including lobby of Commercial Complex at Southwinds project. | Lump Sum | 1 | 15000 | Approved
The Soul, Rajarhat | CLUB | HVAC Works |  | WO/HR01/CL07/45 | UNIVERSAL ENERGY SOLUTIONS PVT. LTD. | Existing Club House Ventilation Modification Work | Existing Club House Ventilation Modification Work |  | 0 | 0 | Approved
The Soul, Rajarhat | CLUB | HVAC Works |  | WO/HR01/CL07/45 | UNIVERSAL ENERGY SOLUTIONS PVT. LTD. | Duct | Dismantling of existing axial fan duct including careful removal, handling, and stacking as per direction of EIC. | Lot | 11 | 2000 | Approved
The Soul, Rajarhat | CLUB | HVAC Works |  | WO/HR01/CL07/45 | UNIVERSAL ENERGY SOLUTIONS PVT. LTD. | Axial Fan | Dismantling of existing axial fan including disconnection from electrical and mechanical supports, complete as direction of EIC. | Nos | 11 | 1400 | Approved
The Soul, Rajarhat | CLUB | HVAC Works |  | WO/HR01/CL07/45 | UNIVERSAL ENERGY SOLUTIONS PVT. LTD. | Re Installation Axial Fan | Re-installation of existing axial fan at designated location including , fixing, testing, and commissioning, complete in all respects as direction of EIC. | Nos | 11 | 3950 | Approved
The Soul, Rajarhat | CLUB | HVAC Works |  | WO/HR01/CL07/45 | UNIVERSAL ENERGY SOLUTIONS PVT. LTD. | Re Installation Duct | Re-installation of Duct including fixing, testing, and commissioning, complete in all respects as direction of EIC. | Nos | 11 | 4000 | Approved
The Soul, Rajarhat | CLUB | HVAC Works |  | WO/HR01/CL07/45 | UNIVERSAL ENERGY SOLUTIONS PVT. LTD. | GI Duct | Providing and fixing G.I. sheet covering to existing AC duct including cutting, bending, fabrication, fastening, sealing, and finishing, along with complete blank-off arrangement, as per site requirement and as directed by the Engineer-in-Charge.” | Lot | 11 | 1300 | Approved
The Soul, Rajarhat | CLUB | HVAC Works |  | WO/HR01/CL07/45 | UNIVERSAL ENERGY SOLUTIONS PVT. LTD. | Flexible Connection | Supply and installation of flexible connection to axial fan including all accessories, proper fixing, and making the system operational, complete in all respects. | Nos | 11 | 986.36 | Approved
The Ramdulari | BLOCK | Civil | Sub & Super Structure Work | WO/RP/RP02/59 | M/S MALENA DISTRIBUTORS LLP | Hire Charges for Scaffolding Material : 7th November to 31st December | Hire Charges for Scaffolding Material : 7th November to 31st December |  | 0 | 0 | Approved
The Ramdulari | BLOCK | Civil | Sub & Super Structure Work | WO/RP/RP02/59 | M/S MALENA DISTRIBUTORS LLP | Standard Vertical (Cup Lock) | Standard Vertical (Cup Lock) - 3cup Size: 1.50 M Long Individual Wt. per Pc: 6.60Kg | Rate/Day | 6600 | 0.42 | Approved
The Ramdulari | BLOCK | Civil | Sub & Super Structure Work | WO/RP/RP02/59 | M/S MALENA DISTRIBUTORS LLP | Pigot/ Joint Pin | Pigot/ Joint Pin Size: 38 mm X 250 / 300 mm Individual Wt per Pc: 0.45kg | Rate/Day | 6600 | 0.18 | Approved
Primarc Aadvika | BLOCK | Piling Work |  | WO/HW1/PHW9/1 | SEKH CONSTRUCTION | Working Pile by DMC Method (Tower - A & C) | Charges for providing, boring, and casting of bored cast-in-situ reinforced cement concrete piles by DMC Mechanical method including setting out of pile locations, boring through all types of soil strata as encountered, fabricating and lowering reinforcement cages with proper spacers/centralizers, including welding, transporting, decoiling, straightening, removing loose rust, and binding with 18-gauge annealed wire to the complete satisfaction of the Engineer-in-Charge; concreting with M-25 grade (or approved grade) reinforced cement concrete using the tremie method in a single continuous operation, ensuring adequate projection of the pile above cut-off level as per approved drawings; and carrying out all incidental works such as mobilization/demobilization, safety measures, and compliance with IS:2911 (Part 1/Sec 2), including cost of all tools, tackles, equipment, plants, and machinery complete in all respects as per approved drawings and as directed by the Engineer-in-Charge. The rate shall be inclusive of binding wire, cover blocks, and all consumables, which will not be measured separately for payment. Rate also includes making Slurry vats at pre approved location of site, using bentonite, removal & shifting of bentonite slurry, solid, semisolid liquid muck fom vat/drain, dry/wet soil mixed with bentonite and the surplus earth excavated from vat to outside of the site premises by tanker & other tansport (Only cement for cover block, RMC, and reinforcement steel will be supplied by the Client, subject to reconciliation.) Measurement: Length of pile for payment shall be measured from the cut-off level to the pile toe (termination level) as shown in the approved drawings. The rate shall also include the cost of the additional projection above cut-off level as per drawings. Notes: (i) The cement concrete (M-25 grade) shall have an ultimate crushing strength of not less than 300 kg/sq.cm on a 15 cm x 15 cm x 15 cm cube at 28 days, with cement content not less than 400 kg/m³. (ii) Bentonite of approved make and brand (Ashapura) shall be used for bore stability. Location: Tower - A & C | RMT | 3701 | 2500 | Approved
Primarc Aadvika | BLOCK | Piling Work |  | WO/HW1/PHW9/1 | SEKH CONSTRUCTION | Empty Boring by DMC method | Empty boring by DMC Mechanical method for piles from existing ground level to projection of concrete above cut-off level, including cleaning/flushing, dewatering, silver sand supply & placement, disposal of surplus excavated material to designated location and. Rate shall include labour, plant, tools, Bentonite, removal & shifting of bentonite slurry, solid, semisolid liquid muck fom vat/drain, dry/wet soil mixed with bentonite and the surplus earth excavated from vat to outside of the site premises by tanker & other tansport and all incidental works to complete the item as per site conditions and as directed by Engineer-in-Charge. Measurement: Measured from existing ground level to the projection of concrete above the cut-off level of the pile. Pile Diameter - 1000 mm Location: Block-A&C | RMT | 122.035 | 3074 | Approved
Primarc Aadvika | BLOCK | Piling Work |  | WO/HW1/PHW9/1 | SEKH CONSTRUCTION | Extra Boring below termination level | Extra boring for piles - extra 1 meter or as actual from termination level, including cleaning/flushing, dewatering, Concrete placement depend upon site condition, disposal of surplus excavated material to designated location. Rate shall include labour, plant, tools, Bentonite, and all incidental works to complete the item as per site conditions and as directed by Engineer-in-Charge. this extra length exclude reinforcement binding and lowering. Measurement: Extra length beyond termination level. Pile Diameter - 1000 mm Location: Block-A&C | RMT | 204.8 | 2150 | Approved
Primarc Aadvika | BLOCK | Piling Work |  | WO/HW1/PHW9/1 | SEKH CONSTRUCTION | Additional Load Test on Working Pile | Additional Load Test on Working Pile |  | 0 | 0 | Amended & Approved
Primarc Aadvika | BLOCK | Piling Work |  | WO/HW1/PHW9/1 | SEKH CONSTRUCTION | Additional empty bore for soil stability test. | Additional empty boring for soil stability test, including cleaning/flushing, dewatering, disposal of surplus excavated material to designated location. Rate shall include labour, plant, tools, Bentonite, and all incidental works to complete the item as per site conditions and as directed by Engineer-in-Charge. |  | 0 | 0 | Approved
Primarc Aadvika | BLOCK | Piling Work |  | WO/HW1/PHW9/1 | SEKH CONSTRUCTION | Idle charges for delay (Nov,2025) | Idle charges for delay in commencement of work, including the cost of hire charges for equipment, supervisory, staff, labour, and all other miscellaneous and consumable expenses incurred for the month of Nov,2025. (Details attached as per Annexure - I) | Lump Sum | 1 | 2828166 | Approved
Primarc Aadvika | BLOCK | Piling Work |  | WO/HW1/PHW9/1 | SEKH CONSTRUCTION | High strain Dynamic Pile Load Test - 1000 mm dia pile | All Charges for conducting Vertical High-Strain Dynamic Pile Load Test in accordance with ASTM D4945 or relevant applicable standards, including supply, mobilization, and erection of all required equipment (crane, drop hammer, sensors, PDA machine, etc.); dewatering as necessary; pile head cutting and preparation suitable for PDA testing on cast-in-situ piles; recording and interpreting all readings; analysis of test results using CAPWAP; and submission of two (2) copies of the final test report. 1000 mm diameter working pile- (Design Load-300 Ton, Test Load-1.5 times of design load i.e 450 Ton), Location: Block-C | Nos | 2 | 80000 | Approved
Primarc Aadvika | BLOCK | Piling Work |  | WO/HW1/PHW9/1 | SEKH CONSTRUCTION | High strain Dynamic Pile Load Test - 750mm dia pile | All Charges for conducting Vertical High-Strain Dynamic Pile Load Test in accordance with ASTM D4945 or relevant applicable standards, including supply, mobilization, and erection of all required equipment (crane, drop hammer, sensors, PDA machine, etc.); dewatering as necessary; pile head cutting and preparation suitable for PDA testing on cast-in-situ piles; recording and interpreting all readings; analysis of test results using CAPWAP; and submission of two (2) copies of the final test report. 750 mm diameter working pile- (Design Load-260 Ton, Test Load-1.5 times of design load i.e 390 Ton), Location: Block-A, B or C as decided by EIC. | Nos | 1 | 65000 | Approved
Primarc Aadvika | BLOCK | Piling Work |  | WO/HW1/PHW9/1 | SEKH CONSTRUCTION | ROUTINE VERTICAL LOAD TEST - 1000mm Working Pile | All Charges for ROUTINE VERTICAL LOAD TEST on Cast-in-situ Piles will be done by concrete blocks in accordance with IS Code of practice IS: 2911 (Part IV) including Mobilization & Demobilzation Charges and preparation of Pile Head taking necessary Readings and Submitting Two Copies of Reports etc. as per direction of Engineer in charge. 1000 mm diameter working pile- (Design Load-300 MT, Test Load-450 MT, Kentledge Load- 562.5 MT), Location: Block-A &C | Nos | 1 | 550125 | Approved
Primarc Aadvika | BLOCK | Piling Work |  | WO/HW1/PHW9/1 | SEKH CONSTRUCTION | ROUTINE VERTICAL LOAD TEST - 750mm Working Pile | All Charges for ROUTINE VERTICAL LOAD TEST on Cast-in-situ Piles will be done by concrete blocks in accordance with IS Code of practice IS: 2911 (Part IV) including Mobilization & Demobilzation Charges and preparation of Pile Head taking necessary Readings and Submitting Two Copies of Reports etc. as per direction of Engineer in charge. 750 mm diameter working pile- (Design Load-260 MT, Test Load-390 MT, Kentledge Load- 487.5 MT) Location: Block-A,B or C as decided by EIC. | Nos | 1 | 477750 | Approved
Primarc Aadvika | BLOCK | Piling Work |  | WO/HW1/PHW9/1 | SEKH CONSTRUCTION | Sonic Strain Integrity Test (CHUM/CSL) - 1000mm Dia Working Pile | Conducting the Cross Hole Ultrasonic Monitor (CHUM) test including all necessary equipment, manpower for cast-in-situ piles & taking necessary reading interpretation of test result and submitting two copies of reports as per direction of Engineer in charge. 1000 mm diameter working pile Location: Block-A & C | Nos | 36 | 4800 | Approved
Primarc Aadvika | BLOCK | Piling Work |  | WO/HW1/PHW9/1 | SEKH CONSTRUCTION | Sonic Strain Integrity Test (CHUM/CSL) - 750mm Dia Working Pile | Conducting the Cross Hole Ultrasonic Monitor (CHUM) test including all necessary equipment, manpower for cast-in-situ piles & taking necessary reading interpretation of test result and submitting two copies of reports as per direction of Engineer in charge. 750 mm diameter working pile Location: Block-A,B or C as decided by EIC. | Nos | 132 | 4800 | Approved
Primarc Aadvika | BLOCK | Piling Work |  | WO/HW1/PHW9/1 | SEKH CONSTRUCTION | Empty Boring by Rotary Method - 1000 dia Pile | Empty Boring by Rotary Method - 1000 dia, 5nos Pile | RMT | 67 | 2074 | Approved
Primarc Aadvika | BLOCK | Piling Work |  | WO/HW1/PHW9/1 | SEKH CONSTRUCTION | Empty Boring by DMC Method - 1000 dia Pile | Empty Boring by DMC Method - 1000 dia, 2nos Pile | RMT | 40 | 2074 | Approved
SOUTHWINDS PROJECT LLP (PHASE - III & IV) | COMMON INFRASTRUCTURE - PHASE III & IV | General |  | WO/SP34/CI34/88 | Veer Enterprises | MDF Board Fixing at Commercial Block (2nd Floor - 8 Nos. Shop) | Providing and fixing of MDF Board(12mm) with GI Channel (where required) fixing with 25/8 hilux screw and all the necessary material including scaffolding, tools & tackles all complete as per drawing and direction of Engineer-in-Charge. All Materials in Contractor. Location : Commercial Block (2nd Floor - 8 Nos Shop) |  | 0 | 0 | Approved
SOUTHWINDS PROJECT LLP (PHASE - III & IV) | COMMON INFRASTRUCTURE - PHASE III & IV | General |  | WO/SP34/CI34/88 | Veer Enterprises | MDF Board Partion Work - 650mm Breadth | MDF Board Partion Work - 650mm Breadth | Sq.Ft. | 263.159 | 129 | Approved
SOUTHWINDS PROJECT LLP (PHASE - III & IV) | COMMON INFRASTRUCTURE - PHASE III & IV | General |  | WO/SP34/CI34/88 | Veer Enterprises | MDF Board Partion Work - 300mm Breadth | MDF Board Partion Work - 300mm Breadth | Rft | 183.736 | 118 | Approved
SOUTHWINDS PROJECT LLP (PHASE - III & IV) | COMMON INFRASTRUCTURE - PHASE III & IV | General |  | WO/SP34/CI34/89 | PRERONA CONSTRUCTION | Waterproofing, Halor making & Crack Repairing at Commercial Block (2nd Floor - 8 Nos Shop Roof Area) | Waterproofing, Halor making & Crack Repairing at Commercial Block (2nd Floor - 8 Nos Shop Roof Area) |  | 0 | 0 | Approved
SOUTHWINDS PROJECT LLP (PHASE - III & IV) | COMMON INFRASTRUCTURE - PHASE III & IV | General |  | WO/SP34/CI34/89 | PRERONA CONSTRUCTION | Breaking & Dismantling - Plaster & Screed 300mm Wall & 300mm Floor | Charges for Plaster & Screed 300mm wall & 300mm floor Breaking/Dismantling and mortar removing/Cleaning at Commercial Block Roof (2nd Floor – 8 Nos Shop). Manually or Mechanically including, removal and disposal of debris from site premises area to outside area as per drawing, specification and direction of Engineer In Charge. | Sq.Ft. | 553.49 | 30 | Approved
SOUTHWINDS PROJECT LLP (PHASE - III & IV) | COMMON INFRASTRUCTURE - PHASE III & IV | General |  | WO/SP34/CI34/89 | PRERONA CONSTRUCTION | Surface Preparation, Waterproofing coating, Ponding Test & Halor Making | Surface Preparation, Waterproofing coating, Ponding Test & Halor Making Application of Halor making and Water Proofing Treatment over the duly prepared surface with 02 component Polymer modified elastomeric membrane system, to be appiled with brush in 03 coats to form a total system thickness of Min 1.0-1.2 mm according to manufacturer's specification & supervision. Glass 3 fiber wire meshshould be placed on the 1st coat, till the coating is in wet condition.Sprinkle sand immediately after the application of second coat. (Sika Top Seal 109HI) Coving :-Coving at all the junctions to be done for a size of 300mm with polymer modified mortar. Final Halor 150mmx150mm over screed in green condition | Sq.Ft. | 553.49 | 65 | Approved
SOUTHWINDS PROJECT LLP (PHASE - III & IV) | COMMON INFRASTRUCTURE - PHASE III & IV | General |  | WO/SP34/CI34/89 | PRERONA CONSTRUCTION | Screed Concrete | Screed Concrete Charges towards laying of avg. 40-50 mm screed concrete in prop. of 1:2:4 admixed with integral waterproofing compound Sika Plastocrete Plus @ 0.2% by wt. of cement over the floor area, complete as per specification & direction of EIC. (Only Cement will be supplied by cllent) | Sq.Mtr. | 25.71 | 650 | Approved
SOUTHWINDS PROJECT LLP (PHASE - III & IV) | COMMON INFRASTRUCTURE - PHASE III & IV | General |  | WO/SP34/CI34/89 | PRERONA CONSTRUCTION | Plaster | Plaster : The vertical coated surface will be protected with 12-15mm thick Cement:Sand Plaster (1:4) on walls surfaces mixed with polymer or integral water proofing compound @ 2% of weight of cement including necessary tools & tackles, all related materials, scaffolding, curing, cleaning etc complete as directed by EIC. Cement will be supplied by Client and others Materials supplied by contractor (Using Sika Plastocreate Plus) | Sq.Mtr. | 25.71 | 180 | Approved
SOUTHWINDS PROJECT LLP (PHASE - III & IV) | COMMON INFRASTRUCTURE - PHASE III & IV | General |  | WO/SP34/CI34/89 | PRERONA CONSTRUCTION | Surface Preparation for Crack Repairing | Surface Preparation for Crack Repairing :- Preparation of structural concrete surface by manual means with wire I brushes, to clean & remove all loose concrete, oil/grease etc. | Sq.Ft. | 4619.86 | 8 | Approved
SOUTHWINDS PROJECT LLP (PHASE - III & IV) | COMMON INFRASTRUCTURE - PHASE III & IV | General |  | WO/SP34/CI34/89 | PRERONA CONSTRUCTION | Crack Repairing | Crack Repairing : the entire crack area to be cut off by "V shape-width 7-8mm & depth 7-8mm with the help of mechanical cutter machine. The cut/grooved surface to be prepared & cleaned properly to receive the treatment Crack filling:- Crack shall be fill with polymer mortar & Net. | RMT | 143.9 | 80 | Approved
SOUTHWINDS PROJECT LLP (PHASE - III & IV) | COMMON INFRASTRUCTURE - PHASE III & IV | General |  | WO/SP34/CI34/89 | PRERONA CONSTRUCTION | Nozzle grouting | Nozzle grouting using pressure grouting pump 3 with low pressure between 2kg/sqm | Nos | 0 | 120 | Approved
SOUTHWINDS PROJECT LLP (PHASE - III & IV) | COMMON INFRASTRUCTURE - PHASE III & IV | General |  | WO/SP34/CI34/89 | PRERONA CONSTRUCTION | Waterproofing Coating | Waterproofing Coating: The Roof surface shall be coated with a single component.waterproofing coating of two coats with cement, sand & SBR Latex in the ratio is (1:1:2) | Sq.Ft. | 4619.86 | 14 | Approved
SOUTHWINDS PROJECT LLP (PHASE - III & IV) | CLUB PHASE - III & IV | Grill / Steel Work |  | WO/SP34/CW34/23 | PROTECH ENGINEERS | Supply, Fabrication and Erection of MS Gate | Charges for Supply, fabrication and erection of MS Gate made with 50 mm x 50 mm x 3 mm and 40 mm x 40 mm x 3 mm SHS as using Post and MS Flat 30 mm x 6 mm at lock portion as per drawings with all complete and including cost of one coat of epoxy based primer, Transportation and loading-unloading for all levels as per drawing and direction of Engineer-in-Charge. | Kgs | 151.007 | 104 | Approved
The Ramdulari | COMMON INFRASTRUCTURE | Painting | Boundary Wall Painting | WO/RP/RP03/47 | GAZI PAINTS PRIVATE LIMITED | All Charges for External Painting Work as per direction of Engineer in charge. | All Charges for External Painting Work as per direction of Engineer in charge. |  | 0 | 0 | Approved
The Ramdulari | COMMON INFRASTRUCTURE | Painting | Boundary Wall Painting | WO/RP/RP03/47 | GAZI PAINTS PRIVATE LIMITED | Providing and applying two coats of water proof primer coating (Aquatech Roof Waterproof) up to 1000mm height | Providing and applying two coats of water proof primer coating up to 1000mm height as per the specification and requirement completeith complete finish as per approved shade, up to the required height including ,all surfaces properly rubbed, smoothened with emery paper, thoroughly cleaned by dry mopping with cloths to make the surfaces dust free prior to application of paint, including fill cracks and holes with approved filler if required , , all materials, tool tackles & necessary scaffolding if required at Ceiling as per direction of Engineer in charge. Location Boundary Wall Colour : White Brand- Birla Opas WaterProof Primer-Waterproofing -B70 (Coverage -47.5 sq.ft/L for 2 coats) Location:-Basement wall upto. 1000mm | Sq.Ft. | 3229.5 | 13 | Approved
The Ramdulari | COMMON INFRASTRUCTURE | Painting | Boundary Wall Painting | WO/RP/RP03/47 | GAZI PAINTS PRIVATE LIMITED | Providing & Applying of One coat of approved primer followed by Two coat of Weather coat paint (Non Texture). | Providing & Applying of Two coat of approved primer followed by Two coat of Weather coat Non Texture paint of approved brand on wall & top surface with complete finish as per approved shade, up to the required height including ,all surfaces properly rubbed, smoothened with emery paper, thoroughly cleaned by dry mopping with cloths to make the surfaces dust free prior to application of paint, including fill cracks and holes with approved filler if required ,all materials, tool tackles & necessary scaffolding if required as per direction of Engineer in charge. Location: Boundary Wall Make: Birla Opus Primer-Exteriors E10 (Coverage -80-100 sq.ft/L for 1 coats) Paimt-Exteriors E50 (Coverage -55-60 sq.ft/L for 2 coats) Colour Code:- Asian Shadow dance Code -8303 | Sq.Ft. | 8665.05 | 14 | Approved
The Ramdulari | COMMON INFRASTRUCTURE | Painting | Boundary Wall Painting | WO/RP/RP03/47 | GAZI PAINTS PRIVATE LIMITED | Providing & Applying of One coat of approved primer followed by Two coat of PU Based paint on Creeper Wall | Supply & application of 1coat epoxy based primer+ 2 coat PU based paint (Roller/Brush) of approved shade and make, on MS surface including scraping, sand papering, all materials, labours, tools & tackles, all lead & lifts at all level with all finishing work as per direction of Engineer-in-Charge. COLOUR- MOUSE GREY RAL-7005 Location-Creeper Wall, Make - Berger/Asian | RMT | 3885 | 20 | Approved
The Ramdulari | COMMON INFRASTRUCTURE | Painting | Boundary Wall Painting | WO/RP/RP03/47 | GAZI PAINTS PRIVATE LIMITED | Providing & Applying of One coat of approved primer followed by Two coat of PU Based paint on MS Main Gate | Supply & application of 1coat epoxy based primer+ 2 coat PU based paint (Roller/Brush) of approved shade and make, on MS surface including scraping, sand papering, all materials, labours, tools & tackles, all lead & lifts at all level with all finishing work as per direction of Engineer-in-Charge. COLOUR- Umbra GREY RAL-7022 Location-MS Main Gate,Make - Berger/Asian | Sq.Ft. | 250 | 20 | Approved
Primarc Aadvika | PRE-CONSTRUCTION PHASE | Site Office | HVAC Work | WO/HW1/PHW1/37 | UNIVERSAL SALES AND PROJECTS | AC Maintainance Charge | General Service Charges of Air Conditioning units including cleaning, inspection and performance checking, complete with labour, tools & tackles, as per direction of the Engineer-in-Charge. |  | 0 | 0 | Approved
Primarc Aadvika | PRE-CONSTRUCTION PHASE | Site Office | HVAC Work | WO/HW1/PHW1/37 | UNIVERSAL SALES AND PROJECTS | Nitrogen Flashing | Nitrogen Flashing | Nos | 3 | 1500 | Approved
Primarc Aadvika | PRE-CONSTRUCTION PHASE | Site Office | HVAC Work | WO/HW1/PHW1/37 | UNIVERSAL SALES AND PROJECTS | Gas Charging | Gas Charging (R22) | Nos | 3 | 1900 | Approved
Primarc Aadvika | PRE-CONSTRUCTION PHASE | Site Office | HVAC Work | WO/HW1/PHW1/37 | UNIVERSAL SALES AND PROJECTS | Wet Service of ODU | Wet Service of ODU | Nos | 3 | 1200 | Approved
Primarc Aadvika | PRE-CONSTRUCTION PHASE | Site Office | HVAC Work | WO/HW1/PHW1/37 | UNIVERSAL SALES AND PROJECTS | Wet Service of IDU | Wet Service of IDU | Nos | 3 | 1000 | Approved
Primarc Aadvika | PRE-CONSTRUCTION PHASE | Site Office | HVAC Work | WO/HW1/PHW1/37 | UNIVERSAL SALES AND PROJECTS | Capillary & Strainer change | Capillary & Strainer change | Nos | 1 | 2200 | Approved
The Ramdulari | BLOCK | Civil | Sub & Super Structure Work | WO/RP/RP02/109 | NEW L. N. CONSTRUCTION | Rectification of Plaster | Rectification of damaged plaster by applying 12–15 mm thick cement plaster in PHE shafts affected due to fire, including toilet areas, complete in all respects as per site requirements and directions of the Engineer-in-Charge. The work shall be executed with proper safety measures, protection arrangements, and all necessary precautions. Cement shall be supplied by the client subject to reconciliation. All other materials, tools, labour and safety arrangements shall be included in the contractor’s scope Location: 2nd Floor to 25th Floor Measurement & Payment: Payment shall be made only for the affected floors duly measured and certified at site. | Nos | 24 | 3100 | Approved
The Ramdulari | BLOCK | Painting | External Painting | WO/RP/RP02/111 | ARTISAN | External Painting Work | All Charges for Re-Painting Work due to fire damage as per direction of Engineer in charge. |  | 0 | 0 | Approved
The Ramdulari | BLOCK | Painting | External Painting | WO/RP/RP02/111 | ARTISAN | Exterior Re-Paint | Providing and applying Stone Coating Texture with Protective Clear Lacquer Finish on exterior surfaces, inclusive of all preparatory work, material applications, safety measures, and joint treatments, as directed by the Engineer-in-Charge (EIC). Scope of Work: 1. Surface Preparation: • Set up green safety nets to prevent dust dispersion and protect surrounding areas. • Clean the entire surface to remove dust, loose particles, and contaminants using water. 2. Stone Coating Texture Application: • Apply two coats of Stone Coating Texture (Coverage 3 Sqft/Kg) using a spray applicator to achieve the specified texture and finish. 3. Protective Clear Lacquer Finish: • Apply one coat of Exterior Acrylic Clear Lacquer (Coverage 80 Sqft/Litre) (spray finish) to protect the surface, providing durability and enhancing the overall aesthetic. 4. Safety Protocols and Environmental Protection: • Ensure proper use of PPE (personal protective equipment) for all workers, including dust masks, goggles, gloves, and safety harnesses if required. • Install green netting around the work area to contain dust and debris during grinding and spraying. • Ensure safe handling and storage of materials according to manufacturer guidelines, as well as site cleanliness and safety throughout the project. (Rate including all required materials, labours, tools & tackles and necessary arrangements for the work. (Shifting & Lifting of all materials & machineries are in contractor's scope) (Green Net & Props Supplied By Client) MAKE:- BERGER LOCATION- 2ND TO ABOVE ROOF | Sq.Ft. | 13730 | 60 | Approved
The Ramdulari | BLOCK | Painting | External Painting | WO/RP/RP02/111 | ARTISAN | Window Protection | Window Protection Work (Product-SPF TAPE) | Sq.Ft. | 9315 | 6.5 | Approved
SOUTHWINDS PROJECT LLP (PHASE - III & IV) | OVERHEAD PHASE - III & IV | Housekeeping |  |  |  | Providing Housekeeping | Providing Housekeeping Boy & Supervisor | Head |  |  | Draft
SOUTHWINDS PROJECT LLP (PHASE - III & IV) | OVERHEAD PHASE - III & IV | Housekeeping |  |  |  | HK Supervisor | Providing One (01) Nos. Housekeeping Supervisor @8 hrs. per day basis for full month, except Sundays, including NH & management fees, specifically for Block 13 to 16 and the common areas, from 05-Dec-2025 to 31-Dec-2025. | Head |  |  | Draft
SOUTHWINDS PROJECT LLP (PHASE - III & IV) | OVERHEAD PHASE - III & IV | Housekeeping |  |  |  | Housekeeping | Providing Ten (10) Nos. Housekeeping @8 hrs. per day basis for full month, except Sundays, including NH & management fees, specifically for Block 13 to 16 and the common areas, from 05-Dec-2025 to 31-Dec-2025. | Head |  |  | Draft
SOUTHWINDS PROJECT LLP (PHASE - III & IV) | OVERHEAD PHASE - III & IV | Housekeeping |  |  |  | Providing Housekeeping.. | Providing Housekeeping Boy & Supervisor. | Head |  |  | Draft
SOUTHWINDS PROJECT LLP (PHASE - III & IV) | OVERHEAD PHASE - III & IV | Housekeeping |  |  |  | HK Supervisor | Providing One (01) Nos. Housekeeping Supervisor @8 hrs. per day basis for full month, except Sundays, including NH & management fees, specifically for Block 13 to 16 and the common areas, from 05-Dec-2025 to 31-Dec-2025. | Head |  |  | Draft
SOUTHWINDS PROJECT LLP (PHASE - III & IV) | OVERHEAD PHASE - III & IV | Housekeeping |  |  |  | Housekeeping | Providing Ten (10) Nos. Housekeeping @8 hrs. per day basis for full month, except Sundays, including NH & management fees, specifically for Block 13 to 16 and the common areas, from 05-Dec-2025 to 31-Dec-2025. | Head |  |  | Draft
SOUTHWINDS PROJECT LLP (PHASE - III & IV) | OVERHEAD PHASE - III & IV | Housekeeping |  |  |  | Providing Housekeeping.. | Providing Housekeeping Boy & Supervisor.. | Head |  |  | Draft
SOUTHWINDS PROJECT LLP (PHASE - III & IV) | OVERHEAD PHASE - III & IV | Housekeeping |  |  |  | HK Supervisor | Providing One (01) Nos. Housekeeping Supervisor @8 hrs. per day basis for full month, except Sundays, including NH & management fees, specifically for Block 13 to 16 and the common areas, from 05-Dec-2025 to 31-Dec-2025. | Head |  |  | Draft
SOUTHWINDS PROJECT LLP (PHASE - III & IV) | OVERHEAD PHASE - III & IV | Housekeeping |  |  |  | Housekeeping | Providing Ten (10) Nos. Housekeeping @8 hrs. per day basis for full month, except Sundays, including NH & management fees, specifically for Block 13 to 16 and the common areas, from 05-Dec-2025 to 31-Dec-2025. | Head |  |  | Draft
The Ramdulari | BLOCK | Wood Work |  | WO/RP/RP02/110 | Annex Design Pvt. Ltd. | Aluminum Shaft Door | Providing and fixing aluminium shaft door due to Fire damage of total height 2480 mm, comprising fixed portion at top 1240 mm height and openable side-hung shutter at bottom 1240 mm height, with outer frame 38x63 mm and shutter frame 25x50 mm reinforced with 50x50x3 mm & 25x25x1.5 mm angle sections, finished with pure grade powder coating (RAL 7033), fitted with SS304 grade hinges, push-magnet locking system, Fischer make wall fasteners and all required hardware, all aluminium sections protected with special quality protection tape, and complete with 10 mm cement fibre board covering to door and frame, complete in all respects as per approved design and as directed by the Engineer-in-Charge. The rate includes cost of all materials, labour, tools & tackles, transportation, shifting and lifting of all materials and machinery, excluding tiles (scaffolding, if required, shall be in client’s scope). (Sizes: 520×2480 / 930×2480 / 860×2480 / 525×2480 / 550×2480 mm). Location: Toilets from 2nd to 25th Floor & Ground Floor Kitchen | Sq.Ft. | 25 | 440 | Approved
SOUTHWINDS PROJECT LLP (PHASE - III & IV) | OVERHEAD PHASE - III & IV | Housekeeping |  | WO/SP34/OP34/58 | SAMS FACILITIES MANAGEMENT PVT LTD | Providing Housekeeping & Supervisor, | Providing Housekeeping & Supervisor | Head | 0 | 0 | Approved
SOUTHWINDS PROJECT LLP (PHASE - III & IV) | OVERHEAD PHASE - III & IV | Housekeeping |  | WO/SP34/OP34/58 | SAMS FACILITIES MANAGEMENT PVT LTD | HK Supervisor | Providing One (01) Nos. Housekeeping Supervisor @8 hrs. per day basis for full month, except Sundays, including NH & management fees, specifically for Block 13 to 16 and the common areas, from 05-Dec-2025 to 31-Dec-2025. | Head | 1 | 17957 | Approved
SOUTHWINDS PROJECT LLP (PHASE - III & IV) | OVERHEAD PHASE - III & IV | Housekeeping |  | WO/SP34/OP34/58 | SAMS FACILITIES MANAGEMENT PVT LTD | Housekeeping | Providing Ten (10) Nos. Housekeeping @8 hrs. per day basis for full month, except Sundays, including NH & management fees, specifically for Block 13 to 16 and the common areas, from 05-Dec-2025 to 31-Dec-2025. | Head | 10 | 14155 | Approved
BHOPAL - COMMERCIAL | MARKETING | Electrical |  | WO/BPC/BPC4/24 | ELECTRO POWER | Installation, Testing & Commissioning Charges for LPS System | Installation, Testing & Commissioning Charges for LPS System |  | 0 | 0 | Approved
BHOPAL - COMMERCIAL | MARKETING | Electrical |  | WO/BPC/BPC4/24 | ELECTRO POWER | Installation, Testing & Commissioning Charges for Down Conductor | Installation, Testing & Commissioning Charges for Down Conductor |  | 0 | 0 | Approved
BHOPAL - COMMERCIAL | MARKETING | Electrical |  | WO/BPC/BPC4/24 | ELECTRO POWER | Installation, Testing & Commissioning Charges for Earthing | Installation, Testing & Commissioning Charges for Earthing (Type- A + B ) |  | 0 | 0 | Approved
BHOPAL - COMMERCIAL | MARKETING | Electrical |  | WO/BPC/BPC4/24 | ELECTRO POWER | Parallel Connectors for (500mm air terminal) | Parallel Connectors for (500mm air terminal) connecting two conductors in parallel manner. Material- StSt, with clamping range- Rd / Rd 7-10 mm & Complied as per Standard EN 62561-1. DEHN Part No. 306029 | Nos | 6 | 130 | Approved
BHOPAL - COMMERCIAL | MARKETING | Electrical |  | WO/BPC/BPC4/24 | ELECTRO POWER | Air Terminal Conductor of Diameter Ø- 8 mm (500mm air terminal) | Air Terminal Conductor of Diameter Ø- 8 mm, (500mm air terminal) Cross-section- 50 mm2, of Material- AlMgSi & Complied as per Standard EN 62561-2. DEHN Part No. 840008 | Mtrs. | 15 | 80 | Approved
BHOPAL - COMMERCIAL | MARKETING | Electrical |  | WO/BPC/BPC4/24 | ELECTRO POWER | Universal connector of Material- StSt, with clamping range- 8-10mm | Universal connector of Material- StSt, with clamping range- 8-10mm, with truss head screw M10x35 mm & Complied as per Standard EN 62561-1. DEHN Part No. 390059 | Nos | 5 | 75 | Approved
BHOPAL - COMMERCIAL | MARKETING | Electrical |  | WO/BPC/BPC4/24 | ELECTRO POWER | Roof Conductor of Diameter Ø- 8 mm | Roof Conductor of Diameter Ø- 8 mm, Cross-section- 50 mm2, of Material- AlMgSi & Complied as per Standard EN 62561-2. DEHN Part No. 840008 | Mtrs. | 95 | 85 | Approved
BHOPAL - COMMERCIAL | MARKETING | Electrical |  | WO/BPC/BPC4/24 | ELECTRO POWER | Conductor holder with a slotted saddle clamp | Conductor holder with a slotted saddle clamp, for fixing round conductors. For use with different materials, e.g. Al, StSt, St/tZn and Cu, fixed conductor routing, with female thread. DEHN Part No.274110 | Nos | 95 | 65 | Approved
BHOPAL - COMMERCIAL | MARKETING | Electrical |  |  |  | LORD 810/20 400 ML Cartridge (Metal to Metal) | LORD 810/20 400 ML Cartridge (Metal to Metal) DEHN Part No.99001 | Nos |  |  | Approved
BHOPAL - COMMERCIAL | MARKETING | Electrical |  |  |  | Dispenser 810/20 Cartridge | Dispenser 810/20 Cartridge DEHN Part No.099003 | Nos |  |  | Approved
BHOPAL - COMMERCIAL | MARKETING | Electrical |  | WO/BPC/BPC4/24 | ELECTRO POWER | Down Conductor of Diameter Ø- 8 mm | Down Conductor of Diameter Ø- 8 mm, Cross-section- 50 mm2, of Material- AlMgSi & Complied as per Standard EN 62561-2. DEHN Part No.840008 | Mtrs. | 35 | 95 | Approved
BHOPAL - COMMERCIAL | MARKETING | Electrical |  | WO/BPC/BPC4/24 | ELECTRO POWER | Conductor holder for Parapet wall/Side wall | Conductor holder for Parapet wall/Side wall of Material- Plastic, for Rd 8 mm, Height- 20 mm & Complied as per Standard EN 62561-4. With accessories Screw and Gitty, Material SS (M5 x 50mm) DEHN Part No. 204002 + 036006 | Nos | 35 | 40 | Approved
BHOPAL - COMMERCIAL | MARKETING | Electrical |  | WO/BPC/BPC4/24 | ELECTRO POWER | Universal connector | Universal connector of Material- StSt, with clamping range- 8-10mm, with truss head screw M10x35 mm & Complied as per Standard EN 62561-1., DEHN Part No.390059 | Nos | 5 | 75 | Approved
BHOPAL - COMMERCIAL | MARKETING | Electrical |  | WO/BPC/BPC4/24 | ELECTRO POWER | UNI Disconnecting Clamps with intermediate plate for round and flat conductor | UNI Disconnecting Clamps with intermediate plate for round and flat conductor of Material- StSt, Material thickness- 2.5 mm, with clamping range- Rd / Fl 8-10 / 30 mm, & Complied as per Standard EN 62561-1 DEHN Part No.459139 | Nos | 5 | 85 | Approved
BHOPAL - COMMERCIAL | MARKETING | Electrical |  | WO/BPC/BPC4/24 | ELECTRO POWER | GI flat (25x6mm) Strip having width- 25mm | GI flat (25x6mm) Strip having width- 25mm, thickness- 6mm, Material- Hot dipped Galvanized Iron, Cross Section- 150 mm2 Coating thickness- Avg. 70 microns. & Complied as per IEC 62561-2 for termination of down conductor from test link to the earth pit ter | Mtrs. | 25 | 75 | Approved
BHOPAL - COMMERCIAL | MARKETING | Electrical |  | WO/BPC/BPC4/24 | ELECTRO POWER | GI strip holder of material- GI | GI strip holder of material- GI, having height- 19mm, Slot Size- 25x6 mm. DEHN Part No.055002 | Nos | 10 | 35 | Approved
BHOPAL - COMMERCIAL | MARKETING | Electrical |  | WO/BPC/BPC4/24 | ELECTRO POWER | Copper bonded rod with Low carbon steel | Copper bonded rod with Low carbon steel, high tensile strength copper bonded rod with min 254 microns of copper plating, UL listed with company name marked on rod. Diameter- 14.2 mm, Length- 3 meters, Material- Copper Bonded, Coating thickness- 250 micron | Nos | 5 | 2500 | Approved
BHOPAL - COMMERCIAL | MARKETING | Electrical |  | WO/BPC/BPC4/24 | ELECTRO POWER | 20 kg backfilled compound, - Material Carbon based backfill/earthing compound | 20 kg backfilled compound, - Material Carbon based backfill/earthing compound, Fulgurite formation test at direct lightning (10/350 μs), lightning long duration test at- 100C No fulgurites/Pass, Environmentally Friendly ROHS certified, Resistivity- < 0.12 | Nos | 5 | 600 | Approved
BHOPAL - COMMERCIAL | MARKETING | Electrical |  | WO/BPC/BPC4/24 | ELECTRO POWER | StSt 316 grade clamp | StSt 316 grade clamp to terminate the load on earth electrode. Dimension- 160x35x3 mm DEHN Part No.35001 | Nos | 5 | 200 | Approved
BHOPAL - COMMERCIAL | MARKETING | Electrical |  | WO/BPC/BPC4/24 | ELECTRO POWER | Poly plastic pit cover | Poly plastic pit cover of material- Polymer Body & Cover, Product Code- HEP, Dimensions- 308 mm (L) x 308 mm (W) X 214 mm (H), Weight 2.5 kg (5.50 LBS). DEHN Part No.57006 | Nos | 5 | 400 | Approved
BHOPAL - COMMERCIAL | MARKETING | Electrical |  | WO/BPC/BPC4/24 | ELECTRO POWER | GI flat (25x6mm) Strip having width- 25mm. | GI flat (25x6mm) Strip having width- 25mm., thickness- 6mm, Material- Hot dipped Galvanized Iron, Cross Section- 150 mm2 Coating thickness- Avg. 70 microns. & Complied as per IEC 62561-2 for termination of down conductor from test link to the earth pit te | Mtrs. | 55 | 75 | Approved
AARANYA | EXPERIENCE CENTER | Electrical | External Electrical | WO/PKB/PKX/40 | ELECTRO POWER | Parallel Connectors for (500mm air terminal) | Parallel Connectors for (500mm air terminal) connecting two conductors in parallel manner. Material- StSt, with clamping range- Rd / Rd 7-10 mm & Complied as per Standard EN 62561-1. DEHN Part No. 306029 | Nos | 26 | 130 | Approved
AARANYA | EXPERIENCE CENTER | Electrical | External Electrical | WO/PKB/PKX/40 | ELECTRO POWER | Air Terminal Conductor of Diameter Ø- 8 mm, (500mm air terminal) | Air Terminal Conductor of Diameter Ø- 8 mm, (500mm air terminal) Cross-section- 50 mm2, of Material- AlMgSi & Complied as per Standard EN 62561-2. DEHN Part No. 840008 | Mtrs. | 26 | 80 | Approved
AARANYA | EXPERIENCE CENTER | Electrical | External Electrical | WO/PKB/PKX/40 | ELECTRO POWER | Universal connector of Material- StSt, with clamping range- 8-10mm, with truss head screw M10x35 mm & Complied as per Standard EN 62561-1 | Universal connector of Material- StSt, with clamping range- 8-10mm, with truss head screw M10x35 mm & Complied as per Standard EN 62561-1. DEHN Part No. 390059 | Nos | 9 | 75 | Approved
AARANYA | EXPERIENCE CENTER | Electrical | External Electrical | WO/PKB/PKX/40 | ELECTRO POWER | Roof Conductor of Diameter Ø- 8 mm, Cross-section- 50 mm2, of Material- AlMgSi & Complied as per Standard EN 62561-2. | Roof Conductor of Diameter Ø- 8 mm, Cross-section- 50 mm2, of Material- AlMgSi & Complied as per Standard EN 62561-2. DEHN Part No. 840008 | Mtrs. | 150 | 85 | Approved
AARANYA | EXPERIENCE CENTER | Electrical | External Electrical | WO/PKB/PKX/40 | ELECTRO POWER | Conductor holder with a slotted saddle clamp, for fixing round conductors. For use with different materials, e.g. Al, StSt, St/tZn and Cu, fixed conductor routing, with female thread. | Conductor holder with a slotted saddle clamp, for fixing round conductors. For use with different materials, e.g. Al, StSt, St/tZn and Cu, fixed conductor routing, with female thread. DEHN Part No. 274110 | Nos | 150 | 65 | Approved
AARANYA | EXPERIENCE CENTER | Electrical | External Electrical | WO/PKB/PKX/40 | ELECTRO POWER | LORD 810/20 400 ML Cartridge (Metal to Metal) | LORD 810/20 400 ML Cartridge (Metal to Metal) DEHN Part No. 099001 | Nos | 2 | 0 | Approved
AARANYA | EXPERIENCE CENTER | Electrical | External Electrical | WO/PKB/PKX/40 | ELECTRO POWER | Dispenser 810/20 Cartridge | Dispenser 810/20 Cartridge DEHN Part No. 099003 | Nos | 0 | 0 | Approved
AARANYA | EXPERIENCE CENTER | Electrical | External Electrical | WO/PKB/PKX/40 | ELECTRO POWER | Down Conductor of Diameter Ø- 8 mm, Cross-section- 50 mm2, of Material- AlMgSi & Complied as per Standard EN 62561-2. | Down Conductor of Diameter Ø- 8 mm, Cross-section- 50 mm2, of Material- AlMgSi & Complied as per Standard EN 62561-2. DEHN Part No. 840008 | Mtrs. | 35 | 95 | Approved
AARANYA | EXPERIENCE CENTER | Electrical | External Electrical | WO/PKB/PKX/40 | ELECTRO POWER | Conductor holder for Parapet wall/Side wall of Material- pLASTIC, for Rd 8 mm, Height- 20 mm & Complied as per Standard EN 62561-4. With accessories Screw and Gitty, Material SS (M5 x 50mm) | Conductor holder for Parapet wall/Side wall of Material- pLASTIC, for Rd 8 mm, Height- 20 mm & Complied as per Standard EN 62561-4. With accessories Screw and Gitty, Material SS (M5 x 50mm) DEHN Part No. 204002 + 036006 | Nos | 35 | 40 | Approved
AARANYA | EXPERIENCE CENTER | Electrical | External Electrical | WO/PKB/PKX/40 | ELECTRO POWER | Universal connector of Material- StSt, with clamping range- 8-10mm, with truss head screw M10x35 mm & Complied as per Standard EN 62561-1., | Universal connector of Material- StSt, with clamping range- 8-10mm, with truss head screw M10x35 mm & Complied as per Standard EN 62561-1., DEHN Part No. 390059 | Nos | 6 | 75 | Approved
AARANYA | EXPERIENCE CENTER | Electrical | External Electrical | WO/PKB/PKX/40 | ELECTRO POWER | UNI Disconnecting Clamps with intermediate plate for round and flat conductor of Material- StSt, Material thickness- 2.5 mm, with clamping range- Rd / Fl 8-10 / 30 mm, & Complied as per Standard EN 62561-1 | UNI Disconnecting Clamps with intermediate plate for round and flat conductor of Material- StSt, Material thickness- 2.5 mm, with clamping range- Rd / Fl 8-10 / 30 mm, & Complied as per Standard EN 62561-1 DEHN Part No. 459139 | Nos | 6 | 85 | Approved
AARANYA | EXPERIENCE CENTER | Electrical | External Electrical | WO/PKB/PKX/40 | ELECTRO POWER | GI flat (25x6mm) | GI flat (25x6mm) Strip having width- 25mm, thickness- 6mm, Material- Hot dipped Galvanized Iron, Cross Section- 150 mm2 Coating thickness- Avg. 70 microns. & Complied as per IEC 62561-2 for termination of down conductor from test link to the earth pit ter | Mtrs. | 30 | 75 | Approved
AARANYA | EXPERIENCE CENTER | Electrical | External Electrical | WO/PKB/PKX/40 | ELECTRO POWER | GI strip holder of material- GI, having height- 19mm, Slot Size- 25x6 mm. | GI strip holder of material- GI, having height- 19mm, Slot Size- 25x6 mm. DEHN Part No. 055002 | Nos | 12 | 35 | Approved
AARANYA | EXPERIENCE CENTER | Electrical | External Electrical | WO/PKB/PKX/40 | ELECTRO POWER | Copper bonded rod with Low carbon steel, high tensile strength copper bonded rod with min 254 microns of copper plating, UL listed with company name marked on rod. Diameter- 14.2 mm, Length- 3 meters, Material- Copper Bonded, Coating thickness- 250 m | Copper bonded rod with Low carbon steel, high tensile strength copper bonded rod with min 254 microns of copper plating, UL listed with company name marked on rod. Diameter- 14.2 mm, Length- 3 meters, Material- Copper Bonded, Coating thickness- 250 micron | Nos | 6 | 1900 | Approved
AARANYA | EXPERIENCE CENTER | Electrical | External Electrical | WO/PKB/PKX/40 | ELECTRO POWER | 20 kg backfilled compound, - Material Carbon based backfill/earthing compound, Fulgurite formation test at direct lightning (10/350 μs), lightning long duration test at- 100C No fulgurites/Pass, Environmentally Friendly ROHS certified, Resistivity- < | 20 kg backfilled compound, - Material Carbon based backfill/earthing compound, Fulgurite formation test at direct lightning (10/350 μs), lightning long duration test at- 100C No fulgurites/Pass, Environmentally Friendly ROHS certified, Resistivity- < 0.12 | Nos | 6 | 600 | Approved
AARANYA | EXPERIENCE CENTER | Electrical | External Electrical | WO/PKB/PKX/40 | ELECTRO POWER | StSt 316 grade clamp to terminate the load on earth electrode. Dimension- 160x35x3 mm | StSt 316 grade clamp to terminate the load on earth electrode. Dimension- 160x35x3 mm DEHN Part No. 035001 | Nos | 6 | 200 | Approved
AARANYA | EXPERIENCE CENTER | Electrical | External Electrical | WO/PKB/PKX/40 | ELECTRO POWER | Poly plastic pit cover of material- Polymer Body & Cover, Product Code- HEP, Dimensions- 308 mm (L) x 308 mm (W) X 214 mm (H), Weight 2.5 kg (5.50 LBS). | Poly plastic pit cover of material- Polymer Body & Cover, Product Code- HEP, Dimensions- 308 mm (L) x 308 mm (W) X 214 mm (H), Weight 2.5 kg (5.50 LBS). DEHN Part No. 057006 | Nos | 6 | 400 | Approved
AARANYA | EXPERIENCE CENTER | Electrical | External Electrical | WO/PKB/PKX/40 | ELECTRO POWER | GI flat (25x6mm) Strip having width- 25mm, thickness- 6mm, Material- Hot dipped Galvanized Iron, Cross Section- 150 mm2 Coating thickness- Avg. 70 microns. & Complied as per IEC 62561-2 for termination of down conductor from test link to the earth pi | GI flat (25x6mm) Strip having width- 25mm, thickness- 6mm, Material- Hot dipped Galvanized Iron, Cross Section- 150 mm2 Coating thickness- Avg. 70 microns. & Complied as per IEC 62561-2 for termination of down conductor from test link to the earth pit ter | Mtrs. | 70 | 75 | Approved
AARANYA | EXPERIENCE CENTER | Landscaping | Softscape | WO/PKB/PKX/41 | Mondal Nurseries & Exterior | Surrounding of Marketing Office | Surrounding of Marketing Office |  | 0 | 0 | Amended & Approved
AARANYA | EXPERIENCE CENTER | Landscaping | Softscape | WO/PKB/PKX/41 | Mondal Nurseries & Exterior | Surrounding of Pond-1 | Surrounding of Pond-1 |  | 0 | 0 | Amended & Approved
AARANYA | EXPERIENCE CENTER | Landscaping | Softscape | WO/PKB/PKX/41 | Mondal Nurseries & Exterior | Outdoor Poted Plants | Outdoor Poted Plants |  | 0 | 0 | Amended & Approved
AARANYA | EXPERIENCE CENTER | Landscaping | Softscape | WO/PKB/PKX/41 | Mondal Nurseries & Exterior | Indoor Poted Plants | Indoor Poted Plants |  | 0 | 0 | Amended & Approved
AARANYA | EXPERIENCE CENTER | Landscaping | Softscape | WO/PKB/PKX/41 | Mondal Nurseries & Exterior | Pisonia Alba | Pisonia Alba Hight (mm.) -1500-1800 SPACING @ C/C (MM) -1500-1750 | Nos | 4 | 800 | Approved
AARANYA | EXPERIENCE CENTER | Landscaping | Softscape | WO/PKB/PKX/41 | Mondal Nurseries & Exterior | Calliandra haematocephala | Calliandra haematocephala Hight (mm.) -1000-1200 SPACING @ C/C (MM) -900 | Nos | 20 | 600 | Approved
AARANYA | EXPERIENCE CENTER | Landscaping | Softscape | WO/PKB/PKX/41 | Mondal Nurseries & Exterior | Polyalthia longifolia | Polyalthia longifolia Hight (mm.) -2500-3000 SPACING @ C/C (MM) -2500 | Nos | 16 | 2000 | Approved
AARANYA | EXPERIENCE CENTER | Landscaping | Softscape | WO/PKB/PKX/41 | Mondal Nurseries & Exterior | Tabernaemontana divaricata | Tabernaemontana divaricata Hight (mm.) -450-600 SPACING @ C/C (MM) -300 | Nos | 172 | 100 | Approved
AARANYA | EXPERIENCE CENTER | Landscaping | Softscape | WO/PKB/PKX/41 | Mondal Nurseries & Exterior | Acalypha wilkesiana | Acalypha wilkesiana Hight (mm.) -450-600 SPACING @ C/C (MM) -300 | Nos | 440 | 40 | Approved
AARANYA | EXPERIENCE CENTER | Landscaping | Softscape | WO/PKB/PKX/41 | Mondal Nurseries & Exterior | Mynea erecta | Mynea erecta Hight (mm.) -450-600 SPACING @ C/C (MM) -250 | Nos | 292 | 60 | Approved
AARANYA | EXPERIENCE CENTER | Landscaping | Softscape | WO/PKB/PKX/41 | Mondal Nurseries & Exterior | Syzigium campanulatum | Syzigium campanulatum Hight (mm.) -900-1200 SPACING @ C/C (MM) -450 | Nos | 110 | 450 | Approved
AARANYA | EXPERIENCE CENTER | Landscaping | Softscape | WO/PKB/PKX/41 | Mondal Nurseries & Exterior | Thevetia peruviana | Thevetia peruviana Hight (mm.) -1500-1800 SPACING @ C/C (MM) -750 | Nos | 53 | 150 | Approved
AARANYA | EXPERIENCE CENTER | Landscaping | Softscape | WO/PKB/PKX/41 | Mondal Nurseries & Exterior | Calathea lutea | Calathea lutea Hight (mm.) -750-900 SPACING @ C/C (MM) -250 | Nos | 30 | 650 | Approved
AARANYA | EXPERIENCE CENTER | Landscaping | Softscape | WO/PKB/PKX/41 | Mondal Nurseries & Exterior | Heliconia psittacorum lady diana | Heliconia psittacorum lady diana Hight (mm.) -450-600 SPACING @ C/C (MM) -200 | Nos | 47 | 75 | Approved
AARANYA | EXPERIENCE CENTER | Landscaping | Softscape | WO/PKB/PKX/41 | Mondal Nurseries & Exterior | Hymenocallis littoralis | Hymenocallis littoralis Hight (mm.) -300-450 SPACING @ C/C (MM) -200 | Nos | 462 | 35 | Approved
AARANYA | EXPERIENCE CENTER | Landscaping | Softscape | WO/PKB/PKX/41 | Mondal Nurseries & Exterior | Euphorbia milii thornless | Euphorbia milii thornless Hight (mm.) -300-450 SPACING @ C/C (MM) -200 | Nos | 87 | 100 | Approved
AARANYA | EXPERIENCE CENTER | Landscaping | Softscape | WO/PKB/PKX/41 | Mondal Nurseries & Exterior | Murraya exotica | Murraya exotica Hight (mm.) -450-600 SPACING @ C/C (MM) -250 | Nos | 250 | 100 | Approved
AARANYA | EXPERIENCE CENTER | Landscaping | Softscape | WO/PKB/PKX/41 | Mondal Nurseries & Exterior | Bougenvillia-Vine type(Pink & White- bicolour) | Bougenvillia-Vine type (Pink & White- bicolour) Hight (mm.) -2400 - 2700 SPACING @ C/C (MM) - | Nos | 100 | 300 | Approved
AARANYA | EXPERIENCE CENTER | Landscaping | Softscape | WO/PKB/PKX/41 | Mondal Nurseries & Exterior | Canna indica (Red) | Canna indica (Red) Hight (mm.) -600 - 900 SPACING @ C/C (MM) - | Nos | 350 | 60 | Approved
AARANYA | EXPERIENCE CENTER | Landscaping | Softscape | WO/PKB/PKX/41 | Mondal Nurseries & Exterior | Millingtonia Hortensis | Millingtonia Hortensis Hight (mm.) -3000 - 3500 SPACING @ C/C (MM) - | Nos | 9 | 3500 | Approved
AARANYA | EXPERIENCE CENTER | Landscaping | Softscape | WO/PKB/PKX/41 | Mondal Nurseries & Exterior | Cassia Fistula | Cassia Fistula Hight (mm.) -3000 - 3500 SPACING @ C/C (MM) - | Nos | 6 | 3800 | Approved
AARANYA | EXPERIENCE CENTER | Landscaping | Softscape | WO/PKB/PKX/41 | Mondal Nurseries & Exterior | Calathea lutea | Calathea lutea Hight (mm.) -1500 to 1800 SPACING @ C/C (MM) - | Nos | 3 | 650 | Approved
AARANYA | EXPERIENCE CENTER | Landscaping | Softscape | WO/PKB/PKX/41 | Mondal Nurseries & Exterior | Philodendron | Philodendron Hight (mm.) -1200 SPACING @ C/C (MM) - | Nos | 2 | 600 | Approved
AARANYA | EXPERIENCE CENTER | Landscaping | Softscape | WO/PKB/PKX/41 | Mondal Nurseries & Exterior | Fiddle leaf | Fiddle leaf Hight (mm.) -1200 SPACING @ C/C (MM) - | Nos | 2 | 750 | Approved
AARANYA | EXPERIENCE CENTER | Landscaping | Softscape | WO/PKB/PKX/42 | Mondal Nurseries & Exterior | Plantation Service & Material | Charges for Plantation at required location as per approved drawing, specification and direction of EIC against WO/PKB/PKX/41 |  | 0 | 0 | Amended & Approved
AARANYA | EXPERIENCE CENTER | Landscaping | Softscape | WO/PKB/PKX/42 | Mondal Nurseries & Exterior | Transportation Charge for Plants & Materials | Transportation Charge for Plants & Materials |  | 0 | 0 | Amended & Approved
AARANYA | EXPERIENCE CENTER | Landscaping | Softscape | WO/PKB/PKX/42 | Mondal Nurseries & Exterior | Manure Charges | Manure Charges (4000/-for DAP 50Kg@50/--2500/-, Dust MOC-30kg@50/-1500/-) 13000/-(Vermi 17bag @50kg@7/-5950/-,cocopeat 200kg@25/-5000/-, Dust MOC-40kg@50/--2000/-) | Lump Sum | 1 | 13000 | Approved
AARANYA | EXPERIENCE CENTER | Landscaping | Softscape | WO/PKB/PKX/42 | Mondal Nurseries & Exterior | Cutting, Filling & Carrying of Soil | Agricultural Soil filling and dressing including all leads and lifts. | Cum. | 95.359 | 360 | Approved
AARANYA | EXPERIENCE CENTER | Landscaping | Softscape | WO/PKB/PKX/42 | Mondal Nurseries & Exterior | Plantation Charge | Plantation Charge (All Plants including 15nos transfared plants) | Lump Sum | 1 | 13000 | Approved
AARANYA | EXPERIENCE CENTER | Landscaping | Softscape | WO/PKB/PKX/42 | Mondal Nurseries & Exterior | Transportation Charge from Nursery to Kasba Site | Transportation Charge from Nursery to Kasba Site | Trip | 1 | 9000 | Approved
AARANYA | EXPERIENCE CENTER | Landscaping | Softscape | WO/PKB/PKX/42 | Mondal Nurseries & Exterior | Transportation Charge from Bamangachi to Kasba Site | Transportation Charge from Bamangachi to Kasba Site (for 15nos of Foxtail plam) | Trip | 1 | 3500 | Approved
AARANYA | EXPERIENCE CENTER | Landscaping | Softscape | WO/PKB/PKX/43 | Mondal Nurseries & Exterior | Supply of Soil | Supply of Agricultural for Plantation Work (Approx Qty. 120cft per Truck) | Trip | 36 | 2100 | Approved
The Ramdulari | BLOCK | Fire Fighting |  | WO/RP/RP02/112 | Balajee Fire | Fire Detection & Alarm System (FDA) – Rework of Cabling Works due to Fire Damage at Ramdulari Site | Fire Detection & Alarm System (FDA) & Fire Protection System (FPS) – Rework of Cabling and Sprinkler System Works due to Fire Damage at Ramdulari Site |  | 0 | 0 | Amended & Approved
The Ramdulari | BLOCK | Fire Fighting |  | WO/RP/RP02/112 | Balajee Fire | Dismantle Cable | Dismantling and removal of fire-damaged 2C x 1.5 sq.mm multi-strand XLPE FRLS armoured cabling, complete in all respects as per specifications and directions of the Engineer-in-Charge. | Mtrs. | 1200 | 17 | Approved
The Ramdulari | BLOCK | Fire Fighting |  | WO/RP/RP02/112 | Balajee Fire | FRLS ARMOURED CABLING | Installation, testing & commissioning for FRLS ARMOURED CABLING complete with lugs, laying inside conduits and termination of both ends. a) 2C x 1.5 mm2 MULTI STAND XLPE FRLS (ARMOURED CABLE) FOR LOOP & POWER as per specification/drawing and direction of Engineer-in-charge. (ONLY CABLE SUPPLY BY CLINT.) | Mtrs. | 1200 | 42.75 | Approved
The Ramdulari | BLOCK | Fire Fighting |  | WO/RP/RP02/112 | Balajee Fire | Analogue Addressable Multicriteria Detector | Dismantling and removal of existing fire-damaged Analogue Addressable Multicriteria Detector, including disconnection and safe disposal of debris, complete in all respects as per specifications and directions of the Engineer-in-Charge. | Nos | 48 | 142.5 | Approved
The Ramdulari | BLOCK | Fire Fighting |  | WO/RP/RP02/112 | Balajee Fire | Analogue Addressable Multicriteria Detector | Installing, testing and commissioning of ANALOGUE ADDRESSABLE MULTICRITERIA DETECTOR (Heat cum Smoke - optical type) (Photo Electric) | Nos | 48 | 356.25 | Approved
The Ramdulari | BLOCK | Fire Fighting |  | WO/RP/RP02/112 | Balajee Fire | Dismantling and removal of existing fire-damaged fast response sprinkler | Dismantling and removal of existing fire-damaged fast response sprinkler heads (pendent type and side-wall type), K-81, 68°C rating, without escutcheon plate, including disconnection from pipework, removal of fittings, and safe disposal of debris, complete in all respects as per specifications, drawings, and directions of the Engineer-in-Charge. | Nos | 98 | 41.8 | Approved
The Ramdulari | BLOCK | Fire Fighting |  | WO/RP/RP02/112 | Balajee Fire | Installation, testing, commission of VALVE AND SPECIALITIES | Installation, testing, commission of VALVE AND SPECIALITIES - as per specification/drawing and direction of Engineer-in-charge. a) FAST RESPONSE SPRINKLER HEAD K-81, 680C RATING (Fast response)-Pendent type & Side wall type Sprinkler without escutcheon plate | Nos | 98 | 104.5 | Approved
The Ramdulari | OVERHEAD | In-house labour |  | WO/RP/RP04/22 | Balaji Enterprise | Unskilled labour (for fire Damage Rectification) | Supply of unskilled labour for debris cleaning and material shifting at site due to fire damage, as directed by the Engineer-in-Charge. |  | 0 | 0 | Approved
The Ramdulari | OVERHEAD | In-house labour |  | WO/RP/RP04/22 | Balaji Enterprise | Unskilled labour | Charges of Unskilled Labour for misc. work at Site as per requirement & direction of EIC. Daily Time Schedule-6AM-6PM (12Hrs) 10:15 hours working time & 1hr 45mins of break time (Breakfast- 8AM-8.45AM & Lunch-1PM-2PM) | Nos | 100 | 510 | Approved
The Ramdulari | OVERHEAD | In-house labour |  | WO/RP/RP04/22 | Balaji Enterprise | Loading & Unloading | Charges for loading - unloading, transportation, hire charges for machinery work as per direction of Engineer-in-Charge. | Nos | 100 | 20.4 | Approved
SOUTHWINDS PROJECT LLP (PHASE - III & IV) | OVERHEAD PHASE - III & IV | In-house labour |  | WO/SP34/OP34/59 | Integrated Intelligent Security Service | Charges for Flat with Lobby Cleaning work at Block – 13 | Charges for Flat with Lobby Cleaning work at Block – 13 6 Nos Flat Each Floor & 1 no Lobby | Nos | 3 | 3500 | Approved
The Ramdulari | BLOCK | Elevation Work |  |  |  | Re Work of Stone Dry Cladding Work Damage Due To Fire Work | Re Work of Stone Dry Cladding Work Damage Due To Fire Work |  |  |  | Draft
The Ramdulari | BLOCK | Elevation Work |  |  |  | Dismantling of fire-damaged Kandla Grey Stone | Dismantling of fire-damaged Kandla Grey Stone cladding along with SS Hilti Facade Clamps (HC-SF-R, SS-304) including collection and safe disposal of all debris. Work to be executed as per directions of Engineer-in-Charge. Location: Ground & First Floor. Stone and clamps paid separately. | Sq.Ft. |  |  | Draft
The Ramdulari | BLOCK | Elevation Work |  |  |  | Stone Dry Cladding | Cutting and fixing Kandla Grey Stone fixing in the RCC/Brick structures using SS Hilti Facade Clamp (HC-SF-R) (SS-304) with Mechanical Anchor Fastener (HRD-H 10X100) in concrete zones, and Chemical Anchor Fastener (HIT-5.8 SS-10X125 + HY270) in brickwork areas, with a 6mm horizontal and vertical groove filled with Sealant DOWSIL 991(Approved Colour). (Paid Separately) The scope of work includes surface preparation, precise alignment, and secure fastening to ensure structural stability. The work shall be executed as per the approved design, drawings, and instructions of the Engineer-in-charge, adhering to all safety protocols and quality standards. The rate shall be inclusive of all required materials, skilled and unskilled labor, tools, tackles, transportation, shifting, lifting, and installation of all materials and machinery necessary to complete the work in all respects. Location-Ground | Sq.Ft. |  |  | Draft
The Ramdulari | BLOCK | Plumbing/Sanitory | External Plumbing | WO/RP/RP02/113 | SATYA AGRO IRRIGATION CO. | Resupply and Installation of uPVC pipe and Pressure regulating device as per required sprecifications and as directed by the EIC. | Resupply and Installation of uPVC pipe and Pressure regulating device as per required sprecifications and as directed by the EIC. |  | 0 | 0 | Approved
The Ramdulari | BLOCK | Plumbing/Sanitory | External Plumbing | WO/RP/RP02/113 | SATYA AGRO IRRIGATION CO. | uPVC 1/2" or 0.5" OD-SCH-40 | uPVC 1/2" or 0.5" OD-SCH-40 Including Clamps & Accessories.Make: Asttral/Supreme including fittings etc. | RMT | 36 | 70 | Approved
The Ramdulari | BLOCK | Plumbing/Sanitory | External Plumbing | WO/RP/RP02/113 | SATYA AGRO IRRIGATION CO. | Pressure Regulating Device | Pressure regulating device for vertical planters. Make: Bermad/EQV | RMT | 12 | 2450 | Approved
The Ramdulari | BLOCK | Plumbing/Sanitory | External Plumbing | WO/RP/RP02/113 | SATYA AGRO IRRIGATION CO. | Installation Charges | Installation charges for item no 1.1 and 1.2 | Lump Sum | 1 | 8000 | Approved
The Ramdulari | BLOCK | Elevation Work |  | WO/RP/RP02/114 | JYOTI TILES LLP | Re Work of Stone Dry Cladding Work Damage Due To Fire Work | Re Work of Stone Dry Cladding Work Damage Due To Fire Work |  | 0 | 0 | Approved
The Ramdulari | BLOCK | Elevation Work |  | WO/RP/RP02/114 | JYOTI TILES LLP | Dismantling of fire-damaged Kandla Grey | Dismantling of fire-damaged Kandla Grey Stone cladding along with SS Hilti Facade Clamps (HC-SF-R, SS-304), mechanical anchors (HRD-H 10×100) in concrete, and chemical anchors (HIT-5.8 SS-10×125 + HY-270) in brickwork, including collection and safe disposal of all debris. Work to be executed as per directions of Engineer-in-Charge. Location: Ground & First Floor. Stone and clamps paid separately. | Sq.Ft. | 400 | 50 | Approved
The Ramdulari | BLOCK | Elevation Work |  | WO/RP/RP02/114 | JYOTI TILES LLP | Fixing Stone | 2. Cutting and fixing Kandla Grey Stone fixing in the RCC/Brick structures using SS Hilti Facade Clamp (HC-SF-R) (SS-304) with Mechanical Anchor Fastener (HRD-H 10X100) in concrete zones, and Chemical Anchor Fastener (HIT-5.8 SS-10X125 + HY270) in brickwork areas, with a 6mm horizontal and vertical groove filled with Sealant DOWSIL 991(Approved Colour). (Paid Separately) The scope of work includes surface preparation, precise alignment, and secure fastening to ensure structural stability. The work shall be executed as per the approved design, drawings, and instructions of the Engineer-in-charge, adhering to all safety protocols and quality standards. The rate shall be inclusive of all required materials, skilled and unskilled labor, tools, tackles, transportation, shifting, lifting, and installation of all materials and machinery necessary to complete the work in all respects. Location-Ground | Sq.Ft. | 400 | 120 | Approved
The Ramdulari | BLOCK | Elevation Work |  | WO/RP/RP02/114 | JYOTI TILES LLP | Selant | Providing and filling 6mm horizontal and vertical grooves with Sealant DOWSIL 991 in the approved color as per BOQ and the direction of the Engineer-in-Charge. Location-Ground | Sq.Ft. | 400 | 30 | Approved
The Ramdulari | BLOCK | Elevation Work |  | WO/RP/RP02/114 | JYOTI TILES LLP | Surface Sealing over Kandla Stone with LATICRETE® 190 Seale | Surface cleaning and preparation over Kandla stone (one side only), including removal of dust, dirt, and moisture using clean cloth, brush cleaner to ensure the surface is dry and moisture-free; followed by supply and application of LATICRETE® 190 sealer using white sponge, brush or sprayer, allowing 5–10 minutes penetration time, wiping off excess with soft cotton cloth, and air curing; including reapplication and buffing in case of white residue on polished surfaces. Coverage: approx. 20–25 sft per liter. | Sq.Ft. | 715 | 23 | Approved
AARANYA | COMMON INFRASTRUCTURE | Boundary Wall | Civil Work | WO/PKB/PKB2/15 | GLOBESYN INDIA | Dismantle and Removal of existing Window & Zafri | Dismantle and Removal of existing Door, Window & Zafri at boundary wall. | Nos | 13 | 1500 | Approved
AARANYA | COMMON INFRASTRUCTURE | Boundary Wall | Civil Work | WO/PKB/PKB2/15 | GLOBESYN INDIA | Brick Work dismantling | Charges for Brick Work dismantling all complete including cleaning all rubbish, lifting and staging as per direction of Engineer in charge. | Cum. | 1.34 | 2800 | Approved
AARANYA | COMMON INFRASTRUCTURE | Boundary Wall | Civil Work | WO/PKB/PKB2/15 | GLOBESYN INDIA | Steel reinforcement | All charges for Providing & fixing steel reinforcement (Tor Steel as per IS-1786, Fe 500) for Lintel work including transporting, decoiling, straightening, removing loose rust, cutting, bending and placing for all profile and for all lead & lift above Plinth level and binding with 18 gauge annealed wire as per drawing and direction of Engineer-in-Charge. Payment of steel shall be made as per drawing and approved bar bending schedule with permissible laps and paid on the basis of the sectional weights of bar as per relevant I.S. Code. The rate shall include cost of binding wire, chairs, spacers, pins, cover blocks which will not be measured separately for payment | MT | 0.039 | 11500 | Approved
Primarc Aadvika | PRE-CONSTRUCTION PHASE | Temp fencing wall & Gate |  | WO/HW1/PHW1/38 | ADA-METCON | MS Work for Net Fixing | Providing, erecting, and fixing of M.S. framework made of SHS 40 X 40 X 3.2mm , including cutting, welding, drilling, grinding, and fixing to the boundary wall with MS clamp (3 nos. per post-paid separately in numbers) along with anchor fasteners (2 nos. per clamp -paid separately in numbers). The item includes surface preparation and application of one coat of red oxide primer, complete with lifting, shifting, transportation, loading, unloading, tools & tackles, and all incidental works required to complete the job as per approved drawings and directions of the Engineer-in-Charge. Make: Apollo / Nizon or approved equivalent. Location: Top of the boundary wall | Kg | 1841 | 115 | Approved
Primarc Aadvika | PRE-CONSTRUCTION PHASE | Temp fencing wall & Gate |  | WO/HW1/PHW1/38 | ADA-METCON | Anchor Fastener (12x100) | Charges for Supply & Installation of Mechanical Anchor (12 x100) including drilling & cleaning the holes to blow out the remaining dust, inserting & fixing of anchor fastener in the desired position all finishes and complete including all tools & tackles, machineries, labours at any heights and levels as per the specification, requirement and as directed by EIC | Nos | 360 | 38 | Approved
Primarc Aadvika | PRE-CONSTRUCTION PHASE | Temp fencing wall & Gate |  | WO/HW1/PHW1/38 | ADA-METCON | MS clamp | Providing and fixing of MS clamp (local make) of approved size and shape, including all required labour, materials, tools, tackles, equipment, and fixing in proper alignment, complete as per drawing and direction of the Engineer-in-Charge. | Nos | 180 | 35 | Approved
Primarc Aadvika | PRE-CONSTRUCTION PHASE | Temp fencing wall & Gate |  | WO/HW1/PHW1/38 | ADA-METCON | Green Shade Net | Labour charges for fixing the Green Shade Net, including all fixing arrangements and maintaining the specified side and end overlaps, complete with all necessary tools, tackles, consumables, and safety arrangements, as per approved drawings and as directed by the Engineer-in-Charge. (Only the Green Shade Net shall be supplied by the client, PVC loop lock/ Gl wire for fixation is in contractor scope) Payment shall be made on the basis of the one side surface area only. Location: Top of the boundary wall | Sq.Ft. | 2632 | 10 | Approved
The Ramdulari | BLOCK | Water Proofing |  | WO/RP/RP02/115 | AKJ Engineers Pvt. Ltd. | Waterproofing Work at Toilet Area Due to Fire Damage | Waterproofing Work at Toilet Area Due to Fire Damage Toilet 3 & 4 |  | 0 | 0 | Amended & Approved
The Ramdulari | BLOCK | Water Proofing |  | WO/RP/RP02/115 | AKJ Engineers Pvt. Ltd. | Pipe penetration point treatment: | Pipe penetration point treatment: Preparing the junction of core & Pvc/GI/MS pipe by chipping & cleaning the joints, remove the excess concrete, loose & flaky particles, applying a coat of SBR based polymer additive product to enhance adhesion between the packing material and other surfaces and Packing the gap using non-shrink cement polymer based grout upto the surface of the bore is in tacky state and then sealing with epoxy/polyester sealant. | Nos | 48 | 500 | Approved
The Ramdulari | BLOCK | Water Proofing |  | WO/RP/RP02/115 | AKJ Engineers Pvt. Ltd. | Water Proofing | Water proofing work at Toilet, Terrace, Balcony & Lift PIT Area :- 1.Preparation of structural concrete surface by manual means with chisel, hammers, wire & normal brushes, to clean & remove all loose cementitious slurry, small concrete lumps, oil/grease etc complete at all level. Ponding of water to find out any cracks & related leakages in concrete, must be done before starting the job. 2.Repairing cracks, construction joints & Junction of vertical-Horizontal surface by cutting & making 'V' groove of dimension 15x15 mm by manual means, cleaning the same, filling them with polymer modified mortar made with Cement : Sand ratio (1:3) admixed with polymer compound @ 6% by weight of cement including making chamfer - Halor at the junction of Horizontal-vertical surface. Cement will be supplied by Client. 3.Application of Water Proofing Treatment over the duly prepared surface with 02 component Elastomeric cementitious waterproof coating system, to be applied with brush in 02 coats to form a total system thickness of Min 1.0 mm according to manufacturer's specification & supervision. The system will be extended up to minimum 300mm hight on vertical surface. Sprinkle fine aggregate immediately after the application of second coat. Cure the entire system water proofing for minimum 3 days as per normal curing practice. 4.The horizontal-vertical coated surface will be protected with 12-15mm thick Cement:Sand Plaster (1:4) on walls surfaces mixed with polymer or integral water proofing compound @ 2% of weight of cement including necessary tools & tackles, all related materials, scaffolding, curing, cleaning etc complete as directed by EIC. Cement & Sand will be supplied by Client. | Sq.Mtr. | 111 | 650 | Approved
SOUTHWINDS PROJECT LLP (PHASE - III & IV) | FINISHING PHASE - IV | Internal Painting |  | WO/SP34/FW4/55 | Madhuban International | Duplex Stair & Railing synthetic enamel paint | Providing and applying of One coat Red oxide primer with 2 Coats of Synthetic Enamel Paint (Matt Finish) of approved shade and brand at overall surface of M.S members of Meter Dup- A,C, D, F Railing , at 18th Floor levels including scrapping work with all surface as per drawing and direction of Engineer-in-Charge. (Measurements will be done based on the masonry opening size of both sides) Location : Duplex Stair & Railing Brand: Asian Paints/Berger/AkzoNable |  | 0 | 0 | Approved
SOUTHWINDS PROJECT LLP (PHASE - III & IV) | FINISHING PHASE - IV | Internal Painting |  | WO/SP34/FW4/55 | Madhuban International | Block - 13 | Block - 13 | Sq.Ft. | 588.166 | 13 | Approved
SOUTHWINDS PROJECT LLP (PHASE - III & IV) | PRE-CONSTRUCTION PHASE - III & IV | Plumbing/Sanitory |  | WO/SP34/PC34/71 | MOHINI HIGHTECH MOTOR STORES | 3.0 HP Sump Pump Repairing Work | 3.0 HP Sump Pump Repairing Job with Following Spares. 1) Rewinding motor with supply of wire 2) Mechanic seal change 3) Upper/lower bearing change 2Pcs. 4) Rotor oiling and machining 2job 5) Water seal change 6) Transformer oil change 5Ltr 7) O' ring change 2 pcs | Lump Sum | 1 | 13365 | Approved
SOUTHWINDS PROJECT LLP (PHASE - III & IV) | PRE-CONSTRUCTION PHASE - III & IV | Plumbing/Sanitory |  | WO/SP34/PC34/71 | MOHINI HIGHTECH MOTOR STORES | 3.0 HP Openwell Submersible Pump Repairing Work | 3.0 HP Openwell Submersible Pump Repairing Job with Following Spares. 1) Rewinding motor with supply of wire 2) Rotor bush change (GM) 4pcs 3) Rotor grinding 4) Seal change 5) Thrust plate / Thrust bearings 2Job 6) Pump ( CI )neck ring/ Impeller machining 2Job 7) Pump bush change | Lump Sum | 1 | 12330 | Approved
SOUTHWINDS PROJECT LLP (PHASE - III & IV) | PRE-CONSTRUCTION PHASE - III & IV | Plumbing/Sanitory |  | WO/SP34/PC34/71 | MOHINI HIGHTECH MOTOR STORES | 1.0 HP Cutter Pump Repairing Work | 1.0 HP Cutter Pump Repairing Job with Following Spares. 1) Rewinding motor with supply of wire 2) Mechanic seal change 3) Upper lower bearing change 2pc 4) 'O' ring change 2 pcs | Lump Sum | 1 | 7110 | Approved
SOUTHWINDS PROJECT LLP (PHASE - III & IV) | PRE-CONSTRUCTION PHASE - III & IV | Plumbing/Sanitory |  | WO/SP34/PC34/71 | MOHINI HIGHTECH MOTOR STORES | 1.5 HP Monoblock Pump Repairing Work | 1.5 HP Monoblock Pump Repairing Job with Following Spares. 1) Rewinding motor with supply of wire 2) Upper lower bearing change 2pc 3) Seal change 4) Pump side repairing 5) Pump bush change | Lump Sum | 1 | 7740 | Approved
SOUTHWINDS PROJECT LLP (PHASE - III & IV) | PRE-CONSTRUCTION PHASE - III & IV | Plumbing/Sanitory |  | WO/SP34/PC34/71 | MOHINI HIGHTECH MOTOR STORES | Transportation charges (up & down) | Transportation charges (up & down) | Lump Sum | 1 | 2455 | Approved
SOUTHWINDS PROJECT LLP (PHASE - III & IV) | CLUB PHASE - III & IV | Grill / Steel Work |  | WO/SP34/CW34/38 | PROTECH ENGINEERS | Supply, Fabrication & Erection of MS Platform for AC Hanging | Supply, Fabrication & Erection of MS Platform for AC Hanging made with 38mmx38mmx3.2mm SHS as Post, 60mmx40mmx2.9mm RHS as Horizontal, 12mm Plate as top and 150mm ISMB (as per shown in Drawings) with using 6mm Chequered Plate including Anchor Fastener and all accessories, tools & tackles for complete the work and one coat red oxide primer of approved manufacture at all MS Section as per Drawings and Direction of Engineer-in-charge. Note : Scaffolding in our Scope (After completing the work, whatever scrap is generated must be handed over to the site in charge.) | Lump Sum | 1 | 42500 | Amended & Approved
SOUTHWINDS PROJECT LLP (PHASE - III & IV) | COMMON INFRASTRUCTURE - PHASE III & IV | General |  | WO/SP34/CI34/90 | Madhuban International | POP & Painting work at Commercial Block (2nd Floor - 8nos Shop) as per direction of Engineer in charge | POP & Painting work at Commercial Block (2nd Floor - 8nos Shop) as per direction of Engineer in charge |  | 0 | 0 | Amended & Approved
SOUTHWINDS PROJECT LLP (PHASE - III & IV) | COMMON INFRASTRUCTURE - PHASE III & IV | General |  | WO/SP34/CI34/90 | Madhuban International | POP | Providing and Applying Plaster of Paris with 1.5 mm thickness of approved manufacture to the wall including Scaffolding, preparing the surface, old surface, damp area, crack area repair with crack seal (Crack seal will be supplied by us) etc. all complete at Ground Floor area as per drawing and direction of Engineer-in-Charge. Brand : Druk or equivalent | Sq.Ft. | 1939 | 5.25 | Approved
SOUTHWINDS PROJECT LLP (PHASE - III & IV) | COMMON INFRASTRUCTURE - PHASE III & IV | General |  | WO/SP34/CI34/90 | Madhuban International | two coats of cement based paint | Providing and applying of two coats of cement based paint at all level including Rub down, clean and filled with approved filler material with necessary tools, tackles & scaffolding at all levels as per direction of Engineer in charge. | Sq.Ft. | 2435.53 | 4.5 | Approved
SOUTHWINDS PROJECT LLP (PHASE - III & IV) | COMMON INFRASTRUCTURE - PHASE III & IV | General |  | WO/SP34/CI34/90 | Madhuban International | one coat of Primer followed by two coats of Plastic Emulsion Paint | Providing and applying of one coat of Primer followed by two coats of Plastic Emulsion Paint of approved shade & brand with complete finish, up to the required height including all surfaces properly rubbed, smoothened with emery paper, thoroughly cleaned by dry mopping with cloths to make the surfaces dust free prior to application of paint, including fill cracks and holes with approved filler if required so with necessary tools, tackles & scaffolding at all levels as per direction of Engineer in charge. Brand: Asian Paints/Berger/AkzoNable | Sq.Ft. | 557.64 | 8.5 | Approved
BHOPAL - COMMERCIAL | MARKETING | Grill / Steel Work |  | WO/BPC/BPC4/25 | Capital Group of Company | Charges for Miscellaneous fabrication,erection work of MS Structure | Charges for Miscellaneous fabrication,erection work of MS Structure at Marketing Office Area |  | 0 | 0 | Approved
BHOPAL - COMMERCIAL | MARKETING | Grill / Steel Work |  | WO/BPC/BPC4/25 | Capital Group of Company | Charges for Loading Unloading as per direction of EIC. | Charges for Loading Unloading as per direction of EIC | Lump Sum | 1 | 1650 | Approved
BHOPAL - COMMERCIAL | MARKETING | Grill / Steel Work |  | WO/BPC/BPC4/25 | Capital Group of Company | Removing ,repairing & re-erection work of damaged shade at boundary wall | All Charges for removing ,repairing & re-erection work of damaged shade at boundary wall including necessary tools & tackles as per direction of Engineer In Charge.(285 Sqft. approx.) | Lump Sum | 1 | 10000 | Approved
BHOPAL - COMMERCIAL | MARKETING | Grill / Steel Work |  | WO/BPC/BPC4/25 | Capital Group of Company | Supply, fabrication and erection work of Staircase | All charges for MS Structural Member Supply,fabrication and erection work of temporary staircase at Marketing Office including necessary tools & tackles, as per direction of Engineer In Charge.(12ft x 2.25ft approx) | Lump Sum | 1 | 12800 | Approved
BHOPAL - COMMERCIAL | MARKETING | Grill / Steel Work |  | WO/BPC/BPC4/25 | Capital Group of Company | Supply,fabrication & erection work of Shade making | All Charges for supply,fabrication & erecton work of Shade making for store,labour hutment,including necessary tools & tackles, as per direction of Engineer In Charge.(98 sqft approx) | Lump Sum | 1 | 3500 | Approved
BHOPAL - COMMERCIAL | MARKETING | Grill / Steel Work |  | WO/BPC/BPC4/25 | Capital Group of Company | Supply, fabrication and erection work of Staircase at backside | All charges for MS Structural Member Supply,fabrication and erection work of Staircase at backside of Marketing Office including necessary tools & tackles, as per direction of Engineer In Charge.(3ft x 5ft approx) | Lump Sum | 1 | 2500 | Approved
BHOPAL - COMMERCIAL | MARKETING | Grill / Steel Work |  | WO/BPC/BPC4/25 | Capital Group of Company | MS hollow pipe for AC Supporting Structure | Supply of MS hollow pipe for AC Supporting Structure as per diretion of Engineer In Charge. A) 4'' x 2''-1 Pc B) 2'' x 2'' -2Pc | Lump Sum | 1 | 4210 | Approved
BHOPAL - COMMERCIAL | MARKETING | Grill / Steel Work |  | WO/BPC/BPC4/25 | Capital Group of Company | 2'' x 2'' MS Square Pipe for roof supporting | All charges for Supply, fabrication & erection work of 2'' x 2'' MS Square Pipe(8 Pcs) for roof supporting structure at mezzanine floor for interior & wall paneling support, including necessary tools & tackles, as per direction of Engineer In Charge. | Lump Sum | 1 | 15800 | Approved
BHOPAL - COMMERCIAL | MARKETING | Grill / Steel Work |  | WO/BPC/BPC4/25 | Capital Group of Company | Supply of MS Angle | Supply of MS Angle for Shade repairing work as per direction of Engineer In Charge.(17kg approx.) | Lump Sum | 1 | 1000 | Approved
BHOPAL - COMMERCIAL | MARKETING | Grill / Steel Work |  | WO/BPC/BPC4/25 | Capital Group of Company | Charges for Welder | Charges for fabrication ,welding,erection work including the cost of welder (2 Nos), including necessary tools & tackles and materials (welding rod ,Cutting blade etc.)for providing MS Support, tie rod of AC ducting work as per direction of Engineer In Charge. | Lump Sum | 1 | 2000 | Approved
BHOPAL - COMMERCIAL | MARKETING | Grill / Steel Work |  | WO/BPC/BPC4/25 | Capital Group of Company | Charges for repairing of main gate | Charges for repairing ,re-fixing of main gate as per direction of Engineer in charge | Lump Sum | 1 | 3000 | Approved
SOUTHWINDS PROJECT LLP (PHASE - III & IV) | OVERHEAD PHASE - III & IV | In-house labour |  | WO/SP34/OP34/42 | Suraj Enterprise | Unskilled Labour for Deep Cleaning work | Charges of Unskilled Labour for Deep Cleaning work as per direction of EIC. |  | 0 | 0 | Approved
SOUTHWINDS PROJECT LLP (PHASE - III & IV) | OVERHEAD PHASE - III & IV | In-house labour |  | WO/SP34/OP34/42 | Suraj Enterprise | Unskilled Labour for Deep Cleaning work | Charges of Unskilled Labour for Deep Cleaning work at Site as per requirement & direction of EIC. (12hrs. Including breakfast & lunch) | Nos | 794 | 525 | Approved
SOUTHWINDS PROJECT LLP (PHASE - III & IV) | OVERHEAD PHASE - III & IV | In-house labour |  | WO/SP34/OP34/42 | Suraj Enterprise | loading - unloading | Charges for loading - unloading, transportation, hire charges for machinery work as per direction of Engineer-in-Charge. | Nos | 794 | 26 | Approved
CHANDANNAGAR COMMERCIAL | MAIN TOWER | Window and Glazing |  | WO/GC01/GC01/19 | HINDUSTAN ALUMINIUM WORKS | Supply, Fabrication & Installation of all glazing works and ACP cladding as per approved drawings and in the direction of EIC. | Supply, Fabrication & Installation of all glazing works and ACP cladding as per approved drawings and in the direction of EIC. |  | 0 | 0 | Amended & Approved
CHANDANNAGAR COMMERCIAL | MAIN TOWER | Window and Glazing |  | WO/GC01/GC01/19 | HINDUSTAN ALUMINIUM WORKS | Supply, fabrication and installation of fixed glazing using top and bottom patch system complete with EPDM gaskets and 12 mm thick toughened glass | Supply, fabrication and installation of fixed glazing using top and bottom patch fittings complete with EPDM gaskets and 12 mm thick toughened glass, including filling of all gaps between glass-to-glass and glass-to-civil interfaces with clear sealant of Dow Corning or approved equivalent make, complete in all respects as per approved drawings, and in the direction of EIC. Marked - FG. Size - 3300 / 3500 / 3800 / 3850 / 4100 / 4600 / 4700 / 5300 mm (width) × 3400 mm height. | Sq.Mtr. | 196.5 | 3929 | Approved
CHANDANNAGAR COMMERCIAL | MAIN TOWER | Window and Glazing |  | WO/GC01/GC01/19 | HINDUSTAN ALUMINIUM WORKS | Supply, fabrication and installation of aluminium fixed glazed “L” shaped glazing with 12 mm toughened glass | Supply, fabrication and installation of aluminium fixed glazed “L” shaped glazing with 12 mm toughened glass, including providing and fixing of additional MS lintel for fixing the glazing, along with all fittings and fixtures, EPDM gaskets, fixing accessories, tools and tackles, complete at all levels as per approved drawings, samples and directions of the Engineer-in-Charge. Marked – FG. Size: 1150 mm × 3400 mm (4 Nos). | Sq.Mtr. | 15.65 | 3929 | Approved
CHANDANNAGAR COMMERCIAL | MAIN TOWER | Window and Glazing |  | WO/GC01/GC01/19 | HINDUSTAN ALUMINIUM WORKS | Fabrication, supply and installation of patch-fitted glass door with fixed glass panel at top using 12 mm toughened glass | Fabrication, supply and installation of patch-fitted glass door with fixed glass panel at top using 12 mm toughened glass, complete with Dorma / equivalent approved make hardware including floor spring, top and bottom pivot, locks and patch fittings, glazing rigidly fixed at floor and ceiling, all glass joints sealed with approved non-staining clear sealant, including providing and fixing necessary arrangements, seals, suitable angles, brackets, fasteners and sealants, SS door handles of 900 mm length, machine-polished glass edges, and also providing and fixing additional MS lintel for fixing the glazing, complete as per manufacturer’s details, approved drawings and direction of EIC. Door (GD) size: 2400 × 2400 mm. Fixed Glass (FG) size: 2400 × 1150 mm | Sq.Mtr. | 8.6 | 10226 | Approved
CHANDANNAGAR COMMERCIAL | MAIN TOWER | Window and Glazing |  | WO/GC01/GC01/19 | HINDUSTAN ALUMINIUM WORKS | Supply, fabrication and installation of bottom two-panel top-hung openable window with top fixed panel, including 5 mm clear toughened glass | Supply, fabrication and installation of bottom two-panel top-hung openable window with top fixed panel (As per Approved RAL), including 5 mm clear toughened glass, complete with all fittings, fixtures, hardware, fasteners and accessories at all levels as per approved drawings and in the direction of Engineer-in-Charge. Location: Stair Window. W1-1200X1350 mm | Sq.Mtr. | 11.5 | 5070 | Approved
CHANDANNAGAR COMMERCIAL | MAIN TOWER | Window and Glazing |  | WO/GC01/GC01/19 | HINDUSTAN ALUMINIUM WORKS | Providing & Fixing of 25x50x1.3mm Tube Frame with Adjustable Glass Louver and Top one Side Fixed and Other Side Exhaust Provision | Providing & Fixing of 25x50x1.3mm Tube Frame with Adjustable Glass Louver and Top One Side Fixed and Other Side Exhaust Provision (5mm Frosted Glass) including all fitting and fixture at all level as per approved drawing, Sample and direction of EIC. Materials Details Specification attached in Annexure-l Location: Toilet NB: The Exhaust fan cut out area should be cover by glass or Ply / Approved material as per direction of EIC. Location: Toilet | Sq.Mtr. | 1.15 | 3799 | Approved
CHANDANNAGAR COMMERCIAL | MAIN TOWER | Window and Glazing |  | WO/GC01/GC01/19 | HINDUSTAN ALUMINIUM WORKS | Supply, fabrication and installation of 4 mm thick ACP sheetsn | Supply, fabrication and installation of 4 mm thick ACP sheets (As per Approved Colour) along with aluminium backup support structure using including MS hot-dip galvanized brackets, 8 × 80 mm mechanical anchor fasteners, stainless steel screws and all other necessary accessories, forming a seamless system with no visible sealant lines on the finished surface also including trap-door cut-out at entrance for rolling shutter access. complete at all levels as per approved drawings, specifications and directions of the Engineer-in-Charge. | Sq.Ft. | 1750 | 309 | Approved
The Ramdulari | COMMON INFRASTRUCTURE | Window and Glazing | Main Gate & Security Room | WO/RP/RP03/48 | Annex Design Pvt. Ltd. | Supply, Fabrication & Installation of Twinpro fixed glazzing and Euro 40 series openable door | Supply, Fabrication & Installation of Twinpro fixed glazzing and Euro 40 series aluminium openable door |  | 0 | 0 | Approved
The Ramdulari | COMMON INFRASTRUCTURE | Window and Glazing | Main Gate & Security Room | WO/RP/RP03/48 | Annex Design Pvt. Ltd. | Twinpro Fixed Glazing | Supply,Fabrication and installation of Twinpro (Top, Bottom & Side) fixed glazing system comprising approved aluminium Twinpro series profiles finished with powder coating in approved colour RAL 7022, complete with 12 mm clear toughened glass, top and bottom aluminium profiles, EPDM gaskets, screws, packings, finishing, labour and all necessary fittings and accessories, including provision of cut-out of size 14"x10", complete in all respects as per approved, drawings and as directed by the Engineer-in-Charge. Size: 1580 × 2650 mm (W × H) × 2 Pcs. (L-type partition). | Sq.Ft. | 90.14 | 525 | Approved
The Ramdulari | COMMON INFRASTRUCTURE | Window and Glazing | Main Gate & Security Room | WO/RP/RP03/48 | Annex Design Pvt. Ltd. | Euro 40 Series Openable Door | Supply,Fabrication and installation of Euro 40 Series openable door comprising aluminium frame, shutter and required extruded profiles designed for adequate strength, finished with pure polyester grade powder coating in approved colour RAL 7022 on approved surface, complete with heavy-duty butt hinges, SS H-type handles (2’-0" long), cylindrical lock system with keys, corner cleats for joining, glazing with 5 mm acid-washed glass (Saint Gobain make or approved equivalent) of 1400 mm height, special quality EPDM rubber gasket for glass fixation, best quality wall-fastening screws, and all necessary hardware, fittings and accessories, complete in all respects as per approved drawings, specifications and direction of the Engineer-in-Charge. Size - 900mm x 2400mm (1Pc) | Sq.Ft. | 23.25 | 1050 | Approved
BHOPAL - COMMERCIAL | MARKETING | Marketing Office | Interior Works | WO/BPC/BPC4/5 | INGRAIN ARRIVA SPACE SOLUTIONS PRIVATE LIMITED | Duco painting to staircase Railing | Charges for supply & apply of Duco painting to staircase Railing (66 ft x 5ft) including necessary surface preparation, using required tools tackles all complete as per direction of Engineer In Charge. | Sq.Ft. | 370.81 | 480 | Approved
BHOPAL - COMMERCIAL | MARKETING | Marketing Office | Interior Works | WO/BPC/BPC4/5 | INGRAIN ARRIVA SPACE SOLUTIONS PRIVATE LIMITED | Duco painting to Metal structure below treads | Charges for supply & apply of Duco painting to Metal structure below treads including necessary surface preparation, using required tools tackles all complete as per direction of Engineer In Charge. | Rft | 531.1 | 75 | Approved
BHOPAL - COMMERCIAL | MARKETING | Marketing Office | Interior Works | WO/BPC/BPC4/5 | INGRAIN ARRIVA SPACE SOLUTIONS PRIVATE LIMITED | Duco painting to canopy MS structure | Charges for supply & apply Duco painting to canopy MS structure including necessary surface preparation, using required tools tackles all complete as per direction of Engineer In Charge. (Surface area to be measured ) | Sq.Ft. | 245.23 | 240 | Approved
BHOPAL - COMMERCIAL | MARKETING | Marketing Office | Interior Works | WO/BPC/BPC4/5 | INGRAIN ARRIVA SPACE SOLUTIONS PRIVATE LIMITED | Apex paint for Ac ducts & true ceiling of puff panel | Charges for supply & apply Apex paint for Ac ducts & true ceiling of puff panel from inside- with 1 coat primer & 2-3 coats paint all complete as per direction of Engineer In Charge. | Sq.Ft. | 2675.33 | 25 | Approved
BHOPAL - COMMERCIAL | MARKETING | Marketing Office | Interior Works | WO/BPC/BPC4/5 | INGRAIN ARRIVA SPACE SOLUTIONS PRIVATE LIMITED | Providing & fixing Mirror at Toilet | Providing & fixing Mirror at Toilet (Size:700mm X 2000mm) all complete as per direction of Engineer In Charge. | Nos | 2 | 4000 | Approved
The Ramdulari | BLOCK | Grill / Steel Work |  | WO/RP/RP02/116 | ADA-METCON | MS Gate Fixing | Supply, fabrication and erection of MS Gate using ISA 50×50×6 for frame, ISA 40×40×6 for shutter, 40×6 flats for cross support and 2mm MS sheet, including cutting, welding, installation, along with one coat of red oxide primer, and all labour, tools, complete as per drawings and instructions of EIC. Brand: - Nizone or Equivalent. Location: - Basement Ventilation Panel Room & Ground floor Meter Room. | Kg | 250 | 115 | Approved
The Ramdulari | BLOCK | Grill / Steel Work |  | WO/RP/RP02/116 | ADA-METCON | Roller Fixing Work | Supply & Fixing of Roller for MS Sliding Gate. Location: - Ground floor Meter Room. | Nos | 4 | 300 | Approved
The Ramdulari | BLOCK | Grill / Steel Work |  | WO/RP/RP02/116 | ADA-METCON | Delivery Charges | Charges for Transportation, Lifting & Shifting. | Lump Sum | 1 | 2500 | Approved
The Ramdulari | COMMON INFRASTRUCTURE | Hardscape |  | WO/RP/RP03/39 | Suraj Enterprise | Additional Work Done | Additional Work Done |  | 0 | 0 | Amended & Approved
The Ramdulari | COMMON INFRASTRUCTURE | Hardscape |  | WO/RP/RP03/39 | Suraj Enterprise | 125 mm Brick Work | Providing and Fixing 125mm thick brick work with 1st class Conventional bricks of specified thickness in sand cement mortar (4 :1) including the cost of all material, labour, tools, tackles, scaffolding, curing etc. complete at all level as per direction of Engineer-in-Charge and technical specification. (Rate including all required material, labour, tools and tackles necessary arrangements of the work Except Cement Provided by Client.) | Sq.Mtr. | 6.8 | 1400 | Approved
The Ramdulari | COMMON INFRASTRUCTURE | Hardscape |  | WO/RP/RP03/39 | Suraj Enterprise | Bolt fixing | HD BOLT FIXING: Fixing 16mm diameter, 800 mm long HD bolts, including all necessary arrangements such as templates, alignment, positioning, and welding, fixed at the foundation of MLCP Shed Foundation as per BOQ & direction of EIC. | Nos | 48 | 250 | Approved
The Ramdulari | COMMON INFRASTRUCTURE | Hardscape |  | WO/RP/RP03/39 | Suraj Enterprise | Pile Breaking | Dismantling and removal of concrete pile heads using a mechanical breaker machine, including all labour, tools, tackles, handling, and disposal of debris, as per the directions of the Engineer-in-Charge. Location: MLCP Shed Foundation Pile. | Cum. | 0.8 | 4500 | Approved
The Ramdulari | COMMON INFRASTRUCTURE | Hardscape |  | WO/RP/RP03/39 | Suraj Enterprise | Polythene Sheet Laying | All charges for laying Polythene sheet (150 Micron) as per drawing & direction of EIC | Sq.Mtr. | 144.5 | 50 | Approved
The Ramdulari | COMMON INFRASTRUCTURE | Hardscape |  | WO/RP/RP03/39 | Suraj Enterprise | PCC Dismantle | Charges for dismantling of PCC all complete including cleaning all rubbish as per direction of Engineer in charge. | Cum. | 2 | 2500 | Approved
The Ramdulari | COMMON INFRASTRUCTURE | Hardscape |  | WO/RP/RP03/39 | Suraj Enterprise | Mason | Charges of Mason for misc. work as per direction of EIC. | Nos | 3.5 | 850 | Approved
AARANYA | OVERHEAD | Civil | Misc Civil Work | WO/PKB/PKB3/12 | NEW L. N. CONSTRUCTION | 12mm Inside Plaster | Providing and applying 15 mm average thick internal plaster in cement mortar (1:4), including preparation of surface, filling of brickwork grooves, finishing to smooth/true surface, curing, scaffolding and all complete as per specifications and direction of the Engineer-in-Charge. Approx Qty:- 200Sqm | Lump Sum | 1 | 78000 | Approved
SOUTHWINDS PROJECT LLP (PHASE - III & IV) | COMMON INFRASTRUCTURE - PHASE III & IV | General |  | WO/SP34/CI34/91 | ARTISAN | Charges for Skilled & Unskilled Manpower for External Crack Cutting, Repairing and Grouting work on tiles joint area at Commercial Block (2nd Floor – 8nos shop External Area) | Charges for Skilled & Unskilled Manpower for External Crack Cutting, Repairing and Grouting work on tiles joint area at Commercial Block (2nd Floor – 8nos shop External Area) as per direction of Engineer-in-Charge |  | 0 | 0 | Approved
SOUTHWINDS PROJECT LLP (PHASE - III & IV) | COMMON INFRASTRUCTURE - PHASE III & IV | General |  | WO/SP34/CI34/91 | ARTISAN | Skilled | Skilled - 8Hrs Working | Nos | 56 | 850 | Approved
SOUTHWINDS PROJECT LLP (PHASE - III & IV) | COMMON INFRASTRUCTURE - PHASE III & IV | General |  | WO/SP34/CI34/91 | ARTISAN | Unskilled | Unskilled - 8Hrs Working | Nos | 24 | 550 | Approved
SOUTHWINDS PROJECT LLP (PHASE - III & IV) | COMMON INFRASTRUCTURE - PHASE III & IV | General |  | WO/SP34/CI34/91 | ARTISAN | Touch up Painting Work on Repair wall surface | Providing & Applying two coats of cement paint touch up on plaster repair area then apply one coat of Alkali bloc primer and two coat of exterior acrylic emulsion paint on repair wall surface as per direction of Engineer-in-Charge | RMT | 106.65 | 95 | Approved
SOUTHWINDS PROJECT LLP (PHASE - III & IV) | FINISHING PHASE - IV | Internal Painting |  | WO/SP34/FW4/49 | GAZI PAINTS PRIVATE LIMITED | Block - 14 (Part - 1) - Extra Work | Block - 14 (Part - 1) - Extra Work | Nos | 146 | 375 | Approved
SOUTHWINDS PROJECT LLP (PHASE - III & IV) | HARDSCAPE & LANDSCAPE PHASE - IV | Grill / Steel Work |  | WO/SP34/HL4/17 | PROTECH ENGINEERS | Providing and Fixing of MS Railing and Painting work at pet relieving area (Landscape area) as per B.O.Q & direction of EIC. | Providing and Fixing of MS Railing and Painting work at pet relieving area (Landscape area) as per B.O.Q & direction of EIC. |  | 0 | 0 | Approved
SOUTHWINDS PROJECT LLP (PHASE - III & IV) | HARDSCAPE & LANDSCAPE PHASE - IV | Grill / Steel Work |  | WO/SP34/HL4/17 | PROTECH ENGINEERS | MS Work | Providing, Fabricating and Erection Charges of Railing work for pet relieving area made with 38mm x 38mm x 2.6mm SHS, 16mm x 16mm Solid bar, 150mm x 150mm x 12mm Insert Plate and MS Misc. for gate, lock etc. as per drawing confirming to relevant IS code as per approved design with all complete of approved manufacture, Gas Set, welding set all Machinery, all tools & tackles and lifting, loading -unloading charges as per direction of Engineer-in-charge. All necessary items in contractor scope for complete the work. | Kgs | 862 | 107 | Approved
SOUTHWINDS PROJECT LLP (PHASE - III & IV) | HARDSCAPE & LANDSCAPE PHASE - IV | Grill / Steel Work |  | WO/SP34/HL4/17 | PROTECH ENGINEERS | Painting Work | Supply & Application of two coat epoxy based primer with two Coat Synthetic Enamel Paint on the MS members at pet relieving area including scraping, sand papering with all finishing work as per direction of EIC (Brand - Asian Paint) | Sq.Ft. | 383 | 20.5 | Approved
SOUTHWINDS PROJECT LLP (PHASE - III & IV) | HARDSCAPE & LANDSCAPE PHASE - IV | Grill / Steel Work |  | WO/SP34/HL4/17 | PROTECH ENGINEERS | Anchor Fastener M-10*100mm | Supply & Fixing of Anchor Fastener M-10*100mm as per direction of Engineer-in-charge. Brand - Hilti / Fischer | Nos | 120 | 85 | Approved
SOUTHWINDS PROJECT LLP (PHASE - III & IV) | COMMON INFRASTRUCTURE - PHASE III & IV | Boundary Wall |  | WO/SP34/CI34/92 | Manju Furniture | Charges for removing of existing circular barbed wire and re-fixing of new barbed wire as directed by the EIC at WBSEDCL Boundary wall | Charges for removing of existing circular barbed wire and providing & fixing of 30mmx5mm flat in each existing angle post with groove cutting in the post for fixing of new barbed wire horizontally 6 line shaped as directed by the EIC all complete. The rate is inclusive of all materials, red oxide primer applying on Flat, labour, scaffolding if required. | RMT | 69 | 260 | Approved
SOUTHWINDS PROJECT LLP (PHASE - III & IV) | COMMON INFRASTRUCTURE - PHASE III & IV | Boundary Wall |  | WO/SP34/CI34/92 | Manju Furniture | Loading Unloading. | Charges for Loading Unloading and hire charges for machinery as per direction of EIC. | Lump Sum | 1 | 731 | Approved
SOUTHWINDS PROJECT LLP (PHASE - III & IV) | BLOCK PHASE - IV | Civil |  | WO/SP34/BP4/24 | NEW L. N. CONSTRUCTION | IPS Flooring with Sika Chapdur - 60mm thick at MLCP (Balance Qty Instead of VDF) | Charges for IPS Flooring with sika chapdur work of average 60mm thickness using cement concrete 1:2:4 finished with floating coat of Net Cement all complete as per drawing and direction of EIC Cement and sika chapdur will be supplied by client but subjected to reconciliation. | Sq.Mtr. | 100 | 450 | Approved
The Ramdulari | BLOCK | Networking-Interiors |  | WO/RP/RP02/117 | ZED SECURITY SERVICES | Supply and Installation of CCTV | Supply and Installation of CCTV Systems |  | 0 | 0 | Approved
The Ramdulari | BLOCK | Networking-Interiors |  | WO/RP/RP02/117 | ZED SECURITY SERVICES | IP Dome Camera | H.265+ High quality imaging 1/2.9" Progressive Scan PS CMOS SENSOR, IP Dome Camera 4 MP 2560 x 1440@30fps, Dual Light Vandal Proof, IR upto 50 mtr, Fixed Lens, H.265+ compression technology to save bandwidth and storage, Clear imaging against strong back light due to DWDR technology,3D DNR technology delivers clean and sharp images, 12V DC, Day & Night - IR Cut Filter,Water and dust resistant (IP67), Supported Micro SD Card, PoE, IP67, IK10.Make - Cp-Plus (CP-UNC-VC41L5C-VMD-LQ) | Nos. | 86 | 5100 | Approved
The Ramdulari | BLOCK | Networking-Interiors |  | WO/RP/RP02/117 | ZED SECURITY SERVICES | IP Bullet Camera | H.265+ High quality imaging 1/2.9" Progressive Scan PS CMOS SENSOR, IP Bullet Camera 4 MP 2560 x 1440@30fps, Dual Light, IR upto 50 mtr, Fixed Lens, H.265+ compression technology to save bandwidth and storage, Clear imaging against strong back light due to DWDR technology,3D DNR technology delivers clean and sharp images, 12V DC, Day & Night - IR Cut Filter,Water and dust resistant (IP67), Supported Micro SD Card, PoE, IP67, IK10. Make - Cp-Plus (CP-UNC-TC41L5C-VMD-LQ) | Nos. | 37 | 5200 | Approved
The Ramdulari | BLOCK | Networking-Interiors |  | WO/RP/RP02/117 | ZED SECURITY SERVICES | H.265 NVR 32 Channel | H.265 NVR 32 Channel, 32MP@20fps, HIGH DEFINATION DISPLAY & RECORDING, LAN, TCP/IP, back-up on USB, 5 USERS on Client S/W over LAN, built-in Web Server for Remote Surveillance on Internet Explorer, VGA O/P, HDMI O/P, 4K Display, 4 SATA HDD(Support upto 16 TB HDD each). Make - Cp-Plus (CP-UNR-4K5324-FI) | Nos. | 5 | 30500 | Approved
The Ramdulari | BLOCK | Networking-Interiors |  | WO/RP/RP02/117 | ZED SECURITY SERVICES | 8TB Surveillance Hard Disk Drive | 8TB Surveillance Hard Disk Drive. Make - Seagate/WD | Nos. | 15 | 20000 | Approved
The Ramdulari | BLOCK | Networking-Interiors |  | WO/RP/RP02/117 | ZED SECURITY SERVICES | 4 Port GB PoE Network Switch RJ45 ports | 4 Port GB PoE Network Switch RJ45 ports, IEEE 802.3af/at compliant devices. Make - TP-Link | Nos. | 1 | 2450 | Approved
The Ramdulari | BLOCK | Networking-Interiors |  | WO/RP/RP02/117 | ZED SECURITY SERVICES | 8 Port PoE GB Network Switch with 2 Uplink | 8 Port PoE GB Network Switch with 2 Uplink, SFP/RJ45 ports, IEEE 802.3af/at compliant devices. Make - TP-Link | Nos. | 2 | 6025 | Approved
The Ramdulari | BLOCK | Networking-Interiors |  | WO/RP/RP02/117 | ZED SECURITY SERVICES | 16 Port PoE GB Network Switch with 2 Uplink | 16 Port PoE GB Network Switch with 2 Uplink, SFP/RJ45 ports, IEEE 802.3af/at compliant devices. Make - TP-Link | Nos. | 16 | 10950 | Approved
The Ramdulari | BLOCK | Networking-Interiors |  | WO/RP/RP02/117 | ZED SECURITY SERVICES | Wirless Bridge | Wirless Bridge, Built-in 13dBi 2x2 dual-polarized directional MIMO antenna, Adjustable transmission power from 0 to 27dBm/500mw, System-level optimizations for more than 15km+ long range wireless transmission (For Lift). Make - TP-Link (CPE510) | Nos. | 6 | 3900 | Approved
The Ramdulari | BLOCK | Networking-Interiors |  | WO/RP/RP02/117 | ZED SECURITY SERVICES | 24 Port Loded Patch Panel | 24 Port Loded Patch Panel. Make - D-Link | Nos. | 5 | 3000 | Approved
The Ramdulari | BLOCK | Networking-Interiors |  | WO/RP/RP02/117 | ZED SECURITY SERVICES | Covered PVC Cable Manager | Covered PVC Cable Manager. Make - STD | Nos. | 5 | 1350 | Approved
The Ramdulari | BLOCK | Networking-Interiors |  | WO/RP/RP02/117 | ZED SECURITY SERVICES | RJ-45 Jack | RJ-45 Jack. Make - D-Link | Nos. | 300 | 6 | Approved
The Ramdulari | BLOCK | Networking-Interiors |  | WO/RP/RP02/117 | ZED SECURITY SERVICES | Outdoor LV Distribution Box, Pole/Wall Mount Racks, Lockable Steel door | Outdoor LV Distribution Box, Pole/Wall Mount Racks, Lockable Steel door at the front and rear ends are closed, Waterproof equivalent to IP65, Fully ventilated PDU 3 sockets 5amp with can lock, FAN and MCB can install. Make - ALPINE/STD | Nos. | 6 | 4000 | Approved
The Ramdulari | BLOCK | Networking-Interiors |  | WO/RP/RP02/117 | ZED SECURITY SERVICES | 4U Rack 550*400MM | 4U Rack 550*400MM with All Accessories 6*5/15 Amp PDU x 1, FAN X 1 and Hardware Screws. Make - Netrack/Valrack | Nos. | 5 | 6000 | Approved
The Ramdulari | BLOCK | Networking-Interiors |  | WO/RP/RP02/117 | ZED SECURITY SERVICES | 27U Server Rack 600*1000MM | 27U Server Rack 600*800MM with All Accessories 6*5 Amp PDU , TM MODULE SET OF FANS , Tray and Hardware Screws. Make - Netrack/Valrack | Nos. | 1 | 37000 | Approved
The Ramdulari | BLOCK | Networking-Interiors |  | WO/RP/RP02/117 | ZED SECURITY SERVICES | Outdoor Weather Proof JB | Outdoor Weather Proof JB. Make - Sintex | Nos. | 37 | 950 | Approved
The Ramdulari | BLOCK | Networking-Interiors |  | WO/RP/RP02/117 | ZED SECURITY SERVICES | PVC Junction Box 5"x5" | PVC Junction Box 5"x5". Make - STD | Nos. | 90 | 95 | Approved
The Ramdulari | BLOCK | Networking-Interiors |  | WO/RP/RP02/117 | ZED SECURITY SERVICES | PVC BOX with perforated | PVC BOX with perforated type 18" x 12" Depth - 150mm . Make - STD | Nos. | 6 | 700 | Approved
The Ramdulari | BLOCK | Networking-Interiors |  | WO/RP/RP02/117 | ZED SECURITY SERVICES | 32" LED Monitor | 32" LED Monitor with Wall Mounting Bracket and Accessories. Make - LG | Nos. | 7 | 13150 | Approved
The Ramdulari | BLOCK | Networking-Interiors |  | WO/RP/RP02/117 | ZED SECURITY SERVICES | HDMI Cable - 5 Mtr | HDMI Cable - 5 Mtr. Make - STD | Nos. | 7 | 400 | Approved
The Ramdulari | BLOCK | Networking-Interiors |  | WO/RP/RP02/117 | ZED SECURITY SERVICES | Gigabit Media Converter | Gigabit Media Converter 10/100/1000 Tx/Rx - Pair. Make - Tp-Link/Syrotech | Nos. | 15 | 4100 | Approved
The Ramdulari | BLOCK | Networking-Interiors |  | WO/RP/RP02/117 | ZED SECURITY SERVICES | PVC TJB BOX | PVC TJB BOX. Make - STD | Nos. | 15 | 250 | Approved
The Ramdulari | BLOCK | Networking-Interiors |  | WO/RP/RP02/117 | ZED SECURITY SERVICES | 1 Mtr SM SC - SC Fiber Patch cord. | 1 Mtr SM SC - SC Fiber Patch cord. Make - Syrotech | Nos. | 30 | 240 | Approved
The Ramdulari | BLOCK | Networking-Interiors |  | WO/RP/RP02/117 | ZED SECURITY SERVICES | 1 Mtr Cat6 Patch cord. | 1 Mtr Cat6 Patch cord. Make - D-Link | Nos. | 35 | 165 | Approved
The Ramdulari | BLOCK | Networking-Interiors |  | WO/RP/RP02/117 | ZED SECURITY SERVICES | 3 KVA Online UPS Inbuilt Battery | 3 KVA Online UPS Inbuilt Battery. Make - Microtech/Vertiv/Numeric | Nos. | 1 | 40500 | Approved
The Ramdulari | BLOCK | Networking-Interiors |  | WO/RP/RP02/117 | ZED SECURITY SERVICES | 6 Core SM OFC Armoured Cable | Supply and Laying of 6 Core SM OFC Armoured Cable - Qty at actual. Make - D-Link/Finolex | Mtrs. | 600 | 55 | Approved
The Ramdulari | BLOCK | Networking-Interiors |  | WO/RP/RP02/117 | ZED SECURITY SERVICES | OFC Splicing Charges | OFC Splicing Charges with all Accessories | Lot | 1 | 15000 | Approved
The Ramdulari | BLOCK | Networking-Interiors |  | WO/RP/RP02/117 | ZED SECURITY SERVICES | Desktop - For all camera display | Desktop - For all camera display,HDD-1TB, 2.5 GH , I5 Windows 10 ( Original ), Ram 8GB. Make - HP / DELL | Nos. | 1 | 55000 | Approved
SOUTHWINDS PROJECT LLP (PHASE - III & IV) | HARDSCAPE & LANDSCAPE PHASE - IV | Hardscape | Civil | WO/SP34/HL4/18 | NEW L. N. CONSTRUCTION | Balance Hardscape Misc. Civil Work - Phase (IV) | Balance Hardscape Misc. Civil Work - Phase (IV) |  | 0 | 0 | Amended & Approved
SOUTHWINDS PROJECT LLP (PHASE - III & IV) | HARDSCAPE & LANDSCAPE PHASE - IV | Hardscape | Civil | WO/SP34/HL4/18 | NEW L. N. CONSTRUCTION | Earth work in Excavation | Earthwork in excavation upto 1.5 m deep & 50 Mtr Lead necessary for construction of road way embankment , in all types of soil, including clearing and grubbing of road land, removal of roots, stumps and vegetation,disposal of surplus earth at designated location with all leads and lifts etc. all complete as per Drawing & Direction by the Engineer-in-Charge | Cum. | 181.243 | 300 | Approved
SOUTHWINDS PROJECT LLP (PHASE - III & IV) | HARDSCAPE & LANDSCAPE PHASE - IV | Hardscape | Civil | WO/SP34/HL4/18 | NEW L. N. CONSTRUCTION | Earth dressing & compaction | Earth dressing and compaction of the designated area to achieve the required formation level and density in accordance with approved drawings, specifications, and site instructions. Clearing of the work area by removing loose soil, debris, vegetation, and unsuitable materials. Spreading, leveling, and dressing of earth to the specified lines, levels, slopes, and gradients. Cutting or filling of soil as required to obtain a smooth, uniform surface. Compaction of dressed earth in layers not exceeding the specified thickness. Removal of surplus material and cleaning of the work area. Compaction to be carried out using plate compactors. as per Drawing & Direction by the Engineer-in-Charge | Sq.Mtr. | 536 | 65 | Approved
SOUTHWINDS PROJECT LLP (PHASE - III & IV) | HARDSCAPE & LANDSCAPE PHASE - IV | Hardscape | Civil | WO/SP34/HL4/18 | NEW L. N. CONSTRUCTION | Silver sand filling | All charges for doing silver sand filling at foundation plinth level in layer not exceeding 150mm in depth including watering, ramming, compacting, consolidating in deposited layer to achieve 95% Proc | Cum. | 78.24 | 1780 | Approved
SOUTHWINDS PROJECT LLP (PHASE - III & IV) | HARDSCAPE & LANDSCAPE PHASE - IV | Hardscape | Civil | WO/SP34/HL4/18 | NEW L. N. CONSTRUCTION | Earth filling | Earth work in filling with earth obtained from excavation in layers as per approved drawings, specifications, and site instructions. including watering, ramming, etc., complete in all respect as per and direction of EIC. (payment to be made on the basis of measurement of finished quantity of work) | Cum. | 37.008 | 130 | Approved
SOUTHWINDS PROJECT LLP (PHASE - III & IV) | HARDSCAPE & LANDSCAPE PHASE - IV | Hardscape | Civil | WO/SP34/HL4/18 | NEW L. N. CONSTRUCTION | One Layer BFS(75 MM THK) | Brick flat soling (75mm Thk.) work using Soling bricks including preparation of bed as necessary with joints properly filled in and packed with powdered earth or silver sand complete as per drawing, specification and direction of EIC. | Sq.Mtr. | 588.6 | 435 | Approved
SOUTHWINDS PROJECT LLP (PHASE - III & IV) | HARDSCAPE & LANDSCAPE PHASE - IV | Hardscape | Civil | WO/SP34/HL4/18 | NEW L. N. CONSTRUCTION | Plain Cement Concrete | All charges for laying plain cement concrete (PCC)(100 mm thick) of required thickness below brick foundation or any other location as specified in the drawing till Plinth level using 20 mm nominal size well-graded approved quality aggregate including vibrating / compacting, scaffolding as required establishing dewatering system by pumping / bailing out water, cleaning, preparing surfaces, junctions etc. including shuttering, curing complete as per drawing and direction of Engineer-in-Charge. Cement will be supplied by client but subjected to reconciliation PCC | Cum. | 21.371 | 7852 | Approved
SOUTHWINDS PROJECT LLP (PHASE - III & IV) | HARDSCAPE & LANDSCAPE PHASE - IV | Hardscape | Civil | WO/SP34/HL4/18 | NEW L. N. CONSTRUCTION | (1:1.5:3) Cement Concrete | All charges for laying (1:1.5:3) Cement Concrete (125 mm thick) of required thickness below brick foundation or any other location as specified in the drawing till Plinth level using 20 mm nominal size well-graded approved quality aggregate including vibrating / compacting, scaffolding as required establishing dewatering system by pumping / bailing out water, cleaning, preparing surfaces, junctions etc. including shuttering, curing complete as per drawing and direction of Engineer-in-Charge. Cement will be supplied by client but subjected to reconciliation PCC | Cum. | 0 | 7385 | Approved
SOUTHWINDS PROJECT LLP (PHASE - III & IV) | HARDSCAPE & LANDSCAPE PHASE - IV | Hardscape | Civil | WO/SP34/HL4/18 | NEW L. N. CONSTRUCTION | R.C.C M-25 | Charges for providing & laying R.C.C (M25) by site mix concrete 25 mm and down sized ,screened and washed well graded stone chips excluding shuttering,consolidation complete in all respect as per drawing ,specification and direction of EIC. | Cum. | 86.927 | 7385 | Approved
SOUTHWINDS PROJECT LLP (PHASE - III & IV) | HARDSCAPE & LANDSCAPE PHASE - IV | Hardscape | Civil | WO/SP34/HL4/18 | NEW L. N. CONSTRUCTION | Neat cement with sika chapdur | Labour charges for laying of neat cement punning with sika chapdur work including all tools tackles all complete as per direction of EIC. (Cement and sika chapdur to be supplied by client but subject to reconciliation.) | Sq.Mtr. | 0 | 60 | Approved
SOUTHWINDS PROJECT LLP (PHASE - III & IV) | HARDSCAPE & LANDSCAPE PHASE - IV | Hardscape | Civil | WO/SP34/HL4/18 | NEW L. N. CONSTRUCTION | Reinforcement | Labour Charges for fixing Reinforcement for reinforced cement concrete work from in all sorts of structures including distribution bars, stirrups, binding wire etc. Initial straightening and removal of loost rust (if necessary) cutting to requisite length, hooking & bending to correct shape , placing in proper position & binding with 16 gauge black annealed wire/welding as per relevant I.S. code in every intersection complete as per drawing, specification of EIC | Kgs | 2716.955 | 8.3 | Approved
SOUTHWINDS PROJECT LLP (PHASE - III & IV) | HARDSCAPE & LANDSCAPE PHASE - IV | Hardscape | Civil | WO/SP34/HL4/18 | NEW L. N. CONSTRUCTION | Plaster | Providing and applying plaster with sand and cement mortar including rounding off or chamfering of concrete surface,curing etc. complete as per direction of EIC-12 mm thick sand cement mortar (1: 6),at Ground floor and level(Cement would be supplied by the employer free of cost,but subjected to reconciliation) | Sq.Mtr. | 0 | 240 | Approved
SOUTHWINDS PROJECT LLP (PHASE - III & IV) | HARDSCAPE & LANDSCAPE PHASE - IV | Hardscape | Civil | WO/SP34/HL4/18 | NEW L. N. CONSTRUCTION | Shuttering | Hire & labour charges for Shuttering with centering & necessary staging up to necessary height using approved stout props, 12mm thick quality ply board shuttering,with required bracing for curved or straight fitting,fixing & striking out after completion of works(including bailing of water)at substructure and superstructure, complete per drawing,specification and direction of EIC | Sq.Mtr. | 148 | 500 | Approved
The Ramdulari | BLOCK | Networking-Interiors |  | WO/RP/RP02/117 | ZED SECURITY SERVICES | Supply and Installation of VDP Systems | Supply and Installation of VDP Systems |  | 0 | 0 | Approved
The Ramdulari | BLOCK | Networking-Interiors |  | WO/RP/RP02/117 | ZED SECURITY SERVICES | Supply and Installation of Access Control System with Lobby Station | Supply and Installation of Access Control System with Lobby Station |  | 0 | 0 | Approved
The Ramdulari | BLOCK | Networking-Interiors |  | WO/RP/RP02/117 | ZED SECURITY SERVICES | ONETOUCH INDOOR MONITOR PANEL + OUTDOOR UNIT | ONETOUCH INDOOR MONITOR PANEL + OUTDOOR UNIT FOR INDIVIDUAL FLATS: INDOOR MONITOR • 10 inch LCD Screen with Android 6 and Built in Dialpad with Dual LAN Bifurcation • SIP Based IP Video Door Phone with 2 Line SIP Account • One Way Video and Two Way Audio intercom • Dual Ethernet on Board and WiFI • Contact Directory with centralized control • Sd Card Slot – Supporting up to 32 Gb • Directly Connect to Video Door Bell over UTP Cat5e/6 Cable • Built in 8 Zone Smart Alarm Panel with Live Alerts • PoE 802.af VIDEO DOOR BELL • 2 Megapixel Video Door Bell with Wide Angle Lens • 125 degree Viewing Angle with Motion Sensor, with compression H.265 for better video quality in less bandwidth • Sd Card Slot – Supporting up to 128 Gb Edge based Analytics to mark for motion sensor alert (Ex: user can mark Shoe rack or artifacts if someone standing for a long time doorbell will video alert call on Mobile APP • Built in Mifare and Bluetooth Access Control • 2 IN Relay Port , 1 Out Relay Port • Digital Door Lock Integration with built in Relay • LAN 10/100 Mbps • PoE 802.af •Mobile APP works in kill mode without keeping it running in the background MAKE & MODEL NO - ONETOUCH (OT-IP-VDP-V4+C3) | Nos | 0 | 41000 | Approved
The Ramdulari | BLOCK | Networking-Interiors |  | WO/RP/RP02/117 | ZED SECURITY SERVICES | LOBBY STATION UNIT | LOBBY STATION UNIT: • 7inch Touch Screen SIP Video Entry Station with 3 MP Camera • SIP V.2 Compliant • Wide Angle : 120 degree • Contactless 2 camera 3D Face Recognition and Real time Stamped QR Code Access, can be used as otp passwrd or a pass for Daily property work management like maids, driver, milkman • Built in Biometric Finger Scanner and MIfare Card Reader 13.56 Mhz • RS485 and Wiegand Interface for 3rd party Access Control Integration • Can Control up to 3 Door’s • 10/100 Mbps TCP/IP LAN Port • Built in Speaker and Microphone • Boom Barrier / Flap Barrier / EM Lock Integration • Unlocking using any of the above Access Control or SIP Dialing • Video Codec : H.263 / H.264 • Audio Codec : G.711 , G.711μ , G.722 , G.729 • Wall Mounting / Flush Mounting • IP65 Grade and Vandal Proof USP : • Onetouch SIP Mobile APP for Android and IoS • Integrate with any 3rd Party EPBX/IPPBX System • Integrate with any 3rd Party Access Controllers using Weigand or RS485 • Call Records , Snapshot Capture during Access Control with Date and Time MAKE & MODEL NO - ONETOUCH (OT-IP-LP-C9) | Nos | 5 | 84000 | Approved
The Ramdulari | BLOCK | Networking-Interiors |  | WO/RP/RP02/117 | ZED SECURITY SERVICES | SIP VIDEO MANAGEMENT CONSALE | SIP VIDEO MANAGEMENT CONSALE (GUARD PHONE): • SIP based Video Management Console 7" Touch Screen • One Way Video and Two Way Audio intercom with Video Station • Contact Directory • Call records • Alarm Alert Management with Sensor ID and Location • Integration with SIP based Video Indoor Station • Voice and Video Codec : PCMA,PCMU, G.722, G.729, H.263, H.264; • Protocol: SIP RFC3261, TCP/UDP/IP, PPPoE, RTP/RTCP, HTTP/HTTPS • DND • Ring tone Selectable • Full Duplex Speakerphone • PoE 802.3af USP: • IP Camera Integration and Monitoring • Alarm Management • Smart Cloud Integrated MAKE & MODEL NO - ONETOUCH OT-IP-GM-SC | Nos | 3 | 51000 | Approved
The Ramdulari | BLOCK | Networking-Interiors |  | WO/RP/RP02/117 | ZED SECURITY SERVICES | SIP Based IPPBX | SIP Based IPPBX for total 100 users , with Video License , suitable for Video and Audio Calling . MAKE & MODEL NO - ONETOUCH | Nos | 1 | 75825 | Approved
The Ramdulari | BLOCK | Networking-Interiors |  | WO/RP/RP02/117 | ZED SECURITY SERVICES | Management Software Console | Management Software Console MAKE & MODEL NO - ONETOUCH | Nos | 1 | 50500 | Approved
The Ramdulari | BLOCK | Networking-Interiors |  | WO/RP/RP02/117 | ZED SECURITY SERVICES | Lobby Station Stand for Main Gate | Lobby Station Stand for Main Gate MAKE & MODEL NO - STD | Nos | 1 | 15200 | Approved
The Ramdulari | BLOCK | Networking-Interiors |  | WO/RP/RP02/117 | ZED SECURITY SERVICES | Computer system | Computer system , HDD- 1TB , 2.5 GH , I-5 Processor ( Original) , Ram 8GB MAKE & MODEL NO - HP/Dell | Nos | 1 | 55000 | Approved
The Ramdulari | BLOCK | Networking-Interiors |  | WO/RP/RP02/117 | ZED SECURITY SERVICES | EM Lock | EM Lock (For Lobby Station) MAKE & MODEL NO - EssL | Nos | 4 | 3050 | Approved
The Ramdulari | BLOCK | Networking-Interiors |  | WO/RP/RP02/117 | ZED SECURITY SERVICES | Exit Switch | Exit Switch (For Lobby) MAKE & MODEL NO - EssL | Nos | 4 | 500 | Approved
The Ramdulari | BLOCK | Networking-Interiors |  | WO/RP/RP02/117 | ZED SECURITY SERVICES | 12V 2 AMP Power Supply | 12V 2 AMP Power Supply MAKE & MODEL NO - ERD/STD | Nos | 4 | 550 | Approved
The Ramdulari | BLOCK | Networking-Interiors |  | WO/RP/RP02/117 | ZED SECURITY SERVICES | U/L Bracket | U/L Bracket for Glass Door MAKE & MODEL NO - EssL | Nos | 4 | 1000 | Approved
The Ramdulari | BLOCK | Networking-Interiors |  | WO/RP/RP02/117 | ZED SECURITY SERVICES | RFID Card | RFID Card [For Lobby] MAKE & MODEL NO - STD | Nos | 100 | 40 | Approved
The Ramdulari | BLOCK | Networking-Interiors |  | WO/RP/RP02/117 | ZED SECURITY SERVICES | 4 Port GB PoE Network Switch RJ45 ports | 4 Port GB PoE Network Switch RJ45 ports, IEEE 802.3af/at compliant devices MAKE & MODEL NO - Tp-Link | Nos | 1 | 2450 | Approved
The Ramdulari | BLOCK | Networking-Interiors |  | WO/RP/RP02/117 | ZED SECURITY SERVICES | 8 Port PoE GB Network Switch with 2 Uplink | 8 Port PoE GB Network Switch with 2 Uplink, SFP/RJ45 ports, IEEE 802.3af/at compliant devices MAKE & MODEL NO - Tp-Link | Nos | 4 | 6025 | Approved
The Ramdulari | BLOCK | Networking-Interiors |  | WO/RP/RP02/117 | ZED SECURITY SERVICES | 16 Port PoE GB Network Switch with 2 Uplink | 16 Port PoE GB Network Switch with 2 Uplink, SFP/RJ45 ports, IEEE 802.3af/at compliant devices MAKE & MODEL NO - Tp-Link | Nos | 2 | 11250 | Approved
The Ramdulari | BLOCK | Networking-Interiors |  | WO/RP/RP02/117 | ZED SECURITY SERVICES | SIP Based 1 Line IP Phone | SIP Based 1 Line IP Phone For Common Area and Facility Management. (PoE Supported) MAKE & MODEL NO - ONETOUCH/Grandstreem | Nos | 15 | 3250 | Approved
The Ramdulari | BLOCK | Networking-Interiors |  | WO/RP/RP02/117 | ZED SECURITY SERVICES | Gigabit Media Converter | Gigabit Media Converter 10/100/1000 Tx/Rx - Pair MAKE & MODEL NO - Tp-Link/Syrotech | Nos | 4 | 4100 | Approved
The Ramdulari | BLOCK | Networking-Interiors |  | WO/RP/RP02/117 | ZED SECURITY SERVICES | PVC TJB BOX | PVC TJB BOX MAKE & MODEL NO - STD | Nos | 4 | 250 | Approved
The Ramdulari | BLOCK | Networking-Interiors |  | WO/RP/RP02/117 | ZED SECURITY SERVICES | 24 Port Loaded LIU | 24 Port Loaded LIU MAKE & MODEL NO - Syrotech | Nos | 1 | 8050 | Approved
The Ramdulari | BLOCK | Networking-Interiors |  | WO/RP/RP02/117 | ZED SECURITY SERVICES | RJ 45 Jack | RJ 45 Jack MAKE & MODEL NO - D-Link | Nos | 100 | 6 | Approved
The Ramdulari | BLOCK | Networking-Interiors |  | WO/RP/RP02/117 | ZED SECURITY SERVICES | 2 Mtr SM SC - SC Fiber Patch cord | 2 Mtr SM SC - SC Fiber Patch cord. MAKE & MODEL NO - Syrotech | Nos | 10 | 265 | Approved
The Ramdulari | BLOCK | Networking-Interiors |  | WO/RP/RP02/117 | ZED SECURITY SERVICES | 2 Mtr Cat6 Patch cord | 2 Mtr Cat6 Patch cord. MAKE & MODEL NO - D-Link | Nos | 10 | 190 | Approved
The Ramdulari | BLOCK | Networking-Interiors |  | WO/RP/RP02/117 | ZED SECURITY SERVICES | OFC Jointer | OFC Jointer MAKE & MODEL NO - STD | Nos | 10 | 650 | Approved
The Ramdulari | BLOCK | Networking-Interiors |  | WO/RP/RP02/117 | ZED SECURITY SERVICES | Outdoor LV Distribution Box | Outdoor LV Distribution Box, Pole/Wall Mount Racks, Lockable door at the front and rear ends are closed, Waterproof equivalent to IP65, Fully ventilated PDU sockets 5amp MAKE & MODEL NO - ALPINE/STD | Nos | 4 | 4000 | Approved
The Ramdulari | BLOCK | Networking-Interiors |  | WO/RP/RP02/117 | ZED SECURITY SERVICES | PVC BOX | PVC BOX with perforated type 18" x 12" Deepth - 150mm MAKE & MODEL NO - STD | Nos | 4 | 700 | Approved
The Ramdulari | BLOCK | Networking-Interiors |  | WO/RP/RP02/117 | ZED SECURITY SERVICES | 6 Core SM OFC Armoured Cable | Supply and Laying of 6 Core SM OFC Armoured Cable - Qty at actual MAKE & MODEL NO - D-Link/Finolex | Mtrs. | 350 | 55 | Approved
The Ramdulari | BLOCK | Networking-Interiors |  | WO/RP/RP02/117 | ZED SECURITY SERVICES | OFC Splicing | OFC Splicing Charges with Accessories MAKE & MODEL NO - STD | Lot | 1 | 7500 | Approved
Primarc Aahana | COMMON INFRASTRUCTURE | Boundary Wall | Civil Work | WO/AAH/AAH02/10 | NEW L. N. CONSTRUCTION | Earthwork Excavation | All Charges for doing Earthwork Excavation in required profile in all type of soils in dry and wet condition for foundation level as per drawing or direction of Engineer-in-Charge including, dewatering, including trimming, levelling, dressing, ramming the bottom, bailing out water (if req.), with men & machineries, providing caution board maintaining required slopes including labour, materials, machinery, tools & tackles for all lead & lift to the entire satisfaction of Engineer-in-Charge. For Depth upto 1.5m | Cum. | 70 | 350 | Approved
Primarc Aahana | COMMON INFRASTRUCTURE | Boundary Wall | Civil Work | WO/AAH/AAH02/10 | NEW L. N. CONSTRUCTION | Earth work filling | Earth work in filling with earth obtained from excavation in layers not exceeding 250 mm including watering, ramming, etc., complete in all respect as per and direction of EIC. (payment to be made on the basis of measurement of finished quantity of work) | Cum. | 43 | 150 | Approved
Primarc Aahana | COMMON INFRASTRUCTURE | Boundary Wall | Civil Work | WO/AAH/AAH02/10 | NEW L. N. CONSTRUCTION | Hire and Labour charges for shuttering | Hire and Labour charges for shuttering with centering and necessary staging up to necessary height using approved stout props , 12 mm thick quality ply board shuttering , with required bracing for curved or straight fitting, fixing and striking out after completion of works (including bailing out of water) at any floor and level complete as per drawing , specification and direction of EIC | Sq.Mtr. | 102.5 | 500 | Approved
Primarc Aahana | COMMON INFRASTRUCTURE | Boundary Wall | Civil Work | WO/AAH/AAH02/10 | NEW L. N. CONSTRUCTION | Single brick flat soling (BFS) | All charges for providing and laying Single brick flat soling (BFS) of picked, jhama bricks below foundation floor, tie beam etc. or any other location till Plinth level including ramming dressing and bringing to proper level and filling joints with sand including all materials, labour, tools and plants etc. complete below foundation as per specification, drawing and direction of Engineering-in-Charge. | Sq.Mtr. | 27.5 | 450 | Approved
Primarc Aahana | COMMON INFRASTRUCTURE | Boundary Wall | Civil Work | WO/AAH/AAH02/10 | NEW L. N. CONSTRUCTION | 1:3:6 plain cement concrete (PCC) | All charges for providing & laying 1:3:6 plain cement concrete (PCC) of required thickness below footings, rafts or any other location as specified in the drawing till Plinth level using 20 mm nominal size well-graded approved quality aggregate including vibrating / compacting, scaffolding as required establishing dewatering system by pumping / bailing out water, cleaning, preparing surfaces, junctions etc. including shuttering, curing complete as per drawing and direction of Engineer-in-Charge. (All materials & Labour are in contractor’s scope Except Cement Provided by Client) | Cum. | 1.5 | 7850 | Approved
Primarc Aahana | COMMON INFRASTRUCTURE | Boundary Wall | Civil Work | WO/AAH/AAH02/10 | NEW L. N. CONSTRUCTION | M25 grade reinforced cement concrete | All charges for providing & laying M25 grade reinforced cement concrete (excluding cost of shuttering & reinforcement) for all leads and for all items e.g. columns, beams, slabs, lintels, staircase, retaining wall, machine foundation, pockets etc. of all profile coming till Plinth level using 20 mm nominal size & down graded good quality aggregate as per design mix approved by Engineer-in-Charge. including vibrating/compacting, curing, scaffolding as required establishing dewatering system by pumping / bailing out water, cleaning, preparing surfaces, junctions etc. including curing complete to the entire satisfaction of Engineer-in-Charge. Cement concrete should have an ultimate crushing strength of not less than 250 Kg/sq.cm on 15cm X15cm X 15cm cube at 28 days and source of concrete will be SMC. Special conditions:- Rates are quoted for all levels & heights. For material/cube testing, the contractor shall maintain QC lab, cube testing machine, sieves, slump cones, graduated cylinder, weight scales etc. in good working condition cost of which shall be included in the rate. Cement & Reinforcement Steel will be supplied by client but subjected to reconciliation. | Cum. | 20 | 7800 | Approved
Primarc Aahana | COMMON INFRASTRUCTURE | Boundary Wall | Civil Work | WO/AAH/AAH02/10 | NEW L. N. CONSTRUCTION | fixing Reinforcement for reinforced cement concrete work | Labour charges for fixing Reinforcement for reinforced cement concrete work in all sorts of structures including distribution bars, stirrups, binding wire etc., initial straighteneing and removal of loose rust (if necessary) , cutting to requisite length, hooking nad bending to correct shape, placing in proper position and binding with 16 gauge black aneealed wire / welding as per relevant IS code in every intersection complete as per drawing, specification or as directed by EIC, including bailing out of water during construction of foundation etc. all complete. | MT | 1.5 | 9500 | Approved
Primarc Aahana | COMMON INFRASTRUCTURE | Boundary Wall | Civil Work | WO/AAH/AAH02/10 | NEW L. N. CONSTRUCTION | 250mm thk brick work | Providing and Erecting of 250mm thk brick work with Red bricks for walls of specified thickness in Sand cement mortar (6 :1) including the cost of all material, labour, tools, tackles, necessary chipping, hacking, applying cement slurry scaffolding, curing etc. complete as per direction of Engineer-in-Charge and technical specification.(Cement supplied by Client) | Cum. | 18 | 7600 | Approved
Primarc Aahana | COMMON INFRASTRUCTURE | Boundary Wall | Civil Work | WO/AAH/AAH02/10 | NEW L. N. CONSTRUCTION | 125mm. thick brick work | Providing and erecting 125mm. thick brick work with 1st Class bricks for wall in sand cement mortar (4:1) including the cost of all material, labour, tools, tackles, scaffolding, curing etc. complete as per direction of Project Manager and technical specification. (Cement supplied by Client) | Sq.Mtr. | 9 | 1200 | Approved
Primarc Aahana | COMMON INFRASTRUCTURE | Boundary Wall | Civil Work | WO/AAH/AAH02/10 | NEW L. N. CONSTRUCTION | Dismantling of cement plaster from brick/concrete | Dismantling existing cement plaster from brick/concrete surfaces including scraping, chiseling, disposal of debris to a designated location as directed, and cleaning the surface for further treatment. Complete in all respects in the direction of EIC. | Sq.Mtr. | 56 | 120 | Approved
Primarc Aahana | COMMON INFRASTRUCTURE | Boundary Wall | Civil Work | WO/AAH/AAH02/10 | NEW L. N. CONSTRUCTION | 15mm plaster with sand and cement mortar | Providing and applying 15mm plaster with sand and cement mortar including rounding off or chamfering of concrete surface,curing etc. complete as per direction of EIC. 15 mm thick sand cement mortar (6 parts sand: 1 parts cement),at any floor and level.(Cement would be supplied by the Client free of cost, but subjected to reconciliation) | Sq.Mtr. | 76.5 | 235 | Approved
Primarc Aahana | COMMON INFRASTRUCTURE | Boundary Wall | Civil Work | WO/AAH/AAH02/10 | NEW L. N. CONSTRUCTION | dismantling of brick work of 250 mm | All charges for doing dismantling of brick work of 250 mm thickness & of all mortar ratio along with its plaster & other finishes to incorporate changes & revisions of drawings/design or as per drawing and direction of Engineer-in-Charge including barricading the area, providing caution board, separating useable material, non useable material & debris, all labour, materials, plant & machinery, tools & tackles etc. for all lead & lift, for all level including maintaining dump yard for all dismantled material within the specified lines and levels as per drawing and direction of Engineer-in-Charge and subsequently if being directed by Engineer-in-Charge, disposing full or part of the dismantled material & its debris at designated dump yard outside of the site premises as specified by statutory authorities under contractor’s own arrangement including all statutory sanction and royalties if any shall be paid by the contractor. If the dismantled material is not being advised by Engineer-in-Charge to dispose it off, it shall be the property of the Owner | Cum. | 33 | 1550 | Approved
Primarc Aahana | COMMON INFRASTRUCTURE | Boundary Wall | Civil Work | WO/AAH/AAH02/10 | NEW L. N. CONSTRUCTION | fixing of GI sheet walling and roofing, | Labour charges for fixing of GI sheet walling and roofing, including cutting, welding , hoisting, positioning, aligning, and secure fixing using approved bolts, nuts, washers, and maintaining specified side and end overlaps; complete with all necessary tools, tackles, consumables, and safety arrangements, per approved drawings and as directed by the Engineer-in-Charge ( CGI Sheet shall be supplied by the client) . Payment will made on surface area only. | Sq.Mtr. | 87.5 | 120 | Approved
Primarc Aahana | COMMON INFRASTRUCTURE | Boundary Wall | Civil Work | WO/AAH/AAH02/10 | NEW L. N. CONSTRUCTION | Y shaped angle iron post (50 x 50 x 6 mm ) | "Y" shaped angle iron post (50 x 50 x 6 mm ) placed at required distance ( 3.00 mtr interval or as directed by the EIC as per site condition) of existing boundary wall with base plate & Fastener , last but one end post and corner post shall be strutted on both sides and end post on one side only, using hot dipped galvanized Concertina barbed Wire of outside diameter 600 mm , between the two posts fitted and fixed with at least 3 nos horizontal steel wires, G.I Staples, turn buckles etc. all complete. Including 2 coat epoxy paint followed by primer in the direction of EIC. Brand: Asian Paints/ICI/Berger/AkzoNobel. The rate is inclusive of all materials, labour, transportation, scaffolding if required Location: Boundary Wall (South Side, West Side & North-West Side) | RMT | 0 | 400 | Approved
Primarc Aadvika | COMMON INFRASTRUCTURE | Land Development |  | WO/HW1/PHW2/27 | Milan Roy | Scaffolding Work | All Charges for supply, fixing and removing of double-layer MS scaffolding with vertical cuplock system and horizontal bracing at any required location including transportation, loading, unloading, erection with all required labour, materials, tools and tackles, maintenance during use, dismantling after completion of work and clearing from site, all complete as per specifications and direction of the Engineer-in-Charge. << | Cum. | 850 | 125 | Approved
AARANYA | PRE-CONSTRUCTION PHASE | Site Office | Plumbing Work | WO/PKB/PKB1/26 | RESONANCE | WTP Plant | Charges for Supply, Installation and commissioning of the existing WTP Plant using all components, accessories and fittings including system connection, alignment, operational testing and transportation of materials in the direction of EIC. (Details mentioned in Annexure - I) | Lump Sum | 1 | 28774 | Approved
BHOPAL - COMMERCIAL | BLOCK | Civil | Sub & Super Structure Work | WO/BPC/BPC2/1 | BBR (INDIA) PRIVATE LIMITED | Design & Execution of Post Tensioning works | Design & Execution of Post Tensioning works including decoiling the strands, cutting to the required lengths, supplying and laying of HT strands, sheathing (GI corrugated ducts 80mm x 20 mm 0.30 mm thick) jointing with couplers, and inserting the strands, profiling, fixing live end anchorages including the supply of stressing anchorages suitable for 5-5 & 5-4 Tendons, grout vents, making dead end anchorages including flowering the strands, fixing tendon support bars, supervising the fixing of anti bursting reinforcement, stressing the cables, end trimming, grouting the cables with cement and admixtures, with required Plant & Machineries, tools and tackles, consumables etc., including obtaining approval from client/consultant for the work done as per the requirement of Engineer-In charge at site. | MT | 385 | 139279 | Approved
BHOPAL - RESIDENTIAL | BLOCK | Civil | Sub & Super Structure Work | WO/BPR/BPR2/1 | BBR (INDIA) PRIVATE LIMITED | Design & Execution of Post Tensioning works | Design & Execution of Post Tensioning works including decoiling the strands, cutting to the required lengths, supplying and laying of HT strands, sheathing (GI corrugated ducts 80mm x 20 mm 0.30 mm thick) jointing with couplers, and inserting the strands, profiling, fixing live end anchorages including the supply of stressing anchorages suitable for 5-5 & 5-4 Tendons, grout vents, making dead end anchorages including flowering the strands, fixing tendon support bars, supervising the fixing of anti bursting reinforcement, stressing the cables, end trimming, grouting the cables with cement and admixtures, with required Plant & Machineries, tools and tackles, consumables etc., including obtaining approval from client/consultant for the work done as per the requirement of Engineer-In charge at site. | MT | 77 | 139279 | Approved
SOUTHWINDS PROJECT LLP (PHASE - III & IV) | CLUB PHASE - III & IV | Flooring Work |  | WO/SP34/CW34/16 | SAAV DEVELOPERS LLP | Extra Work | Extra Work |  | 0 | 0 | Approved
SOUTHWINDS PROJECT LLP (PHASE - III & IV) | CLUB PHASE - III & IV | Flooring Work |  | WO/SP34/CW34/16 | SAAV DEVELOPERS LLP | Red Clay tiles Fixing at Wall incl cement Grouting | Red Clay tiles Fixing at 6th & 7th Floor Wall incl cement Grouting Fixing Charges of Red Clay Tiles for all levels over a bed of cement mortar with cement grouting including all finishing & Cleaning as per drawing and direction of Engineer-In-Charge. Clay Tiles, Cement will be supplied by Client. | Rft | 775.23 | 80 | Approved
SOUTHWINDS PROJECT LLP (PHASE - III & IV) | CLUB PHASE - III & IV | Flooring Work |  | WO/SP34/CW34/16 | SAAV DEVELOPERS LLP | Drain channel Granite 25mm round Hole and slot cutting | Drain channel Granite 25mm round Hole and slot cutting at 6th Floor Labour Charges of 25mm round Hole and slot cutting Granite for Drain Channel including all finishing & Cleaning as per drawing and direction of Engineer-In-Charge. Granite, Cement will be supplied by Client. | Nos | 826 | 23 | Approved
SOUTHWINDS PROJECT LLP (PHASE - III & IV) | CLUB PHASE - III & IV | Flooring Work |  | WO/SP34/CW34/16 | SAAV DEVELOPERS LLP | Metal Stair side granite triangular skirting | Metal Stair side granite triangular skirting at 6th Floor Fixing Charges of Granite triangular skirting on metal stair both side including all finishing & Cleaning as per drawing and direction of Engineer-In-Charge. Granite, Cement will be supplied by Client. | Nos | 50 | 145 | Approved
SOUTHWINDS PROJECT LLP (PHASE - III & IV) | CLUB PHASE - III & IV | Flooring Work |  | WO/SP34/CW34/16 | SAAV DEVELOPERS LLP | 6mm hole for Grid celling at Steam Room | 6mm hole for Grid celling at Steam Room Labour Charges of 6mm hole cutting for grid ceiling fixing at steam room including all finishing & Cleaning as per drawing and direction of Engineer-In-Charge. | Nos | 150 | 12 | Approved
SOUTHWINDS PROJECT LLP (PHASE - III & IV) | CLUB PHASE - III & IV | Flooring Work |  | WO/SP34/CW34/16 | SAAV DEVELOPERS LLP | 7th floor grinding for Playing court | 7th floor grinding for Playing court Labour Charges for Floor grinding at Multipurpose court including tools, tackle, all finishing and Cleaning at all levels as per drawing and direction of Engineer-In-Charge. | Sq.Ft. | 3832.22 | 14 | Approved
SOUTHWINDS PROJECT LLP (PHASE - III & IV) | CLUB PHASE - III & IV | Flooring Work |  | WO/SP34/CW34/16 | SAAV DEVELOPERS LLP | Ground Floor Toilet Floor tiles fixing | Ground Floor Toilet Floor tiles fixing Fixing Charges of Tiles in Flooring at ground floor Toilet for all levels over a bed of 30-40 mm thick cement mortar (1:4) , joints filled with white cement slurry pigmented to match after acid washing including all finishing & Cleaning as per drawing and direction of Engineer-In-Charge. Tiles, Cement will be supplied by Client. | Sq.Ft. | 217.75 | 40 | Approved
SOUTHWINDS PROJECT LLP (PHASE - III & IV) | CLUB PHASE - III & IV | Flooring Work |  | WO/SP34/CW34/16 | SAAV DEVELOPERS LLP | Ground Floor Toilet Wall tiles fixing | Ground Floor Toilet Wall tiles fixing Fixing Charges of Tiles in wall cladding at ground floor toilet Wall/dado for all levels over a bed of 20-30 mm thick cement mortar (1:4) , joints filled with white cement slurry pigmented to match after acid washing including all finishing & Cleaning as per drawing and direction of Engineer-In-Charge. Tiles, Cement will be supplied by Client. | Sq.Ft. | 345.1 | 50 | Approved
SOUTHWINDS PROJECT LLP (PHASE - III & IV) | CLUB PHASE - III & IV | Flooring Work |  | WO/SP34/CW34/16 | SAAV DEVELOPERS LLP | Ground floor shahabad stone cladding at lift Facia | Ground floor shahabad stone cladding at lift Facia Fixing Charges of Shahbad Stone Cladding at ground floor lift facia including all finishing & Cleaning as per drawing and direction of Engineer-In-Charge. Shahabad Stone, Cement will be supplied by Client. | Sq.Ft. | 43.74 | 65 | Approved
SOUTHWINDS PROJECT LLP (PHASE - III & IV) | CLUB PHASE - III & IV | Flooring Work |  | WO/SP34/CW34/16 | SAAV DEVELOPERS LLP | Black Stone at Ground Floor step at Ramp | Black Stone at Ground Floor step at Ramp Fixing Charges of Black Stone at ground floor step ramp including all finishing & Cleaning as per drawing and direction of Engineer-In-Charge. Black Stone, Cement will be supplied by Client. | Sq.Ft. | 55.7 | 41 | Approved
SOUTHWINDS PROJECT LLP (PHASE - III & IV) | CLUB PHASE - III & IV | Flooring Work |  | WO/SP34/CW34/16 | SAAV DEVELOPERS LLP | V groove for tiles at Typical Floor | V groove for tiles at Typical Floor Labour Charges for "V" Groove making in Tiles at typical floor for all levels as per drawing and direction of Engineer-In-Charge | Rft | 40.18 | 15 | Approved
SOUTHWINDS PROJECT LLP (PHASE - III & IV) | CLUB PHASE - III & IV | Flooring Work |  | WO/SP34/CW34/16 | SAAV DEVELOPERS LLP | Sahabad Flooring at Ground floor | Sahabad Flooring at Ground floor Fixing Charges of Shahbad Stone at ground floor including all finishing & Cleaning as per drawing and direction of Engineer-In-Charge. Shahabad Stone, Cement will be supplied by Client | Sq.Ft. | 228.68 | 65 | Approved
SOUTHWINDS PROJECT LLP (PHASE - III & IV) | CLUB PHASE - III & IV | Flooring Work |  | WO/SP34/CW34/16 | SAAV DEVELOPERS LLP | Granite Moulding and polishing at Ground Floor | Granite Moulding and polishing at Ground Floor Labour Charges for Edge Moulding & Polishing at ground floor for all levels as per drawing and direction of Engineer-In-Charge | Rft | 279.39 | 30 | Approved
SOUTHWINDS PROJECT LLP (PHASE - III & IV) | CLUB PHASE - III & IV | Flooring Work |  | WO/SP34/CW34/16 | SAAV DEVELOPERS LLP | Ground floor Granite architraves | Ground floor Granite architraves Fixing Charges of Granite Patty / Architraves width as per drawings at Ground Floor, over a bed of 6-8mm thick adhesive of approved brand cutting of Granite to proper shape and size, including necessary surface preparation before fixing, all finishing and cleaning the area after work at any lavel as per drawing and direction of Engineer-in-Charge. Granite will be supplied by Client. | Rft | 71.08 | 55 | Approved
SOUTHWINDS PROJECT LLP (PHASE - III & IV) | CLUB PHASE - III & IV | Flooring Work |  | WO/SP34/CW34/16 | SAAV DEVELOPERS LLP | Ground Floor Granite Cladding+Laying at Floors | Ground Floor Granite Cladding+Laying at Floors Fixing Charges of Granite cladding & laying at floors at Ground Floor, for all levels over a bed of 35-45 mm thick cement mortar (1:4) , joints filled with white cement grout pigmented to match after acid washing including all finishing & Cleaning as per drawing and direction of Engineer-In-Charge. Granite, Cement will be supplied by Client. | Sq.Ft. | 219.72 | 80 | Approved
SOUTHWINDS PROJECT LLP (PHASE - III & IV) | CLUB PHASE - III & IV | Flooring Work |  | WO/SP34/CW34/16 | SAAV DEVELOPERS LLP | Groove of Shahabad at Ground Floor | Groove of Shahabad at Ground Floor Labour Charges for Making groove as per drawings & filling with Epoxy based grout on Shahabad Stone as per Drawings, Product : Kerakoll or Equivalent & Colour as Approved by site | Rft | 158.72 | 22 | Approved
Primarc Aadvika | COMMON INFRASTRUCTURE | Boundary Wall | Painting | WO/HW1/PHW2/7 | JAHANGIR ALAM ENTERPRISE | One coat Primer and two coat interior paint | Providing & Applying One coat Primer and two coat interior paint of approved shade & brand with complete finish, up to the required height including all surfaces properly rubbed, smoothened with emery paper, thoroughly cleaned by dry mopping with cloths to make the surfaces dust free prior to application of paint, including fill cracks and holes with approved filler if required so with necessary tools, tackles & scaffolding at all levels as per direction of Engineer in charge. Location - Staff Rest Room | Sq.Ft. | 836 | 8.5 | Approved
Primarc Aadvika | COMMON INFRASTRUCTURE | Boundary Wall | Painting | WO/HW1/PHW2/7 | JAHANGIR ALAM ENTERPRISE | One coat Weatherproof Primer | Providing & Applying One coat Weatherproof Primer. including loading-unloading, scaffolding, lifting of the material & surface preparation with all materials & Labour etc. all complete as per drawing and direction of Engineer-in-Charge. Make: Approved Brand. (ICI/Berger/Asian Paint Location - North Side Boundary Wall out side face of project area | Sq.Ft. | 4422.5 | 6 | Approved
Primarc Aadvika | COMMON INFRASTRUCTURE | Boundary Wall | Painting | WO/HW1/PHW2/7 | JAHANGIR ALAM ENTERPRISE | Two coat Red oxide Primer | Providing & Applying Two coat Red oxide Primer on 38 x 38 Square Hollow Section - . All complete as per direction of EIC. Section | RMT | 394 | 15 | Approved
Primarc Aadvika | COMMON INFRASTRUCTURE | Boundary Wall | Painting | WO/HW1/PHW2/7 | JAHANGIR ALAM ENTERPRISE | One Coat Red-oxide Primer & Two Coats of Synthetic Enamel paint | Providing & Applying One Coat Red-oxide Primer & Two Coats of Synthetic Enamel paint of approved shade & brand inc. scraping, sand papering with all finishing work at top surface of all MS members as per GFC & direction of EIC. Brand- Asian Paints / Berger, Section - 122 x 61 Location - GI.Chain link Fencing area | RMT | 42 | 65 | Approved
Primarc Aadvika | COMMON INFRASTRUCTURE | Boundary Wall | Painting | WO/HW1/PHW2/7 | JAHANGIR ALAM ENTERPRISE | One Coat Red-oxide Primer & Two Coats of Synthetic Enamel paint | Providing & Applying One Coat Red-oxide Primer & Two Coats of Synthetic Enamel paint of approved shade & brand inc. scraping, sand papering with all finishing work at top surface of G.I Chain link as per GFC & direction of EIC. Brand- Asian Paints / Berger. Location - GI.Chain link Fencing area | Sq.Ft. | 1638 | 9.5 | Approved
Primarc Aadvika | COMMON INFRASTRUCTURE | Boundary Wall | Painting | WO/HW1/PHW2/7 | JAHANGIR ALAM ENTERPRISE | One Coat Red-oxide Primer & Two Coats of Synthetic Enamel paint | Providing & Applying One Coat Red-oxide Primer & Two Coats of Synthetic Enamel paint of approved shade & brand inc. scraping, sand papering with all finishing work at top surface of all MS members as per GFC & direction of EIC. Brand- Asian Paints / Berger, MS Patti -40 x 5. Location - GI.Chain link Fencing area | RMT | 35 | 30 | Approved
SOUTHWINDS PROJECT LLP (PHASE - III & IV) | MEP PHASE - IV | External Electrical | Electrical | WO/SP34/MW4/58 | TECHNIC ENGINEERING SERVICES PRIVATE LIMITED | Tree Up Lighter (In Ground) | Tree Up Lighter (In Ground) | Nos. | 10 | 175 | Approved
SOUTHWINDS PROJECT LLP (PHASE - III & IV) | MEP PHASE - IV | External Electrical | Electrical | WO/SP34/MW4/58 | TECHNIC ENGINEERING SERVICES PRIVATE LIMITED | 60 watt Recess Linear Light | 60 watt Recess Linear Light | Nos. | 5 | 175 | Approved
SOUTHWINDS PROJECT LLP (PHASE - III & IV) | MEP PHASE - IV | External Electrical | Electrical | WO/SP34/MW4/58 | TECHNIC ENGINEERING SERVICES PRIVATE LIMITED | 4 Core 6.0 sq.mm. Cu. Ar/Un Ar. cable | 4 Core 6.0 sq.mm. Cu. Ar/Un Ar. cable | Mtrs. | 85 | 25 | Approved
SOUTHWINDS PROJECT LLP (PHASE - III & IV) | MEP PHASE - IV | External Electrical | Electrical | WO/SP34/MW4/58 | TECHNIC ENGINEERING SERVICES PRIVATE LIMITED | 3 Core 2.5 sq.mm. Cu. Ar/Un Ar. cable | 3 Core 2.5 sq.mm. Cu. Ar/Un Ar. cable | Mtrs. | 350 | 10 | Approved
SOUTHWINDS PROJECT LLP (PHASE - III & IV) | MEP PHASE - IV | External Electrical | Electrical | WO/SP34/MW4/58 | TECHNIC ENGINEERING SERVICES PRIVATE LIMITED | 4C X 6 sq.mm. Copper Armoured Cable (Gland) | 4C X 6 sq.mm. Copper Armoured Cable (Gland) | Nos. | 2 | 180 | Approved
SOUTHWINDS PROJECT LLP (PHASE - III & IV) | MEP PHASE - IV | External Electrical | Electrical | WO/SP34/MW4/58 | TECHNIC ENGINEERING SERVICES PRIVATE LIMITED | 3C X 2.5 sq.mm. Copper Armoured Cable (Gland) | 3C X 2.5 sq.mm. Copper Armoured Cable (Gland) | Nos. | 8 | 120 | Approved
SOUTHWINDS PROJECT LLP (PHASE - III & IV) | MEP PHASE - IV | External Electrical | Electrical | WO/SP34/MW4/58 | TECHNIC ENGINEERING SERVICES PRIVATE LIMITED | GI perfortated type / GI ladder type cable tray | Laying of following size of GI perfortated type / GI ladder type cable tray including supply of 10 mm dia full thread rod, anchor fustner, nut, bolt, washer etc as required to complte in all respect as per direction of enginerring in charge. |  | 0 | 0 | Approved
SOUTHWINDS PROJECT LLP (PHASE - III & IV) | MEP PHASE - IV | External Electrical | Electrical | WO/SP34/MW4/58 | TECHNIC ENGINEERING SERVICES PRIVATE LIMITED | 200 mm wide GI perforated Tray | 200 mm wide GI perforated Tray | Mtrs. | 85 | 200 | Approved
SOUTHWINDS PROJECT LLP (PHASE - III & IV) | MEP PHASE - IV | External Electrical | Electrical | WO/SP34/MW4/58 | TECHNIC ENGINEERING SERVICES PRIVATE LIMITED | 50 mm wide GI perforated Tray | 50 mm wide GI perforated Tray | Mtrs. | 7.5 | 100 | Approved
SOUTHWINDS PROJECT LLP (PHASE - III & IV) | MEP PHASE - IV | External Electrical | Electrical | WO/SP34/MW4/58 | TECHNIC ENGINEERING SERVICES PRIVATE LIMITED | 1.1 KV grade PVC / XLPE insulated and sheathed armoured/unarmoured power cable | Laying of following size of 1.1 KV grade PVC / XLPE insulated and sheathed armoured/unarmoured power cable in existing trench /undergroud/ pipe / conduit etc. as required to complete in all respect. |  | 0 | 0 | Approved
SOUTHWINDS PROJECT LLP (PHASE - III & IV) | MEP PHASE - IV | External Electrical | Electrical | WO/SP34/MW4/58 | TECHNIC ENGINEERING SERVICES PRIVATE LIMITED | 3R x 6.0 sq.mm. PVC insulated Copper wire. | 3R x 6.0 sq.mm. PVC insulated Copper wire. | Mtrs. | 17 | 35 | Approved
SOUTHWINDS PROJECT LLP (PHASE - III & IV) | MEP PHASE - IV | External Electrical | Electrical | WO/SP34/MW4/58 | TECHNIC ENGINEERING SERVICES PRIVATE LIMITED | 4R x 6.0 sq.mm. PVC insulated Copper wire . | 4R x 6.0 sq.mm. PVC insulated Copper wire . | Mtrs. | 107.5 | 35 | Approved
SOUTHWINDS PROJECT LLP (PHASE - III & IV) | MEP PHASE - IV | External Electrical | Electrical | WO/SP34/MW4/58 | TECHNIC ENGINEERING SERVICES PRIVATE LIMITED | 4C x 10.0 sq.mm. Copper Armoured Cable. | 4C x 10.0 sq.mm. Copper Armoured Cable. | Mtrs. | 57 | 25 | Approved
SOUTHWINDS PROJECT LLP (PHASE - III & IV) | MEP PHASE - IV | External Electrical | Electrical | WO/SP34/MW4/58 | TECHNIC ENGINEERING SERVICES PRIVATE LIMITED | PVC insulated & sheathed XLPE CU conductor cable | Supply & Making end termination with brass single compression gland and copper crimping type lugs of following size PVC insulated & sheathed XLPE CU conductor cable complete as required to complete in all respect. Extra holes made in gland plate to be closed by the contractor w/o any cost. |  | 0 | 0 | Approved
SOUTHWINDS PROJECT LLP (PHASE - III & IV) | MEP PHASE - IV | External Electrical | Electrical | WO/SP34/MW4/58 | TECHNIC ENGINEERING SERVICES PRIVATE LIMITED | 4C x 10.0 sq.mm. Copper Armoured Cable. | 4C x 10.0 sq.mm. Copper Armoured Cable. | Nos. | 14 | 320 | Approved
SOUTHWINDS PROJECT LLP (PHASE - III & IV) | MEP PHASE - IV | External Electrical | Electrical | WO/SP34/MW4/58 | TECHNIC ENGINEERING SERVICES PRIVATE LIMITED | 4C x 6.0 sq.mm. PVC insulated Copper wire( Socket only). | 4C x 6.0 sq.mm. PVC insulated Copper wire( Socket only). | Nos. | 18 | 80 | Approved
SOUTHWINDS PROJECT LLP (PHASE - III & IV) | MEP PHASE - IV | External Electrical | Electrical | WO/SP34/MW4/58 | TECHNIC ENGINEERING SERVICES PRIVATE LIMITED | 3C x 6.0 sq.mm. PVC insulated Copper wire( Socket Only). | 3C x 6.0 sq.mm. PVC insulated Copper wire( Socket Only). | Nos. | 4 | 75 | Approved
SOUTHWINDS PROJECT LLP (PHASE - III & IV) | MEP PHASE - IV | External Electrical | Electrical | WO/SP34/MW4/58 | TECHNIC ENGINEERING SERVICES PRIVATE LIMITED | Panel Board on wall/ground.. | Installation, Testing and Commissioning of following type of Panel Board on wall/ground complete with supply of anchor fastner, nult, bolt etc complete as required. |  | 0 | 0 | Approved
SOUTHWINDS PROJECT LLP (PHASE - III & IV) | MEP PHASE - IV | External Electrical | Electrical | WO/SP34/MW4/58 | TECHNIC ENGINEERING SERVICES PRIVATE LIMITED | Stater Panel for Submerssible Pump | Stater Panel for Submerssible Pump | Nos. | 2 | 750 | Approved
SOUTHWINDS PROJECT LLP (PHASE - III & IV) | MEP PHASE - IV | External Electrical | Electrical | WO/SP34/MW4/58 | TECHNIC ENGINEERING SERVICES PRIVATE LIMITED | Stater Panel for Sump Pump Panel | Stater Panel for Sump Pump Panel | Nos. | 1 | 750 | Approved
SOUTHWINDS PROJECT LLP (PHASE - III & IV) | MEP PHASE - IV | External Electrical | Electrical | WO/SP34/MW4/58 | TECHNIC ENGINEERING SERVICES PRIVATE LIMITED | 200 Amp Busbar Chamber. | 200 Amp Busbar Chamber. | Nos. | 1 | 400 | Approved
SOUTHWINDS PROJECT LLP (PHASE - III & IV) | MEP PHASE - IV | External Electrical | Electrical | WO/SP34/MW4/58 | TECHNIC ENGINEERING SERVICES PRIVATE LIMITED | straight through joint - .5C x 95.0 Sqmm | Supply & making straight through joint with socket, jointing compound, insulation tape etc for 3.5C x 95.0 Sqmm PVC insulated & sheathed XLPE AL conductor cable complete as required to complete in all respect. | Nos. | 1 | 4000 | Approved
SOUTHWINDS PROJECT LLP (PHASE - III & IV) | MEP PHASE - IV | External Electrical | Electrical | WO/SP34/MW4/58 | TECHNIC ENGINEERING SERVICES PRIVATE LIMITED | 25 mm x 6 mm GI earth Bar | Supply & fixing of 25 mm x 6 mm GI earth Bar with nut & bolt, washer, anchor fastner, screw etc as required to complete in all respect. | Nos. | 2 | 400 | Approved
SOUTHWINDS PROJECT LLP (PHASE - III & IV) | MEP PHASE - IV | External Electrical | Electrical | WO/SP34/MW4/58 | TECHNIC ENGINEERING SERVICES PRIVATE LIMITED | alteration and modification of external electrical work. | Labour charges for alteration and modification of external electrical work. | Lump Sum | 1 | 19720 | Approved
Primarc Chambers | BLOCK | Interior Work |  | WO/PCH/PC01/102 | S.M. ENTERPRISE | Charges for Entrance Door shifting & re-modification work at 7th floor unit 104/105/106 | Charges for Door shifting work & fixing with required accessories ,including necessary re-modification work of brickwork 13'x10', both side plaster, putty & paint finish ,false ceiling repairing, floor tiles repairing, concrete column 10'' x 4'' repairing etc. all complete with all materials & labour, as per direction of Engineer In Charge (Only tiles will be provided by client) Location: 7th floor, Unit No-104/105/106 | Lump Sum | 1 | 40000 | Amended & Approved
CHANDANNAGAR COMMERCIAL | COMMON INFRASTRUCTURE | Road Works |  | WO/GC01/GC03/6 | Arsh Realcon | Excavation | All Charges for Earthwork in excavation upto 1.5 m deep & 50 Mtr Lead necessary for construction of road way embankment , in all types of soil, including clearing and grubbing of road land, removal of roots, stumps and vegetation,disposal of surplus earth at designated location with all leads and lifts etc. all complete as per Drawing & direction of Engineer-in-Charge. | Cum. | 224.68 | 350 | Approved
CHANDANNAGAR COMMERCIAL | COMMON INFRASTRUCTURE | Road Works |  | WO/GC01/GC03/6 | Arsh Realcon | Back Filling | All Charges Earth work in filling in driveway area, with excavated earth obtained from the excavation work ,including watering, ramming and consolidating, up to the required level as per approved drawing & direction of Engineer-in-Charge. [ Measurement should be as per specification] | Cum. | 44.95 | 250 | Approved
CHANDANNAGAR COMMERCIAL | COMMON INFRASTRUCTURE | Road Works |  | WO/GC01/GC03/6 | Arsh Realcon | Construction of Embankment | Construction of Embankment with static roller (8-10 ton capacity)/plate compactor/Tamping Rammers or other suitable equipment as per requirment of site including minor cutting ,filling & dressing (Note : - This activity to be followed by taking samples for 3rd party testing, to be arranged by Client) to achieved compaction as per standard practices for roads construction. In case of non-achievement of the desired results, contractor has to repeat all steps at their own cost, till the desired results are obtained. All subsequent testing charges to be debited from Contractor's payments. Extension of time for re-working is not admissible. | Sq.Mtr. | 353.85 | 75 | Approved
CHANDANNAGAR COMMERCIAL | COMMON INFRASTRUCTURE | Road Works |  | WO/GC01/GC03/6 | Arsh Realcon | Silver Sand 200mm Thk. | Construction of subgrade and earthen shoulder of minimum 200 mm thickness , with Silver Sand satisfying the requirements (95% Compaction) with all leads and lifts, watering, compaction etc. including clearing & Grubbing of road land, removal of roots, stumps, and vegetation all complete as per drawing and direction of Engineer-in-Charg | Cum. | 70.78 | 2300 | Approved
CHANDANNAGAR COMMERCIAL | COMMON INFRASTRUCTURE | Road Works |  | WO/GC01/GC03/6 | Arsh Realcon | Brick Flat Soling | Single layer brick flat soling work using Soling bricks including preparation of bed as necessary with joints properly filled in and packed with powdered earth or silver sand complete as per drawing, specification and direction of EIC | Sq.Mtr. | 353.85 | 450 | Approved
CHANDANNAGAR COMMERCIAL | COMMON INFRASTRUCTURE | Road Works |  | WO/GC01/GC03/6 | Arsh Realcon | WBM - Jhama 125mm Thk. | Construction of water bound macadam (WBM) sub-base with over burnt brick aggregate and binding material, earth etc. of minimum thickness 125mm (Compacted) including screening, sorting, spreading to template and consolidation with 8-10 T Static Roller/plate compactor/Tamping Rammers or other suitable equipment as per requirment of site, all complete as per drawing and direction of Engineer-in-Charge | Cum. | 44.25 | 3000 | Approved
CHANDANNAGAR COMMERCIAL | COMMON INFRASTRUCTURE | Road Works |  | WO/GC01/GC03/6 | Arsh Realcon | WBM - Ballast 125mm Thk. | Construction of water bound macadam (WBM) sub-base with stone aggregates of specific sizes and binding material (Stone dust) etc. of 125mm thickness including screening, sorting, spreading to template and consolidation with 8-10 T Static Roller/plate compactor/Tamping Rammers or other suitable equipment as per requirment of site, all complete as per drawing and direction of Engineer-in-Charge | Cum. | 44.23 | 3800 | Approved
CHANDANNAGAR COMMERCIAL | COMMON INFRASTRUCTURE | Road Works |  | WO/GC01/GC03/6 | Arsh Realcon | Geo Textile membrane | Laying Geo Textile membrane above the sub base layer as per drawing and direction of Engineer-in-Charge . (Geo textile supplied by client) | Sq.Mtr. | 353.82 | 30 | Approved
CHANDANNAGAR COMMERCIAL | COMMON INFRASTRUCTURE | Road Works |  | WO/GC01/GC03/6 | Arsh Realcon | Paver Block | All Charges for Laying interlocking designer paver block of any shade and Colour of approved quality , laid in Herringbone pattern in driveway over a 50mm sand bed, including all material, labour, tools, tackle, complete as per drawing & direction of Engineer-in-Charge. (Only paver block supply by client,but subjected to reconciliation). (Border concrete if necessary to be paid separately). Size of paver block-(200X100) | Sq.Mtr. | 383.27 | 350 | Approved
CHANDANNAGAR COMMERCIAL | COMMON INFRASTRUCTURE | Road Works |  | WO/GC01/GC03/6 | Arsh Realcon | Kerb stone | Charges for fixing of Kerb stones of specific sizes along the Drive way or other designated places including necessary alignment, manpower, tools tackles, all lead and lift, carrying cost from stock yard to execution point, including laying PCC at the bottom of the kerb line and joining two adjacent Kerb stone using lean cement mortar all complete as per drawing & direction of EIC. (Only Kerb stone & cement will be supplied by client but subjected to reconcliation) ) Precast concrete kerb stone - (Length - 300 X Height - 450 X Width - 150) | RMT | 61.5 | 250 | Approved
Primarc Aadvika | COMMON INFRASTRUCTURE | Consultancy Charges | OTHER CONSLUTANTS | WO/HW1/PHW2/28 | Shyam Enviro Consultant | Period of October 2025 to March 2026 | Half-yearly compliance report preparation and submission to IRO, MoEF&CC, SEIAA and SEAC, kolkata, along with baseline nonitoring for the period of October 2025 to March 2026 | Lump Sum | 1 | 110000 | Approved
Primarc Aadvika | COMMON INFRASTRUCTURE | Consultancy Charges | OTHER CONSLUTANTS | WO/HW1/PHW2/28 | Shyam Enviro Consultant | Period of April 2026 to September 2026 | Half-yearly compliance report preparation and submission to IRO, MoEF&CC, SEIAA and SEAC, kolkata, along with baseline nonitoring for the period of April 2026 to September 2026 | Lump Sum | 1 | 110000 | Approved
Primarc Aadvika | COMMON INFRASTRUCTURE | Consultancy Charges | OTHER CONSLUTANTS | WO/HW1/PHW2/28 | Shyam Enviro Consultant | Period of October 2026 to March 2027 | Half-yearly compliance report preparation and submission to IRO, MoEF&CC, SEIAA and SEAC, kolkata, along with baseline nonitoring for the period of October 2026 to March 2027 | Lump Sum | 1 | 110000 | Approved
Primarc Aadvika | COMMON INFRASTRUCTURE | Consultancy Charges | OTHER CONSLUTANTS | WO/HW1/PHW2/28 | Shyam Enviro Consultant | Environmental Statement Form-V | Consultancy charges for preparing Environmental Statement Form-V along with conducting environmental monitoring and submitting of the necessary documents to WBPCB for the year of 2026-27 | Lump Sum | 1 | 40000 | Approved
AARANYA | EXPERIENCE CENTER | Interior Work |  | WO/PKB/PKX/44 | RAJ KUMAR FURNITURE WORKS | Providing and fixing duct door | Providing and fixing duct door using 19mm Block board & wooden frame (75mm x 35mm) ,including pasting 4mm HDHMR board at outside of the shutter and 50mm width architrave outside the frame, all complete include supply of necessary hardware fittings , fastener, ss screw, pvc gutkha , nails, muskin tape and fevicol as necessary for entire work as per drawing & direction of Engineer In Charge. (All Material & Labour are in contractor's scope) Details As Follows: 1. Door Opening- 750mm x 2240 mm 2. Clock Case Hinge- 4nos 3. Allen Key Lock-1 Nos 4. Flush Handle 6''-1 Nos 5. Magnet-1 Nos | Lump Sum | 1 | 13650 | Amended & Approved
AARANYA | EXPERIENCE CENTER | Interior Work |  | WO/PKB/PKX/44 | RAJ KUMAR FURNITURE WORKS | Loading and Unloading. | Charges for loading - unloading, transportation, hire charges for machinery as per direction of Engineer-in-Charge | Lump Sum | 1 | 410 | Approved
AARANYA | OVERHEAD | General |  | WO/PKB/PKB3/13 | WONDER APERTURE | Drone shoot | Charges for drone shoot at Kasba Project, including all equipment, manpower as per requirement and Direction Site-in-Charge. | Lump Sum | 1 | 12000 | Amended & Approved
AARANYA | OVERHEAD | General |  | WO/PKB/PKB3/13 | WONDER APERTURE | Video & Image Edit | Charges for Editing captured images and videos | Lump Sum | 1 | 6000 | Approved
Primarc Aadvika | BLOCK | Civil | Sheet Piling | WO/HW1/PHW9/5 | PRIYA CONSTRUCTION | Sheet piling | Providing and driving Z-type cold-formed sheet piles, including supply of all materials and accessories, driving using vibro hammer with crane, providing and fixing ISMB sections and MS plates for supporting arrangements, deployment of all required machinery, tools and tackles, splicing, lifting, temporary support, dismantling after completion, shifting and transportation, including all required manpower. The item also includes providing design and drawings & approved the same with structural consultant with all types of mobilization and demobilization, handling, alignment, and execution complete in all respects as per approved drawings and directions of the Engineer-in-Charge. (approx. 400 MT) | MT | 205.91 | 40000 | Approved
AARANYA | EXPERIENCE CENTER | HVAC Works |  | WO/PKB/PKX/6 | UNIVERSAL ENERGY SOLUTIONS PVT. LTD. | 26 HP Normal Capacity - Cooling Only Top Discharge VRV - X | 26 HP Normal Capacity - Cooling Only Top Discharge VRV - X | Nos. | 1 | 28600 | Approved
AARANYA | EXPERIENCE CENTER | HVAC Works |  | WO/PKB/PKX/6 | UNIVERSAL ENERGY SOLUTIONS PVT. LTD. | 4-Way,2.5 TR Round Flow Cassette Type IDU's | 4-Way,2.5 TR Round Flow Cassette Type IDU's | Nos | 1 | 1400 | Approved
AARANYA | EXPERIENCE CENTER | HVAC Works |  | WO/PKB/PKX/6 | UNIVERSAL ENERGY SOLUTIONS PVT. LTD. | 1.03 TR Compact Cassette Type IDU's | 1.03 TR Compact Cassette Type IDU's | Nos | 2 | 1200 | Approved
The Ramdulari | BLOCK | Elevation Work |  | WO/RP/RP02/118 | OSWAL TECHNOLOGY | SS Wire Rope | Charge for for supply and fixing of SS 316 3mm thick nylon coated vertical wire rope in 300mm C/C spacing using SS Clip , White Powder Coted Aluminum Track Section, SS Clamp, Anchor Fastener (Make - Klimas), including shifting, lifting, labour, tool, tackle and all other required hardware to complete the job as per Drawing & Engineer-in-Charge. Location - Planter Area (2nd to 25th Floor) | Sq.Ft. | 10000 | 105 | Approved
The Ramdulari | CLUB | Elevation Work |  | WO/RP/RP06/20 | OSWAL TECHNOLOGY | SS Wire Rope | Charge for for supply and fixing of SS 316 3mm thick nylon coated vertical wire rope in 200-250mm C/C spacing using SS Clip , White Powder Coted Aluminum Track Section, SS Clamp, Anchor Fastener (Make - Klimas), including shifting, lifting, labour, tool, tackle and all other required hardware to complete the job as per Drawing & Engineer-in-Charge. Location - 3 Sides of Swimming Pool | Sq.Ft. | 885 | 105 | Amended & Draft
SOUTHWINDS PROJECT LLP (PHASE - III & IV) | MEP PHASE - IV | Internal Plumbing |  | WO/SP34/MW4/19 | PRAHALLAD CONSTRUCTION PRIVATE LIMITED | Hydro pneumatic System (provide minimum 2KG/centimeter square Pressure) | Hydro pneumatic System (provide minimum 2KG/centimeter square Pressure) - Labour charges for fitting, fixing of Brass ball valve / Upvc ball valve / Butterfly valve / Motorized valve with taflon tape |  | 0 | 0 | Approved
SOUTHWINDS PROJECT LLP (PHASE - III & IV) | MEP PHASE - IV | Internal Plumbing |  | WO/SP34/MW4/19 | PRAHALLAD CONSTRUCTION PRIVATE LIMITED | 50 mm CI Butterfly Valve | 50 mm CI Butterfly Valve | Nos | 2 | 325 | Approved
SOUTHWINDS PROJECT LLP (PHASE - III & IV) | MEP PHASE - IV | Internal Plumbing |  | WO/SP34/MW4/19 | PRAHALLAD CONSTRUCTION PRIVATE LIMITED | 50 mm Motorized Valve | 50 mm Motorized Valve | Nos | 6 | 325 | Approved
SOUTHWINDS PROJECT LLP (PHASE - III & IV) | MEP PHASE - IV | Internal Plumbing |  | WO/SP34/MW4/19 | PRAHALLAD CONSTRUCTION PRIVATE LIMITED | 50 mm Brass Ball Valve | 50 mm Brass Ball Valve | Nos | 2 | 325 | Approved
SOUTHWINDS PROJECT LLP (PHASE - III & IV) | MEP PHASE - IV | Internal Plumbing |  | WO/SP34/MW4/19 | PRAHALLAD CONSTRUCTION PRIVATE LIMITED | 65mm Brass Ball Valve | 65mm Brass Ball Valve | Nos | 2 | 394 | Approved
SOUTHWINDS PROJECT LLP (PHASE - III & IV) | MEP PHASE - IV | Internal Plumbing |  | WO/SP34/MW4/19 | PRAHALLAD CONSTRUCTION PRIVATE LIMITED | 25 mm brass Ball Valve | 25 mm brass Ball Valve | Nos | 2 | 190 | Approved
SOUTHWINDS PROJECT LLP (PHASE - III & IV) | MEP PHASE - IV | Internal Plumbing |  | WO/SP34/MW4/19 | PRAHALLAD CONSTRUCTION PRIVATE LIMITED | Flow switch & Booster pump | Labour charges for fitting & fixing of Flow switch & Booster pump |  | 0 | 0 | Approved
SOUTHWINDS PROJECT LLP (PHASE - III & IV) | MEP PHASE - IV | Internal Plumbing |  | WO/SP34/MW4/19 | PRAHALLAD CONSTRUCTION PRIVATE LIMITED | Labour Charges for fitting & fixing of 32 mm Flow Switch | Labour Charges for fitting & fixing of 32 mm Flow Switch | Nos | 6 | 250 | Approved
SOUTHWINDS PROJECT LLP (PHASE - III & IV) | MEP PHASE - IV | Internal Plumbing |  | WO/SP34/MW4/19 | PRAHALLAD CONSTRUCTION PRIVATE LIMITED | Labour Charges for fitting & fixing of Booster Pump | Labour Charges for fitting & fixing of Booster Pump | Set | 2 | 2500 | Approved
SOUTHWINDS PROJECT LLP (PHASE - III & IV) | MEP PHASE - IV | Internal Plumbing |  |  |  | Hydro pneumatic System (provide minimum 2KG/centimeter square Pressure). | Hydro pneumatic System (provide minimum 2KG/centimeter square Pressure) - Labour charges for fitting, fixing of Brass ball valve / Upvc ball valve / Butterfly valve / Motorized valve with taflon tape |  |  |  | Draft
SOUTHWINDS PROJECT LLP (PHASE - III & IV) | MEP PHASE - IV | Internal Plumbing |  |  |  | 65 mm CI Butterfly Valve | 65 mm CI Butterfly Valve | Nos |  |  | Draft
SOUTHWINDS PROJECT LLP (PHASE - III & IV) | MEP PHASE - IV | Internal Plumbing |  |  |  | 50 mm Motorized Valve | 50 mm Motorized Valve | Nos |  |  | Draft
SOUTHWINDS PROJECT LLP (PHASE - III & IV) | MEP PHASE - IV | Internal Plumbing |  |  |  | 65 mm Brass Ball Valve | 65 mm Brass Ball Valve | Nos |  |  | Draft
SOUTHWINDS PROJECT LLP (PHASE - III & IV) | MEP PHASE - IV | Internal Plumbing |  | WO/SP34/MW4/41 | Ganapati Enterprise | Hydro pneumatic System (provide minimum 2KG/centimeter square Pressure) | Hydro pneumatic System (provide minimum 2KG/centimeter square Pressure) - Labour charges for fitting, fixing of Brass ball valve / Upvc ball valve / Butterfly valve / Motorized valve with taflon tape |  | 0 | 0 | Approved
SOUTHWINDS PROJECT LLP (PHASE - III & IV) | MEP PHASE - IV | Internal Plumbing |  | WO/SP34/MW4/41 | Ganapati Enterprise | 65 mm CI Butterfly Valve | 65 mm CI Butterfly Valve | Nos | 1 | 394 | Approved
SOUTHWINDS PROJECT LLP (PHASE - III & IV) | MEP PHASE - IV | Internal Plumbing |  | WO/SP34/MW4/41 | Ganapati Enterprise | 50 mm Motorized Valve | 50 mm Motorized Valve | Nos | 3 | 325 | Approved
SOUTHWINDS PROJECT LLP (PHASE - III & IV) | MEP PHASE - IV | Internal Plumbing |  | WO/SP34/MW4/41 | Ganapati Enterprise | 65 mm Brass Ball Valve | 65 mm Brass Ball Valve | Nos | 2 | 394 | Approved
SOUTHWINDS PROJECT LLP (PHASE - III & IV) | MEP PHASE - IV | Internal Plumbing |  | WO/SP34/MW4/41 | Ganapati Enterprise | Flow switch & Booster pump | Labour Charges for fitting & fixing of Flow switch & Booster pump |  | 0 | 0 | Approved
SOUTHWINDS PROJECT LLP (PHASE - III & IV) | MEP PHASE - IV | Internal Plumbing |  | WO/SP34/MW4/41 | Ganapati Enterprise | Labour Charges for fitting & fixing of 50 mm Flow Switch | Labour Charges for fitting & fixing of 50 mm Flow Switch | Nos | 3 | 250 | Approved
SOUTHWINDS PROJECT LLP (PHASE - III & IV) | MEP PHASE - IV | Internal Plumbing |  | WO/SP34/MW4/41 | Ganapati Enterprise | Labour Charges for fitting & fixing of Booster Pump | Labour Charges for fitting & fixing of Booster Pump | Set | 1 | 2500 | Approved
SOUTHWINDS PROJECT LLP (PHASE - III & IV) | MEP PHASE - IV | Internal Plumbing |  | WO/SP34/MW4/20 | GOBINDA CHANDRA SAHOO | Hydro pneumatic System (provide minimum 2KG/centimeter square Pressure) | Hydro pneumatic System (provide minimum 2KG/centimeter square Pressure) - Labour charges for fitting, fixing of Brass ball valve / Upvc ball valve / Butterfly valve / Motorized valve with taflon tape at Block - 15 & 16 |  | 0 | 0 | Approved
SOUTHWINDS PROJECT LLP (PHASE - III & IV) | MEP PHASE - IV | Internal Plumbing |  | WO/SP34/MW4/20 | GOBINDA CHANDRA SAHOO | 50 mm CI Butterfly Valve | 50 mm CI Butterfly Valve | Nos | 2 | 325 | Approved
SOUTHWINDS PROJECT LLP (PHASE - III & IV) | MEP PHASE - IV | Internal Plumbing |  | WO/SP34/MW4/20 | GOBINDA CHANDRA SAHOO | 50 mm Motorized Valve | 50 mm Motorized Valve | Nos | 6 | 325 | Approved
SOUTHWINDS PROJECT LLP (PHASE - III & IV) | MEP PHASE - IV | Internal Plumbing |  | WO/SP34/MW4/20 | GOBINDA CHANDRA SAHOO | 50 mm Brass Ball Valve | 50 mm Brass Ball Valve | Nos | 4 | 325 | Approved
SOUTHWINDS PROJECT LLP (PHASE - III & IV) | MEP PHASE - IV | Internal Plumbing |  | WO/SP34/MW4/20 | GOBINDA CHANDRA SAHOO | 25 mm Brass Ball Valve | 25 mm Brass Ball Valve | Nos | 2 | 190 | Approved
SOUTHWINDS PROJECT LLP (PHASE - III & IV) | MEP PHASE - IV | Internal Plumbing |  | WO/SP34/MW4/20 | GOBINDA CHANDRA SAHOO | Flow switch & Booster pump at Block - 15 & 16 | Labour Charges for fitting & fixing of Flow switch & Booster pump at Block - 15 & 16 |  | 0 | 0 | Approved
SOUTHWINDS PROJECT LLP (PHASE - III & IV) | MEP PHASE - IV | Internal Plumbing |  | WO/SP34/MW4/20 | GOBINDA CHANDRA SAHOO | Labour Charges for fitting & fixing of 50 mm Flow Switch | Labour Charges for fitting & fixing of 50 mm Flow Switch | Nos | 6 | 250 | Approved
SOUTHWINDS PROJECT LLP (PHASE - III & IV) | MEP PHASE - IV | Internal Plumbing |  | WO/SP34/MW4/20 | GOBINDA CHANDRA SAHOO | Labour Charges for fitting & fixing of Booster Pump | Labour Charges for fitting & fixing of Booster Pump | Set | 2 | 2500 | Approved
CHANDANNAGAR COMMERCIAL | MAIN TOWER | Electrical | DG Cost | WO/GC01/GC01/20 | OLYMPIA ENGINEERING | Obtain the approval of 125 KVA D. G. Set | Obtain the approval of 1nos 125 KVA D. G. Sets from Directorate of Electricity (D.O.E) West Bengal State Electricity Board, as per Indian Electricity rules 2010. | Lump Sum | 1 | 20000 | Approved
SOUTHWINDS PROJECT LLP (PHASE - III & IV) | FINISHING PHASE - IV | False Celling |  | WO/SP34/FW4/38 | MMK INTERIOR | Wooden trap door | Wooden trap door : Providing and fixing of wooden trap door made of ply following finishing of 12 mm thk gypsum board all finishing at all level as per drawing and direction of Engineer-in-Charge. Size- 1.5'X1.5' or 2'X2' | Nos | 2 | 900 | Approved
SOUTHWINDS PROJECT LLP (PHASE - III & IV) | CLUB PHASE - III & IV | Wood Work |  | WO/SP34/CW34/39 | M.R. Furniture | Making of Bar / Coffee Counter Table at MLCP (Club) | Labour charges for Making of Bar / Coffee Counter Table at MLCP (Club), comprising frame structure made of 38mm x 38mm aluminium tube, fitted with flexi ply and plywood, including finishing with inside grey synthetic enamel primer and matt finish paint, complete as per approved drawings, specifications, and Architect’s approval. The item includes supply and fixing of nails, screws, adhesive (gum), edge tape, and all necessary labour, tools, tackles, scaffolding, handling, alignment, and finishing. Also includes cleaning of the work area, removal and shifting of all debris/waste materials to the designated place at ground floor level, complete in all respects as per drawings and directions of the EIC / Architect. Plywood, aluminium tubes, aluminium L-angles, and anchor fasteners shall be supplied by the Client. Painting materials shall be in the Contractor’s scope. | Sq.Ft. | 90 | 450 | Approved
SOUTHWINDS PROJECT LLP (PHASE - III & IV) | CLUB PHASE - III & IV | Wood Work |  | WO/SP34/CW34/39 | M.R. Furniture | loading - unloading.. | Charges for loading - unloading, transportation, hire charges for machinery as per direction of Engineer-in-Charge | Lump Sum | 1 | 1620 | Approved
SOUTHWINDS PROJECT LLP (PHASE - III & IV) | HARDSCAPE & LANDSCAPE PHASE - IV | Softscape |  | WO/SP34/HL4/16 | Green View | Plantation, Manure, Transportation & Bamboo Supports Charges of Trees (Bamangachi) | Plantation, Manure, Transportation & Bamboo Supports Charges of Trees (Bamangachi) |  | 0 | 0 | Amended & Approved
SOUTHWINDS PROJECT LLP (PHASE - III & IV) | HARDSCAPE & LANDSCAPE PHASE - IV | Softscape |  | WO/SP34/HL4/16 | Green View | Plantation - Bamangachi Trees | Plantation Charges of Trees (Bamangachi) | Nos | 231 | 100 | Approved
SOUTHWINDS PROJECT LLP (PHASE - III & IV) | HARDSCAPE & LANDSCAPE PHASE - IV | Softscape |  | WO/SP34/HL4/16 | Green View | Manure - Bamangachi Trees | Manure Charges of Trees (Bamangachi) | Nos | 231 | 10 | Approved
SOUTHWINDS PROJECT LLP (PHASE - III & IV) | HARDSCAPE & LANDSCAPE PHASE - IV | Softscape |  | WO/SP34/HL4/16 | Green View | Transportation & Shifting - Bamangachi Trees | Transportation & Shifting Charges of Trees - 218 nos trees shifting from bamangachi (total trip 19 nos) | Lump Sum | 1 | 57000 | Approved
SOUTHWINDS PROJECT LLP (PHASE - III & IV) | HARDSCAPE & LANDSCAPE PHASE - IV | Softscape |  | WO/SP34/HL4/16 | Green View | Bamboo Supports - Bamangachi Trees | Bamboo Supports Charges of Trees (Bamangachi) | Nos | 192 | 250 | Approved
SOUTHWINDS PROJECT LLP (PHASE - III & IV) | HARDSCAPE & LANDSCAPE PHASE - IV | Softscape |  | WO/SP34/HL4/16 | Green View | Soil Bed Preparation | Soil Bed Preparation charges including cleaning and clearing weeds, stones with dressing and leveling the soil | Sq.Mtr. | 2489.592 | 20 | Approved
SOUTHWINDS PROJECT LLP (PHASE - III & IV) | HARDSCAPE & LANDSCAPE PHASE - IV | Softscape |  | WO/SP34/HL4/16 | Green View | Maintenance | Maintenance of shrubs & ground covers along with Trees with Manure | Months | 4 | 37000 | Approved
SOUTHWINDS PROJECT LLP (PHASE - III & IV) | HARDSCAPE & LANDSCAPE PHASE - IV | Softscape |  | WO/SP34/HL4/16 | Green View | Mound Making at Courtyard (Block - 15 & 16) | Mound Making at Courtyard (Block - 15 & 16) | Cum. | 12 | 300 | Approved
BHOPAL - COMMERCIAL | PRE-CONSTRUCTION PHASE | Electrical | DG Cost | WO/BPC/BPC1/15 | RANJAN ELECTRICALS AND PROJECT | Charges for DG Set (58.5 KVA) regularization work by obtaining DOE approval from Directorate of Electricity, MP & Electrical Liaisoning Work for Electrical Metering For DG Set | Charges for DG Set (58.5 KVA) regularization work by obtaining DOE approval from Directorate of Electricity, MP & Electrical Liaisoning Work for Electrical Metering For DG Set |  | 0 | 0 | Amended & Approved
BHOPAL - COMMERCIAL | PRE-CONSTRUCTION PHASE | Electrical | DG Cost | WO/BPC/BPC1/15 | RANJAN ELECTRICALS AND PROJECT | Charges for DG set regularization | Liaisoning charges for application of necessary permission obtain from directorate of electricity duty for 58.5 KVA DG set and approval of meter ,all complete for DG set regularization. | Job | 1 | 30000 | Approved
BHOPAL - COMMERCIAL | PRE-CONSTRUCTION PHASE | Electrical | DG Cost | WO/BPC/BPC1/15 | RANJAN ELECTRICALS AND PROJECT | Supply, Installation, Testing and Commissioning of 3-Ph KWH meter | Supply, Installation, Testing and Commissioning of 3-Ph KWH meter for electric metering of 58.5 KVA DG set along with suitable rating of CT's . Including supply and installation of all accessories to complete the work in all respect with required technical support. | Job | 1 | 8000 | Approved
SOUTHWINDS PROJECT LLP (PHASE - III & IV) | MEP PHASE - IV | External Electrical | Electrical | WO/SP34/MW4/75 | M.A. ENTERPRISE | Laying of following size of 1.1 KV grade AL/Copper conductor PVC / XLPE | Receiving & Laying of following size of 1.1 KV grade AL/Copper conductor PVC / XLPE insulated and sheathed power cable in existing trench /underground/ pipe /cable tray/ Surface including supply of aluminium clamp, saddle, cable tie etc all accessories as required to complete in all respect. |  | 0 | 0 | Approved
SOUTHWINDS PROJECT LLP (PHASE - III & IV) | MEP PHASE - IV | External Electrical | Electrical | WO/SP34/MW4/75 | M.A. ENTERPRISE | 3 C X 2.5 Sq mm Cu armoured cable | 3 C X 2.5 Sq mm Cu armoured cable | Mtrs. | 628 | 25 | Approved
SOUTHWINDS PROJECT LLP (PHASE - III & IV) | MEP PHASE - IV | External Electrical | Electrical | WO/SP34/MW4/75 | M.A. ENTERPRISE | 3 C X 4.0 Sq mm Cu armoured cable | 3 C X 4.0 Sq mm Cu armoured cable | Mtrs. | 519 | 25 | Approved
SOUTHWINDS PROJECT LLP (PHASE - III & IV) | MEP PHASE - IV | External Electrical | Electrical | WO/SP34/MW4/75 | M.A. ENTERPRISE | Fixing of EV charging socket point | Fixing of EV charging socket point with encloser on Surface/in recess including supply of nut& bolt, screw, etc all accessories as required to complete in all respect. | Nos | 16 | 300 | Approved
SOUTHWINDS PROJECT LLP (PHASE - III & IV) | MEP PHASE - IV | External Electrical | Electrical | WO/SP34/MW4/75 | M.A. ENTERPRISE | Fixing of 25 Amp,DP, 30 mA, RCCB with encloser | Fixing of 25 Amp,DP, 30 mA, RCCB with encloser on Surface/in recess including supply of nut& bolt, screw, etc all accessories as required to complete in all respect. | Nos | 16 | 300 | Approved
SOUTHWINDS PROJECT LLP (PHASE - III & IV) | MEP PHASE - IV | External Electrical | Electrical | WO/SP34/MW4/75 | M.A. ENTERPRISE | Fixing of 150mm (W) 250 mm ( H ) 150mm ( D) out door ( IP -54 ) , door type with locking system PVC join box ( Sintex make ) | Fixing of 150mm (W) 250 mm ( H ) 150mm ( D) out door ( IP -54 ) , door type with locking system PVC join box ( Sintex make ) including supply of nut& bolt, screw, etc all accessories as required to complete in all respect. | Nos | 2 | 300 | Approved
SOUTHWINDS PROJECT LLP (PHASE - III & IV) | MEP PHASE - IV | External Electrical | Electrical | WO/SP34/MW4/75 | M.A. ENTERPRISE | Making of end termination of following sizes of 1.1 KV grade Copper conductor PVC / XLPE | Supply & making of end termination of following sizes of 1.1 KV grade Copper conductor PVC / XLPE insulated with single compression gland & socket to complte in all respect as required. |  | 0 | 0 | Approved
SOUTHWINDS PROJECT LLP (PHASE - III & IV) | MEP PHASE - IV | External Electrical | Electrical | WO/SP34/MW4/75 | M.A. ENTERPRISE | 3 C X 2.5 Sq mm Cu armoured cable | 3 C X 2.5 Sq mm Cu armoured cable | Nos | 28 | 150 | Approved
SOUTHWINDS PROJECT LLP (PHASE - III & IV) | MEP PHASE - IV | External Electrical | Electrical | WO/SP34/MW4/75 | M.A. ENTERPRISE | 3 C X 4.0 Sq mm Cu armoured cable | 3 C X 4.0 Sq mm Cu armoured cable | Nos | 4 | 150 | Approved
SOUTHWINDS PROJECT LLP (PHASE - III & IV) | FINISHING PHASE - IV | Signages and Art Work |  | WO/SP34/FW4/90 | Annex Design Pvt. Ltd. | 12mm WPC Jali Hinged Door at Courtyard Area of 14 (Part - 1) and Block - 16 | Providing, fabrication and installation of 12mm WPC Jali Hinged Door (CNC cut) according to approved design with MS Hinges & MS Locking mechanism on shutter MS backup frame made with 38mmx38mm SHS with necessary supports of same SHS & angle-fastened. The CNC cut edges must be smooth during the fabrication process including all labour tools & tackles, materials and all complete as per approved drawing and direction of EIC. Only 38mmX38mm SHS in client scope and all others materials in contractor scope. |  | 0 | 0 | Approved
SOUTHWINDS PROJECT LLP (PHASE - III & IV) | FINISHING PHASE - IV | Signages and Art Work |  | WO/SP34/FW4/90 | Annex Design Pvt. Ltd. | Block - 16 (1185mm X 3315mm) - 1 Nos. (1 Shutter Door with Top Fixed) | Block - 16 (1185mm X 3315mm) - 1 Nos. (1 Shutter Door with Top Fixed) | Sq.Ft. | 42.29 | 480 | Approved
SOUTHWINDS PROJECT LLP (PHASE - III & IV) | FINISHING PHASE - IV | Signages and Art Work |  | WO/SP34/FW4/90 | Annex Design Pvt. Ltd. | Block - 14 Part - 1 (790mm X 3330mm) - 1 Nos. (1 Shutter Door with Top Fixed) | Block - 14 Part - 1 (790mm X 3330mm) - 1 Nos. (1 Shutter Door with Top Fixed) | Sq.Ft. | 28.32 | 480 | Approved
SOUTHWINDS PROJECT LLP (PHASE - III & IV) | HARDSCAPE & LANDSCAPE PHASE - IV | Hardscape | Civil | WO/SP34/HL4/18 | NEW L. N. CONSTRUCTION | IPS 40 mm Including Neat cement with sika chapdur | Labour charges for IPS Flooring (40mm) including neat cement punning with sika chapdur work including all tools tackles all complete as per direction of EIC. (Cement and sika chapdur to be supplied by client but subject to reconciliation.) | Sq.Mtr. | 100 | 450 | Approved
SOUTHWINDS PROJECT LLP (PHASE - III & IV) | HARDSCAPE & LANDSCAPE PHASE - IV | Hardscape | Civil | WO/SP34/HL4/18 | NEW L. N. CONSTRUCTION | 125 mm thk Brick work | All charges for 125 mm thk B/w using 1st Class Red Bricks in cement sand mortar (1:6) in foundation and plinth. including the cost of all material, labour, tools, tackles, scaffolding, curing etc. complete as per direction of Engineer-in-Charge and technical specification.(Cement supplied free of cost at site). | Sq.Mtr. | 88.15 | 1200 | Approved
SOUTHWINDS PROJECT LLP (PHASE - III & IV) | HARDSCAPE & LANDSCAPE PHASE - IV | Hardscape | Civil | WO/SP34/HL4/18 | NEW L. N. CONSTRUCTION | Additional lead charges for loading unloading of material shifted to Golf and Cricket Pitch Area | Additional lead charges for loading unloading of material shifted to Golf and Cricket Pitch Area as per direction of EIC | Lump Sum | 1 | 20000 | Approved
AARANYA | OVERHEAD | Flooring Work |  | WO/PKB/PKB3/14 | A.M. Enterprise | Vitrified Floor Tiles | Providing & Fixing Charges of Floor Vitrified Tiles over a bed of 30-40mm thick cement mortar (1:4) in proper line and level, joints filled with white cement slurry with matched colour pigment after acid washing including all finishing & Cleaning as per drawing and direction of Engineer-in-Charge. (Only Cement & Tiles will be supplied by the Client but subject to reconciliation.) | Sq.Ft. | 525 | 36 | Approved
AARANYA | OVERHEAD | Flooring Work |  | WO/PKB/PKB3/14 | A.M. Enterprise | Vitrified Skirting | Providing & Fixing Charges of Floor Vitrified Tiles Skirting over a bed of 20-25 mm thick cement mortar (1:4) in proper line , level & plumb, joints filled with white cement slurry with matched colour pigment after acid washing including all finishing & Cleaning as per drawing and direction of Engineer- in- Charge. (Only Cement & Tiles will be supplied by the Client but subject to reconciliation.) | Rft | 115 | 26 | Approved
Primarc Aadvika | OVERHEAD | Civil | Misc Civil Work | WO/HW1/PHW4/20 | NEW L. N. CONSTRUCTION | Civil Rectification Work at Road Median. | Providing and executing civil rectification works at road median including all labour, materials, tools & tackles, lifting, shifting, curing and all incidental works complete, as per directions of Engineer-in-Charge (EIC). The Approximate quantity for 1.5km median, 1. 125mm thick brickwork in cement mortar — 35.150Sqm 2. External cement plaster 15–20mm avg thick in CM 1:6 — 83.500Sqm | Lump Sum | 1 | 210000 | Approved
AARANYA | OVERHEAD | Civil | Misc Civil Work | WO/PKB/PKB3/15 | ARTISAN | External Civil Rectification Work & Painting Work | Charges for External Civil Rectification Work & Painting Work at Ashram Building as per instruction of Engineer In Charge. |  | 0 | 0 | Approved
AARANYA | OVERHEAD | Civil | Misc Civil Work | WO/PKB/PKB3/15 | ARTISAN | Providing and applying of two coats of Exterior Acrylic emulsion Paint, over One coat of exterior acrylic Primer | Providing and applying of two coats of Exterior Acrylic emulsion Paint, over One coat of exterior acrylic Primer on external surface with complete finish as per approved shade, up to the required height including all surfaces properly cleaned by water and scrapping prior to application of paint/ as per requirement, rub down, clean, fill cracks and holes with approved filler with tool tackles as per direction of Engineer in charge . (Shifting & lifting of all materials & machineries are in contractor's scope) Brand: Asian Paints/ICI/Berger/Birla Opus Color Code: As approved by Site | Sq.Mtr. | 310 | 95 | Approved
AARANYA | OVERHEAD | Civil | Misc Civil Work | WO/PKB/PKB3/15 | ARTISAN | Providing, fixing & removing charges for scaffolding work | Providing, fixing & removing charges for scaffolding work with bamboo and rope as per direction of EIC | Sq.Mtr. | 250 | 125 | Approved
AARANYA | OVERHEAD | Civil | Misc Civil Work | WO/PKB/PKB3/15 | ARTISAN | Skilled Manpower | Charges for Skilled Manpower (8hrs working) for External Civil rectification Work as per direction of Engineer In Charge. | Nos. | 30 | 850 | Approved
AARANYA | OVERHEAD | Civil | Misc Civil Work | WO/PKB/PKB3/15 | ARTISAN | Unskilled Manpower | Charges for Unskilled Manpower (8hrs working) for External Civil rectification Work as per direction of Engineer In Charge. | Nos | 30 | 550 | Approved
SOUTHWINDS PROJECT LLP (PHASE - III & IV) | MEP PHASE - IV | External Plumbing |  | WO/SP34/MW4/6 | PRAHALLAD CONSTRUCTION PRIVATE LIMITED | 100NB (RWST STP SUMP & LOCK GATE SUMP PUMP DISCHARGE LINE. | 100NB (RWST STP SUMP & LOCK GATE SUMP PUMP DISCHARGE LINE. | RMT | 36 | 350 | Approved
SOUTHWINDS PROJECT LLP (PHASE - III & IV) | MEP PHASE - IV | External Plumbing |  | WO/SP34/MW4/6 | PRAHALLAD CONSTRUCTION PRIVATE LIMITED | 150NB (RWST STP SUMP & LOCK GATE SUMP PUMP DISCHARGE LINE. | 150NB (RWST STP SUMP & LOCK GATE SUMP PUMP DISCHARGE LINE. | RMT | 85.9 | 390 | Approved
SOUTHWINDS PROJECT LLP (PHASE - III & IV) | MEP PHASE - IV | External Plumbing |  | WO/SP34/MW4/6 | PRAHALLAD CONSTRUCTION PRIVATE LIMITED | (800 X 1200 X 900)- VALVE CHEMBER | (800 X 1200 X 900)- VALVE CHEMBER | Nos | 1 | 18500 | Approved
SOUTHWINDS PROJECT LLP (PHASE - III & IV) | MEP PHASE - IV | External Plumbing |  | WO/SP34/MW4/6 | PRAHALLAD CONSTRUCTION PRIVATE LIMITED | (1000 X 1000 X 900)- VALVE CHEMBER | (1000 X 1000 X 900)- VALVE CHEMBER | Nos | 1 | 19500 | Approved
SOUTHWINDS PROJECT LLP (PHASE - III & IV) | MEP PHASE - IV | External Plumbing |  | WO/SP34/MW4/6 | PRAHALLAD CONSTRUCTION PRIVATE LIMITED | 100mm dia | 100mm dia | Nos | 3 | 1400 | Approved
SOUTHWINDS PROJECT LLP (PHASE - III & IV) | MEP PHASE - IV | External Plumbing |  | WO/SP34/MW4/6 | PRAHALLAD CONSTRUCTION PRIVATE LIMITED | 150mm dia | 150mm dia | Nos | 4 | 1500 | Approved
SOUTHWINDS PROJECT LLP (PHASE - III & IV) | MEP PHASE - IV | External Plumbing |  | WO/SP34/MW4/6 | PRAHALLAD CONSTRUCTION PRIVATE LIMITED | Charges for laying ,jointing, testing and commissioning fixing heavy approved make NRV | Charges for laying ,jointing, testing and commissioning fixing heavy approved make NRV of the following diameters (20 Kg/cm2) (only valves,MTA & flange would be supplied by the Employer free of cost, but subjected to reconciliation). |  | 0 | 0 | Approved
SOUTHWINDS PROJECT LLP (PHASE - III & IV) | MEP PHASE - IV | External Plumbing |  | WO/SP34/MW4/6 | PRAHALLAD CONSTRUCTION PRIVATE LIMITED | 50MM DIA (DUEL PLATED) | 50MM DIA (DUEL PLATED) | Nos | 4 | 880 | Approved
SOUTHWINDS PROJECT LLP (PHASE - III & IV) | MEP PHASE - IV | External Plumbing |  | WO/SP34/MW4/6 | PRAHALLAD CONSTRUCTION PRIVATE LIMITED | 150MM DIA (DUEL PLATED) | 150MM DIA (DUEL PLATED) | Nos | 4 | 1500 | Approved
SOUTHWINDS PROJECT LLP (PHASE - III & IV) | MEP PHASE - IV | External Plumbing |  | WO/SP34/MW4/6 | PRAHALLAD CONSTRUCTION PRIVATE LIMITED | 150MM DIA (SINGEL PLATED) | 150MM DIA (SINGEL PLATED) | Nos | 4 | 1500 | Approved
SOUTHWINDS PROJECT LLP (PHASE - III & IV) | MEP PHASE - IV | External Plumbing |  | WO/SP34/MW4/7 | PRAHALLAD CONSTRUCTION PRIVATE LIMITED | 90NB ( BORE WELL WATER SUPPLY MLCP BORE TO BLOCK-14 UGR) | 90NB ( BORE WELL WATER SUPPLY MLCP BORE TO BLOCK-14 UGR) | RMT | 156.6 | 290 | Approved
SOUTHWINDS PROJECT LLP (PHASE - III & IV) | MEP PHASE - IV | External Plumbing |  | WO/SP34/MW4/7 | PRAHALLAD CONSTRUCTION PRIVATE LIMITED | 90NB ( WATER SUPPLY FIRE TANK-1 TO FIRE TANK-2 ) | 90NB ( WATER SUPPLY FIRE TANK-1 TO FIRE TANK-2 ) | RMT | 3 | 290 | Approved
The Ramdulari | OVERHEAD | In-house labour |  | WO/RP/RP04/23 | LACKY BENGAL & CONSTRUCTION | Unskilled labour | Charges of Unskilled labour for misc work as per direction of EIC. |  | 0 | 0 | Amended & Approved
The Ramdulari | OVERHEAD | In-house labour |  | WO/RP/RP04/23 | LACKY BENGAL & CONSTRUCTION | Unskilled labour | Charges of Unskilled Labour for misc. work at Site as per requirement & direction of EIC. Daily Time Schedule-6AM-6PM (12Hrs) 10:15 hours working time & 1hr 45mins of break time (Breakfast- 8AM-8.45AM & Lunch-1PM-2PM) | Nos | 450 | 696 | Approved
SOUTHWINDS PROJECT LLP (PHASE - III & IV) | MEP PHASE - IV | External Plumbing |  | WO/SP34/MW4/7 | PRAHALLAD CONSTRUCTION PRIVATE LIMITED | 40 mm dia | 40 mm dia | Nos | 4 | 550 | Approved
SOUTHWINDS PROJECT LLP (PHASE - III & IV) | MEP PHASE - IV | External Plumbing |  | WO/SP34/MW4/8 | PRAHALLAD CONSTRUCTION PRIVATE LIMITED | 40NB (GARDEN & CAR WASH WATER SUPPLY) | 40NB (GARDEN & CAR WASH WATER SUPPLY) | RMT | 107.8 | 260 | Approved
SOUTHWINDS PROJECT LLP (PHASE - III & IV) | MEP PHASE - IV | External Plumbing |  | WO/SP34/MW4/8 | PRAHALLAD CONSTRUCTION PRIVATE LIMITED | 50NB (GARDEN & CAR WASH WATER SUPPLY) | 50NB (GARDEN & CAR WASH WATER SUPPLY) | RMT | 53.8 | 270 | Approved
Primarc Aadvika | COMMON INFRASTRUCTURE | Land Development |  | WO/HW1/PHW2/29 | GANAPATI ENTERPRISE | Dismantling of Brickwork. | Dismantling of existing brickwork of all thicknesses and mortar proportions, including all labour, tools & tackles, equipment, and necessary safety precautions, as directed by the Engineer-in-Charge. Scaffolding and lifting/shifting are not in the scope of the contractor. | Cum. | 160 | 2100 | Approved
SOUTHWINDS PROJECT LLP (PHASE - III & IV) | MEP PHASE - IV | External Plumbing |  | WO/SP34/MW4/9 | PRAHALLAD CONSTRUCTION PRIVATE LIMITED | 40NB (GARDEN & CAR WASH WATER SUPPLY) | 40NB (GARDEN & CAR WASH WATER SUPPLY) | RMT | 75 | 260 | Approved
SOUTHWINDS PROJECT LLP (PHASE - III & IV) | MEP PHASE - IV | External Plumbing |  | WO/SP34/MW4/9 | PRAHALLAD CONSTRUCTION PRIVATE LIMITED | 25NB (GARDEN & CAR WASH WATER SUPPLY) | 25NB (GARDEN & CAR WASH WATER SUPPLY) | RMT | 9.6 | 224 | Approved
SOUTHWINDS PROJECT LLP (PHASE - III & IV) | MEP PHASE - IV | External Plumbing |  | WO/SP34/MW4/9 | PRAHALLAD CONSTRUCTION PRIVATE LIMITED | (450X 450 X UPTO 500)-STORM PIT | (450X 450 X UPTO 500)-STORM PIT | Nos | 4 | 4950 | Approved
SOUTHWINDS PROJECT LLP (PHASE - III & IV) | MEP PHASE - IV | External Plumbing |  | WO/SP34/MW4/9 | PRAHALLAD CONSTRUCTION PRIVATE LIMITED | (900X 900 X 601 TO 900)-Bore Well PIT | (900X 900 X 601 TO 900)-Bore Well PIT | Nos | 2 | 19000 | Approved
AARANYA | EXPERIENCE CENTER | In-house labour |  |  |  | Unskilled labour | Charges of Unskilled labour for misc. work as per direction of Engineer In Charge |  |  |  | Draft
AARANYA | EXPERIENCE CENTER | In-house labour |  |  |  | Charges of Unskilled labour | Charges of Unskilled labour for misc work as per direction of EIC.(12hrs. Including breakfast & lunch time) Time Period: 16th December 2025 onwards | Nos. |  |  | Draft
AARANYA | EXPERIENCE CENTER | In-house labour |  |  |  | Charges for loading - unloading | Charges for loading - unloading, transportation, hire charges for machinery work as per direction of Engineer-in-Charge. Time Period:16th December 2025 onwards | Nos. |  |  | Draft
AARANYA | EXPERIENCE CENTER | In-house labour |  | WO/PKB/PKX/45 | Suraj Enterprise | Unskilled labour. | Charges of Unskilled labour for misc. work as per direction of Engineer In Charge. |  | 0 | 0 | Approved
AARANYA | EXPERIENCE CENTER | In-house labour |  | WO/PKB/PKX/45 | Suraj Enterprise | Charges of Unskilled labour | Charges of Unskilled labour for misc work as per direction of EIC.(12hrs. Including breakfast & lunch time) Time Period: 16th December 2025 onwards | Nos. | 591.23 | 525 | Approved
AARANYA | EXPERIENCE CENTER | In-house labour |  | WO/PKB/PKX/45 | Suraj Enterprise | Charges for loading - unloading | Charges for loading - unloading, transportation, hire charges for machinery work as per direction of Engineer-in-Charge. Time Period:16th December 2025 onwards | Nos. | 591.23 | 21 | Approved
SOUTHWINDS PROJECT LLP (PHASE - III & IV) | MEP PHASE - IV | External Plumbing |  | WO/SP34/MW4/9 | PRAHALLAD CONSTRUCTION PRIVATE LIMITED | 110 mm dia) -Rain water Pipe line. | Charges for laying, jointing, testing and commissioning laying the following diameters under ground double wall corrugated pipe of HDPE SN 8 pipes with smooth internal and profiled external surface for non pressure under ground Strom Water pipe as per ISO 21138-3 with suitable Snapfit coupler and rubber 'O' Ring for jointing in trenches for all depths and lengths to correct grades levels and alignment including PCC concrete of 75 mm for bedding (1:3:6) pipe supports 150 mm Silver sand filling along with compaction with water and 75mm thick encasing of the pipes wherever required (in every socket joint, 2 mtr. interval considering socket joint encasing), compacting the base before pcc work, disposing of surplus earth within the site premises (lead up to 0.5 km), backfilling work after completion of job, The rate is inclusive of bailing out of water during excavation and shoring work, testing and making good the leakages if any etc. as per directions of the Engineer-in-charge. (only pipe, fittings and cement would be supplied by the Employer free of cost, but subjected to reconciliation) ( i)110 mm dia) -Rain water Pipe line. | RMT | 51.7 | 480 | Approved
SOUTHWINDS PROJECT LLP (PHASE - III & IV) | MEP PHASE - IV | External Plumbing |  | WO/SP34/MW4/9 | PRAHALLAD CONSTRUCTION PRIVATE LIMITED | Charges for laying ,jointing, testing and commissioning fixing heavy approved make ball/Butterfly valves/Non Return Valve | Charges for laying ,jointing, testing and commissioning fixing heavy approved make ball/Butterfly valves/Non Return Valve of the following diameters (20 Kg/cm2) (only valves,MTA & flange would be supplied by the Employer free of cost, but subjected to reconciliation). |  | 0 | 0 | Approved
SOUTHWINDS PROJECT LLP (PHASE - III & IV) | MEP PHASE - IV | External Plumbing |  | WO/SP34/MW4/9 | PRAHALLAD CONSTRUCTION PRIVATE LIMITED | 50MM BUTTERFLY VALVE (BOREWELL) | 50MM BUTTERFLY VALVE (BOREWELL) | Nos | 2 | 880 | Approved
SOUTHWINDS PROJECT LLP (PHASE - III & IV) | MEP PHASE - IV | External Plumbing |  | WO/SP34/MW4/9 | PRAHALLAD CONSTRUCTION PRIVATE LIMITED | 50MM NON-RETURN VALVE (BOREWELL) | 50MM NON-RETURN VALVE (BOREWELL) | Nos | 2 | 880 | Approved
SOUTHWINDS PROJECT LLP (PHASE - III & IV) | MEP PHASE - IV | External Plumbing |  | WO/SP34/MW4/7 | PRAHALLAD CONSTRUCTION PRIVATE LIMITED | (1500 x 1500 x 900) - Valve Chamber | (1500 x 1500 x 900) - Valve Chamber | Nos | 1 | 18500 | Approved
The Ramdulari | BLOCK | Painting | External Painting | WO/RP/RP02/119 | GAZI PAINTS PRIVATE LIMITED | All Charges for External Painting Work as per direction of Engineer in charge. | All Charges for External Painting Work as per direction of Engineer in charge. |  | 0 | 0 | Approved
The Ramdulari | BLOCK | Painting | External Painting | WO/RP/RP02/119 | GAZI PAINTS PRIVATE LIMITED | 1coat epoxy based primer+2 coat PU based paint (Matt Finish) on Mezzanine Floor & AC Ledge | Supply & application of 1coat epoxy based primer+2 coat PU based paint (Matt Finish) by Roller/Brush of approved shade and make, on Mezzanine Floor & AC Ledge including scraping, sand papering, all materials, labours, tools & tackles, all lead & lifts at all level with all finishing work as per direction of Engineer-in-Charge. Location - Mezzanine Floor & AC Ledge. Colour - Pebble Grey RAL-7032 Make - Berger/Asian | Sq.Ft. | 260.5 | 20 | Approved
The Ramdulari | BLOCK | Painting | External Painting | WO/RP/RP02/119 | GAZI PAINTS PRIVATE LIMITED | 1coat epoxy based primer+2 coat PU based paint (Matt Finish) on Mezzanine Floor & AC Ledge | Supply & application of 1coat epoxy based primer+2 coat PU based paint (Matt Finish) by Roller/Brush of approved shade and make, on Mezzanine Floor & AC Ledge surfaces including scraping, sand papering, all materials, labours, tools & tackles, all lead & lifts at all level with all finishing work as per direction of Engineer-in-Charge. Location - Mezzanine Floor & AC Ledge. Colour - Pebble Grey RAL-7032 Make - Berger/Asian | Rft | 241.1 | 20 | Approved
The Ramdulari | BLOCK | Painting | External Painting | WO/RP/RP02/119 | GAZI PAINTS PRIVATE LIMITED | 1coat epoxy based primer+2 coat PU based paint (Matt Finish) on MS Roof Pergola | Supply & application of 1coat epoxy based primer+2 coat PU based paint (Matt Finish) by Roller/Brush of approved shade and make, on MS surface including scraping, sand papering, all materials, labours, tools & tackles, all lead & lifts with all finishing work as per direction of Engineer-in-Charge. Location - MS Main Gate, Colour - Umbra GREY RAL-7022 Make - Berger/Asian | Sq.Ft. | 710.5 | 20 | Approved
AARANYA | PRE-CONSTRUCTION PHASE | Labour Hutment |  | WO/PKB/PKB1/7 | ANIRBAN ENTERPRISE | Dismentling of Existing Temporary Shed | Dismantling of existing temporary shed, including removal of all nails and stacking of dismantled materials at a designated location, as directed by the Engineer-in-Charge. | Sq.Ft. | 18100 | 11 | Approved
The Ramdulari | BLOCK | Elevation Work |  | WO/RP/RP02/91 | ADA-METCON | Charges for Excess Material | Due to revision/modification of the approved drawings, additional MS Tube of sizes 50×50×3 mm and MS Base Plate 150×100×8 mm were required and used. The quoted rate shall be inclusive of supply, fabrication, fixing, charges | Kg | 130 | 150 | Approved
The Ramdulari | BLOCK | Elevation Work |  | WO/RP/RP02/91 | ADA-METCON | Labour Charges For Re Modification Work | Labour Charges For Re Modification Work | Lump Sum | 1 | 4000 | Approved
The Ramdulari | BLOCK | Elevation Work |  | WO/RP/RP02/91 | ADA-METCON | Supply and fixing charges of SS wire rope string | Supply and fixing charges of SS wire rope string of 16 mm diameter, 6×36 construction with steel core, including SS turnbuckle with 20 mm rod, SS D-shackle of 20 mm diameter, SS wire rope clips, of Usha Martin make, complete in all respects as per apporoved drawing and in the direction of EIC. | Nos | 2 | 20000 | Approved
AARANYA | EXPERIENCE CENTER | Landscaping | Softscape | WO/PKB/PKX/41 | Mondal Nurseries & Exterior | Peltophorum pteroccarpum | Peltophorum pteroccarpum Spacing- 2500-3000(MM) ht @C/C(MM)-3000 | Nos | 2 | 1800 | Approved
AARANYA | EXPERIENCE CENTER | Landscaping | Softscape | WO/PKB/PKX/41 | Mondal Nurseries & Exterior | Entertainment Zone Surrounding of Pond-2 | Entertainment Zone Surrounding of Pond-2 |  | 0 | 0 | Approved
AARANYA | EXPERIENCE CENTER | Landscaping | Softscape | WO/PKB/PKX/41 | Mondal Nurseries & Exterior | Arica Palm | Arica Palm Height 4.5'-5' | Nos | 80 | 220 | Approved
AARANYA | EXPERIENCE CENTER | Landscaping | Softscape | WO/PKB/PKX/41 | Mondal Nurseries & Exterior | Nephrolepis exaltata | Nephrolepis exaltata-(Fern) at the edge of the waterbody Height -1' | Nos | 160 | 110 | Approved
AARANYA | EXPERIENCE CENTER | Landscaping | Softscape | WO/PKB/PKX/42 | Mondal Nurseries & Exterior | Entertainment Zone Surrounding of Pond-2. | Entertainment Zone Surrounding of Pond-2. |  | 0 | 0 | Approved
AARANYA | EXPERIENCE CENTER | Landscaping | Softscape | WO/PKB/PKX/42 | Mondal Nurseries & Exterior | Supply of Artificial Grass Carpet.. | Supply of Artificial Grass Carpet 25mm 9nos Roll Each Roll Contain 50Sqm Grass. | Sq.Mtr. | 450 | 232 | Approved
AARANYA | EXPERIENCE CENTER | Landscaping | Softscape | WO/PKB/PKX/42 | Mondal Nurseries & Exterior | Installation of artificial grass.. | Fixing of artificial grass over prepared soil surface, including laying, alignment, and fixing with dendrite adhesive | Sq.Mtr. | 448.5 | 15 | Approved
AARANYA | EXPERIENCE CENTER | Landscaping | Softscape | WO/PKB/PKX/42 | Mondal Nurseries & Exterior | Transportation Charges for Artificial Grass... | Transportation Charges for Artificial Grass. | Lump Sum | 2 | 2000 | Approved
AARANYA | EXPERIENCE CENTER | Landscaping | Softscape | WO/PKB/PKX/42 | Mondal Nurseries & Exterior | Manually dreesing & levelling the area except compaction... | Manually dressing and levelling the artificial grass laying area, excluding compaction | Sq.Mtr. | 448.5 | 36 | Approved
AARANYA | EXPERIENCE CENTER | Landscaping | Softscape | WO/PKB/PKX/42 | Mondal Nurseries & Exterior | 10" Teracota Colour Plastic Pot for Arica Palm... | 10" Teracota Colour Plastic Pot for Areca Palm... | Nos | 80 | 101 | Approved
AARANYA | EXPERIENCE CENTER | Landscaping | Softscape | WO/PKB/PKX/42 | Mondal Nurseries & Exterior | Labour Charges for fittings ..pots and plantation charges for Ferns. | Labour Charges for plantation work of Nephrolepis exaltata-(Fern) & Areca Palm including filling pot. | Lump Sum | 1 | 2500 | Approved
AARANYA | EXPERIENCE CENTER | Landscaping | Softscape | WO/PKB/PKX/42 | Mondal Nurseries & Exterior | Transportation Charge... | Transportation Charge for Areca Palm, Nephrolepis exaltata-(Fern) & plastic pot. | Lump Sum | 1 | 3500 | Approved
AARANYA | EXPERIENCE CENTER | Landscaping | Softscape | WO/PKB/PKX/42 | Mondal Nurseries & Exterior | Additional Work Charges | Additional Work Charges against extra 13nos plant & Bamboo for Supporting. |  | 0 | 0 | Approved
AARANYA | EXPERIENCE CENTER | Landscaping | Softscape | WO/PKB/PKX/42 | Mondal Nurseries & Exterior | Supply & Transportation Bamboo | Supply of bamboo for supporting including Transportation Charges for 13nos plant & Supporting Bamboo. | Lump Sum | 1 | 4000 | Approved
AARANYA | EXPERIENCE CENTER | Landscaping | Softscape | WO/PKB/PKX/42 | Mondal Nurseries & Exterior | Labour Charges for (13 Nos additional Plant near Pond-1 Site & bamboo supporting work) (6 nos @600 per head) | Labour Charges for (13 Nos additional Plant near Pond-1 Site & bamboo supporting work) (6 nos @600 per head) | Lump Sum | 1 | 3600 | Approved
Primarc Aadvika | OVERHEAD | Landscaping |  | WO/HW1/PHW4/15 | THE GREEN VIEW | IXORA HYBRID PINK | IXORA HYBRID PINK Hight:- 300mm | Nos | 10 | 50 | Approved
Primarc Aadvika | OVERHEAD | Landscaping |  | WO/HW1/PHW4/15 | THE GREEN VIEW | IXORA HYBRID WHITE | IXORA HYBRID WHITE Hight:- 300mm | Nos | 10 | 50 | Approved
Primarc Aadvika | OVERHEAD | Landscaping |  | WO/HW1/PHW4/15 | THE GREEN VIEW | DRACEANA MAHATMA DWARF | DRACEANA MAHATMA DWARF Hight:- 250mm | Nos | 10 | 60 | Approved
Primarc Aadvika | OVERHEAD | Landscaping |  | WO/HW1/PHW4/15 | THE GREEN VIEW | AGLAONEMA SNOW WHITE | AGLAONEMA SNOW WHITE Hight:- 250mm | Nos | 10 | 60 | Approved
Primarc Aadvika | OVERHEAD | Landscaping |  | WO/HW1/PHW4/15 | THE GREEN VIEW | AGLAONEMA PARROT JUNGALE | AGLAONEMA PARROT JUNGALE Hight:- 250mm | Nos | 10 | 60 | Approved
AARANYA | EXPERIENCE CENTER | Landscaping | Softscape | WO/PKB/PKX/41 | Mondal Nurseries & Exterior | Supply & Plantation of Creeper | Charges for Supply & Plantation of Creeper at required location as per approved drawing, specification and direction of EIC Location: Back Side Mechanical parking shad at marketing office area |  | 0 | 0 | Approved
AARANYA | EXPERIENCE CENTER | Landscaping | Softscape | WO/PKB/PKX/41 | Mondal Nurseries & Exterior | Thunbergia Grandiflora | Thunbergia Grandiflora Height-2'-2.5' Colour- Purple | Nos | 40 | 80 | Approved
AARANYA | EXPERIENCE CENTER | Landscaping | Softscape | WO/PKB/PKX/46 | Mondal Nurseries & Exterior | Maintenance of plant | Maintenance of plant: - Charges for Maintenance, which includes Gardener, supervision, watering, supply and application of manure, fertilizer & pesticides as per requirement and direction of EIC. (Duration- Feb’26 to July’26) |  | 0 | 0 | Approved
AARANYA | EXPERIENCE CENTER | Landscaping | Softscape | WO/PKB/PKX/46 | Mondal Nurseries & Exterior | Labour (Gardener) | Charges For Deployment of 1Nos Labour (Gardener) Daily Time Schedule:- (8 Hours of Working/Sunday is Weekly off) | Monthly | 6 | 14196 | Approved
AARANYA | EXPERIENCE CENTER | Landscaping | Softscape | WO/PKB/PKX/46 | Mondal Nurseries & Exterior | Supervision Charge | Supervision Charge | Monthly | 6 | 1500 | Approved
AARANYA | EXPERIENCE CENTER | Landscaping | Softscape | WO/PKB/PKX/46 | Mondal Nurseries & Exterior | Manure, Pesticide, Insecticide, Tools Tackles Charges | Manure, Pesticide, Insecticide, Tools Tackles Charges | Monthly | 6 | 1500 | Approved
CHANDANNAGAR COMMERCIAL | COMMON INFRASTRUCTURE | Civil |  | WO/GC01/GC03/7 | Armatix(India) Pvt. Ltd. | Dismantling of existing Stair Case | Dismantling of existing RCC staircase including steps, landings and connected RCC slabs, beams and columns, by diamond saw cutting / core cutting, including breaking into pieces and controlled lowering, stacking of dismantled material within the premises, complete as per directions of the Engineer-in-Charge. The work shall be carried out in an existing building with due care, without causing damage to the main structure, adjoining structural members, finishes or services, and including all necessary safety measures, temporary supports, protection arrangements, labour, tools and tackles, etc., complete. Details of Job and Methodology are mentioned in ANNEXURE I | Lump Sum | 1 | 277000 | Approved
Primarc Aadvika | COMMON INFRASTRUCTURE | Landscaping | Softscape | WO/HW1/PHW2/4 | THE GREEN VIEW | Supply of Plants for near Boundary Wall | Charges for supply of Plants at required location as per approved drawing, specification and direction of EIC. Location: Project front-side extended area after shifting the boundary wall. |  | 0 | 0 | Approved
Primarc Aadvika | COMMON INFRASTRUCTURE | Landscaping | Softscape | WO/HW1/PHW2/4 | THE GREEN VIEW | THUNBERGIA GRANDIFLORA - HT 450 MM | Thunbergia Grandiflora Height: 600mm | Nos | 100 | 80 | Approved
Primarc Aadvika | COMMON INFRASTRUCTURE | Landscaping | Softscape | WO/HW1/PHW2/4 | THE GREEN VIEW | EXOCARIA TRICOLOUR - HT 300 MM | Exocaria Tricolour Height: 300mm | Nos | 400 | 50 | Approved
Primarc Aadvika | COMMON INFRASTRUCTURE | Landscaping | Softscape | WO/HW1/PHW2/4 | THE GREEN VIEW | MUSANDA-PINK/RED - HT 300 MM | Musanda-Pink/Red Height: 300mm | Nos | 100 | 125 | Approved
Primarc Aadvika | COMMON INFRASTRUCTURE | Landscaping | Softscape | WO/HW1/PHW2/4 | THE GREEN VIEW | TRANSPORTATION CHARGES | Transportation Charges Of Plants | Nos | 1 | 2000 | Approved
AARANYA | EXPERIENCE CENTER | Grill / Steel Work |  | WO/PKB/PKX/24 | PROTECH ENGINEERS | Railing at Pond-1 site beside marketing office | All Charges for Providing, erecting and Fixing deferent types of MS 50MM CHS Pipes, & RSH Pipes, MS Flat & Base Plates in all vertical & horizontal members as per drawing confirming to relevant IS code as per approved design including materials, Labour, tools & tackles, transportation, loading-unloading for all levels as per drawing, specification and direction of Engineer-in-Charge. Location - Railing at Pond-1 Site beside Marketing Office. | Kg | 855.56 | 110 | Approved
AARANYA | EXPERIENCE CENTER | Grill / Steel Work |  | WO/PKB/PKX/24 | PROTECH ENGINEERS | Labour Charges for making of fencing with MS Hollow section | Labour Charges for making of fencing with MS Hollow section: CGI sheet, self screw etc. as direction of EIC Client Supply: 1. Old / new MS Hollow section 2. Old/New CGI Sheet Mode of Measurement: Wall Area Location - South side of Marketing Office | Sq.Ft. | 837.44 | 22 | Amended & Approved
Primarc Aadvika | OVERHEAD | Rental Charges |  | WO/HW1/PHW4/21 | OM ENTERPRISES | Rental Charges of Coffee Machine | Monthly rental charges of TATA make E30 model Coffee machine at Site Office. | Months | 13 | 2500 | Approved
Primarc Aadvika | COMMON INFRASTRUCTURE | Landscaping | Softscape | WO/HW1/PHW2/5 | Green View | Labour Charges for Plantation (Location: Project front-side extended area after shifting the boundary wall.) | Labour Charges for Plantation at required location as per approved drawing, specification and direction of EIC Location: Project front-side extended area after shifting the boundary wall. |  | 0 | 0 | Approved
Primarc Aadvika | COMMON INFRASTRUCTURE | Landscaping | Softscape | WO/HW1/PHW2/5 | Green View | Plantation Charges | Plantation Charges | Nos | 600 | 3 | Approved
Primarc Aadvika | COMMON INFRASTRUCTURE | Landscaping | Hardscape | WO/HW1/PHW2/30 | NEW L. N. CONSTRUCTION | Earthwork Excavation upto 1.500mtr | Earthwork Excavation upto 1.500mtr:- All charges for earthwork excavation & dressing by manual means upto 1.5 m deep & 50 Mtr Lead necessary for construction of foundatin, footing, trench in all types of soil, including clearing and grubbing, removal of roots, stumps Cur and vegetation, dipsite of excavated earth at designated location with all leads and lifts etc. all complete as per Drawing & direction by the Engineer-in-Charge | Cum. | 20 | 300 | Approved
Primarc Aadvika | COMMON INFRASTRUCTURE | Landscaping | Hardscape | WO/HW1/PHW2/30 | NEW L. N. CONSTRUCTION | Earth Disposal | Earth Disposal: Disposal of excavated earth to the designated location within the site premises by manual and/or mechanical means, including all labour, tools & tackles, loading, transportation, unloading, and stacking, complete, as per the directions of the Engineer-in-Charge. | Cum. | 20 | 200 | Approved
Primarc Aadvika | COMMON INFRASTRUCTURE | Landscaping | Hardscape | WO/HW1/PHW2/30 | NEW L. N. CONSTRUCTION | Brick Flat Soling | Brick Flat Soling (BFS): Providing and laying single layer brick flat soling using picked jhama bricks below foundation, floor, tie beam, or any other location up to plinth level, including ramming, dressing, bringing to proper line and level, and filling joints with sand, complete. The item includes all labour, tools & plants, and incidental charges, in accordance with specifications, approved drawings, and directions of the Engineer-in-Charge. Bricks shall be supplied by the Client on reconciliation basis; however, shifting of bricks from stack yard to work location (approx. 150–200 m lead) shall be in the Contractor’s scope. This item shall be executed on requirement basis, as directed by the EIC, depending upon the site soil condition. | Sq.Mtr. | 0 | 150 | Amended & Submitted
Primarc Aadvika | COMMON INFRASTRUCTURE | Landscaping | Hardscape | WO/HW1/PHW2/30 | NEW L. N. CONSTRUCTION | PCC (1:2:4) | Plain Cement Concrete (PCC) 1:2:4: Providing and laying plain cement concrete of mix proportion 1:2:4 (cement : sand : coarse aggregate) of required thickness (average 50 mm) at all levels, using approved quality, well-graded coarse aggregate of 20 mm nominal size, including mixing, laying, vibrating/compacting, finishing, and curing, complete, in accordance with approved drawings and directions of the Engineer-in-Charge. Cement shall be supplied by the Client on reconciliation basis. | Cum. | 5.7 | 7950 | Approved
Primarc Aadvika | COMMON INFRASTRUCTURE | Landscaping | Hardscape | WO/HW1/PHW2/30 | NEW L. N. CONSTRUCTION | Milano Paver block | Fixing of Milano Paver Blocks: Fixing and laying of Milano paver blocks over a 50 mm thick sand bed, including levelling, alignment, necessary cutting, and all leads and lifts, complete, as per the directions of the Engineer-in-Charge. Paver blocks shall be supplied by the Client on reconciliation basis. | Sq.Mtr. | 113 | 350 | Approved
The Ramdulari | COMMON INFRASTRUCTURE | Grill / Steel Work |  | WO/RP/RP03/49 | INDIAN TRADERS | fixing of CNC Cutted Cement Board | Labour charges of fixing of CNC Cutted Cement Board with supply of screw, nails, etc. including all at Gr. fl. as per design requirements & direction of EIC. (Only Cement board with CNC cutting & with paint, supplied by client but subject to reconciliation) | Sq.Ft. | 1500 | 50 | Approved
AARANYA | EXPERIENCE CENTER | Mechanical Car Parking |  | WO/PKB/PKX/15 | Vinayak Fabtech | Supply and fixing of SS 316 3mm thick wire Rope | Supply and fixing of SS 316 3mm thick wire Rope at back side of car parking and with the gap of 330-350 verticaly from the bottom to top of MS structure and fixing with SS clips, aluminium track sections, SS clamps, and all necessary hardware required including 1nos extra MS horizontal member (50 x 50 x 2.9) at bottom of the post with same finishing specification of the balance structure. | Sq.Ft. | 560 | 135 | Approved
The Ramdulari | COMMON INFRASTRUCTURE | Landscaping | Softscape | WO/RP/RP03/50 | Mondal Nurseries & Exterior | Laying Drain Cell – 1st Floor to 26th Floor | Charges for laying 30 mm thick drain cells at the bottom and wall surfaces of all planters including cutting to size, proper placement, interlocking/jointing, and ensuring continuous drainage path, complete in all respects as per approved specifications, drawings and in the direction of Engineer-in-Charge. (Drain Cell will be supplied by Client) Location - From 1st Floor level to 26th floor level. | Sq.Ft. | 4833 | 2.5 | Approved
The Ramdulari | COMMON INFRASTRUCTURE | Landscaping | Softscape | WO/RP/RP03/50 | Mondal Nurseries & Exterior | Laying Drain Cell – Ground Level | Charges for laying 30 mm thick drain cells at the bottom and wall surfaces of all planters including cutting to size, proper placement, interlocking/jointing, and ensuring continuous drainage path, complete in all respects as per approved specifications, drawings and in the direction of Engineer-in-Charge. (Drain Cell will be supplied by Client) Location - Ground level. | Sq.Ft. | 10430 | 2.5 | Approved
The Ramdulari | COMMON INFRASTRUCTURE | Landscaping | Softscape | WO/RP/RP03/50 | Mondal Nurseries & Exterior | Geotextile Laying & Fixing – 1st Floor to 26th Floor | Laying and fixing charges of 150 GSM geotextile over drain cells at bottom and wall surfaces of planters including necessary overlaps, proper anchoring/fixing, trimming and ensuring full coverage to prevent soil migration, Complete as per approved specifications and direction of the Engineer-in-Charge. (geotextile will be supplied by Client) Location - From 1st Floor level to 26th floor level | Sq.Ft. | 4198 | 1.5 | Approved
The Ramdulari | COMMON INFRASTRUCTURE | Landscaping | Softscape | WO/RP/RP03/50 | Mondal Nurseries & Exterior | Geotextile Laying & Fixing – Ground Level | Laying and fixing charges of 150 GSM geotextile over drain cells at bottom and wall surfaces of planters including necessary overlaps, proper anchoring/fixing, trimming and ensuring full coverage to prevent soil migration, Complete as per approved specifications and direction of the Engineer-in-Charge. (geotextile will be supplied by Client) Location - Ground level. | Sq.Ft. | 6383 | 1.5 | Approved
The Ramdulari | COMMON INFRASTRUCTURE | Landscaping | Softscape | WO/RP/RP03/50 | Mondal Nurseries & Exterior | Soil Mixing & Bag Filling | Charges for Mixing garden soil with vermicompost, cocopeat, perlite and other approved components in specified proportions to achieve required soil composition and filling the prepared soil into cement bags at Ground level, complete as per specifications and direction of the Engineer-in-Charge. | Cft. | 4450 | 6.5 | Approved
The Ramdulari | COMMON INFRASTRUCTURE | Landscaping | Softscape | WO/RP/RP03/50 | Mondal Nurseries & Exterior | Soil Mixing & Ground Preparation – Ground Floor Level | Charges for Mixing garden soil with approved organic and inorganic soil conditioners and ground preparation of all planters, including loosening, levelling and making the area ready for planter filling, Complete in all respects as per specifications and direction of the Engineer-in-Charge. Location – Ground Floor Level | Cft. | 18000 | 1.5 | Approved
The Ramdulari | COMMON INFRASTRUCTURE | Grill / Steel Work |  | WO/RP/RP03/51 | ADA-METCON | MS structure for screen wall | Providing, fabricating and fixing of MS structure for screen wall comprising vertical and horizontal members using 122×61×3.6 mm RHS, top horizontal members using 122×61×3.6 mm RHS, bottom horizontal members using 50×50×3.6 mm SHS sections, including cross bars and door frame, complete with base plates of size 225×225×12 mm for supporting vertical members, 10mm thick MS stiffener plates, and fixing with 16mm dia anchor fasteners, including application of Zinc chromate primer, lifting, transportation, loading, unloading, tools and tackles, complete in all respects, as per approved drawings and direction of the Engineer-in-Charge. (Anchor fasteners will be supplied by client) (Brand: Nizon / Apollo or equivalent). | Kg | 3014 | 112 | Amended & Draft
The Ramdulari | COMMON INFRASTRUCTURE | Grill / Steel Work |  | WO/RP/RP03/51 | ADA-METCON | Charges for providing, fabricating and fixing of MS Pit cover with MS angle frame and 3mm MS chequered plate. | Charges for providing, fabricating and fixing of MS Pit cover with MS angle frame and 3mm MS chequered plate. Location – Cable Trench & Electrical pit |  | 0 | 0 | Approved
The Ramdulari | COMMON INFRASTRUCTURE | Grill / Steel Work |  | WO/RP/RP03/51 | ADA-METCON | Charges for providing, fabricating and fixing of MS Pit cover with MS angle frame and 6mm MS chequered plate. | Charges for providing, fabricating and fixing MS Pit cover comprising MS angle frame (ISA 75x75x8 mm & ISA 65x65x8 mm) with 6mm thick MS Chequered plate including cutting, alignment, welding/bolting and application of red oxide primer, complete as per approved drawings and direction of EIC. | Kg | 650 | 112 | Approved
The Ramdulari | COMMON INFRASTRUCTURE | Grill / Steel Work |  | WO/RP/RP03/51 | ADA-METCON | MS Pit cover | Charges for providing, fabricating and fixing of MS Pit cover using ISA 75x75x8 mm sections as outer frame and ISA 65x65x8 mm sections as cover frame including application of Zinc Chromate Primer, complete in all respects, as per drawing and direction of Engineer-in-Charge. | Kg | 1456 | 112 | Approved
The Ramdulari | COMMON INFRASTRUCTURE | Grill / Steel Work |  | WO/RP/RP03/51 | ADA-METCON | 3 mm thick MS chequered plate | Charges for fixing of 3 mm thick MS chequered plate on MS pit frame, including cutting to size, alignment and welding/bolting, complete as per approved drawing and direction of the Engineer-in-Charge. | Kg | 315 | 40 | Approved
The Ramdulari | COMMON INFRASTRUCTURE | Grill / Steel Work |  | WO/RP/RP03/51 | ADA-METCON | MS Structure for Staircase | Charges for Supply, Fabrication & Erection of MS Structure for Staircase made with various sizes of MS member confirming to relevant IS code as per approved design at 8th to 9th floor level including one coat of Red oxide primer. The rates inclusive the cost of Shop drawing submission & approval from consultant and all consumables such as Gas, Electrode etc. hire charges of lifting, handling equipment, all labour, tools & tackles all complete. (Note: approved makers list for various MS component to be follow as per attached annexure) | Kg | 210 | 112 | Approved
The Ramdulari | COMMON INFRASTRUCTURE | Grill / Steel Work |  | WO/RP/RP03/51 | ADA-METCON | Anchor Fastener | Providing and fixing mechanical anchor fastener (local make) of size 8x100 mm, including drilling and proper cleaning of holes by blowing out dust, inserting and fixing the anchor fastener in the required position, and completing the work in all respects. The scope shall include supply of all materials, tools & tackles, machinery, and labour, and execution at any height or level as per specifications, requirements, and the directions of the Engineer-in-Charge (EIC). | Nos | 55 | 40 | Approved
Primarc Aadvika | PRE-CONSTRUCTION PHASE | Water Proofing |  | WO/HW1/PHW1/39 | DRS AQUA ENGINEER | Water proofing work at Planter area | Sample Water proofing work at Planter area as per BOQ, drawing and direction of EIC. |  | 0 | 0 | Approved
Primarc Aadvika | PRE-CONSTRUCTION PHASE | Water Proofing |  | WO/HW1/PHW1/39 | DRS AQUA ENGINEER | Waterproofing Work | Providing and applying waterproofing treatment at planter area including grinding & cleaning of surface, filling pin holes/honeycombs with Sika 122 HS, crack treatment by V-groove cutting (min 5–6mm) with Sika Crack Filler and Sika 122 HS, and applying Sikalastic 450 I (Water based PU) with 1 coat self-priming + 2 coats neat coats, including 12–15mm thick protective plaster/cement mortar (1:4 cement:sand) complete as per specification and direction of EIC. | Sq.Mtr. | 10.25 | 750 | Approved
Primarc Aadvika | PRE-CONSTRUCTION PHASE | Water Proofing |  | WO/HW1/PHW1/39 | DRS AQUA ENGINEER | 50-60mm avg Screed | As a protective layer, 50-60mm avg thick screed (1:2:4) on floors, over a bonding coat of epoxy and quartz sand mixed with polymer or integral water proofing compound @ 2% weight of cement including necessary tools & tackles, all related materials, scaffolding, curing, cleaning etc complete as directed by EIC. Thickness of the concrete will depend up on the availability of embeded pipes . (Cement , Sand & Aggregates will be supplied by Client.) | Sq.Mtr. | 2 | 250 | Approved
Primarc Aadvika | OVERHEAD | Civil | Misc Civil Work | WO/HW1/PHW4/22 | GANAPATI ENTERPRISE | Renovation Work | Renovation work for ladies toilet and borough office at Howrah |  | 0 | 0 | Amended & Approved
Primarc Aadvika | OVERHEAD | Civil | Misc Civil Work | WO/HW1/PHW4/22 | GANAPATI ENTERPRISE | Sector - 2 (1B), Address - Belgachia Bhagar "F" Road, Howrah., Ward - 7,8,9, | Repair and renovation works for Ladies Toilet and Borough Office, including the following scope of works: 1. Demolition of roof slab and removal of debris 2. RCC construction of roof slab with necessary cantering shuttering and reinforcement 3. Removal of old flooring 4. Artificial stone flooring 5. Tiles cladding up to 1200 mm at toilet wall and entire floor 6. 2 nos of basin fixing at toilet with necessary fittings 7. 5 nos of bib cock fixing 8. PVC doors 3 no at toilet 9. Supply 1 no wooden door and repairing 3 nos wooden door & 3 no Wooden windows 10. 1 no aluminium door fixing 11. Main line for plumbing works 12. Associated electrical wiring 13. Plastering removal external and internal where necessary 14. External and internal repairing plaster 15. External and internal paint 16. Door and window paint Address - Belgachia Bhagar "F" Road, Howrah, Sector - 2 (1B), Borough - I. Ward No.-7 II. Ward No.-8,9 | Lump Sum | 1 | 910000 | Approved
Primarc Aadvika | OVERHEAD | Civil | Misc Civil Work | WO/HW1/PHW4/22 | GANAPATI ENTERPRISE | Sector - 3 (2A), Address - 43, Jelia Para Lane,Howrah, Ward - 10,12,13,14,15,16 | Repair and renovation works for Ladies Toilet, including the following scope of works: 1.Chipping and worn out old plaster and tiles from wall and IPS flooring and removal of debris 2. Wall tiles upto 1500 mm height 3. floor tiles at toilet floor 4.Wall plastering 5. Ewc, basin, bibcock, ladies’ urinal fillings 6. internal paint on plaster surface, 7. wooden door re fixing and paint 8. Fixing tower bolt(PVC) at gent’s toilet PVC door. Address - 43,Jelia Para Lane,Howrah, Sector - 3 (2A), Borough - I. Ward No.-10,12,13,14,15 II. Ward No.-16 | Lump Sum | 1 | 70000 | Approved
Primarc Aadvika | OVERHEAD | Civil | Misc Civil Work | WO/HW1/PHW4/22 | GANAPATI ENTERPRISE | Sector - 4 (2B), Address - 50,Panchanantala Road, Howrah, Ward - 17,18,19,29 | Repair and renovation works for Ladies Toilet, including the following scope of works: 1. Ewc, basin, bibcock, ladies’ urinal fillings 2. Supply and Fixing PVC door shutter only. Address - 50,Panchanantala Road, Howrah Sector - 4 (2B), Borough - I. Ward No.-17,18,19 II. Ward No.-29 | Lump Sum | 1 | 15000 | Approved
Primarc Aadvika | OVERHEAD | Civil | Misc Civil Work | WO/HW1/PHW4/22 | GANAPATI ENTERPRISE | Sector - 5 (3A), Address - 142,Narasingha Dutta Road ,Howrah, Ward - 21,22,23,24,25,43 | Repair and renovation works for Ladies Toilet, including the following scope of works: 1.dismantling of old brick structure and removal of old asbestos shade and removal of debris 2. Construction of brick wall 125 mm and plaster inside and out side 3. Wall tiles upto 1500 mm and floor tiles. 4. providing and fitting fixing 2 nos of PVC door. 5. CGI roofing with MS member 6. Plumbing and electrical wiring as desir5. Ewc, basin, bibcock, ladies’ urinal fillings 7. External & Internal paint on plaster surface, 8. Chipping and worn out the existing plaster from wall surface of gent’s toilet. 9. Wall and floor tiles work at gents’ open toilet 10. providing and fitting fixing of 2 nos of urinal with necessary accessories Address - 142,Narasingha Dutta Road ,Howrah Sector - 5 (3A), Borough - I. Ward No.-21,22 II. Ward No.-23,24,25 III. Ward No.-43 | Lump Sum | 1 | 135000 | Approved
Primarc Aadvika | OVERHEAD | Civil | Misc Civil Work | WO/HW1/PHW4/22 | GANAPATI ENTERPRISE | Sector - 7 (4A), Address - 61/4,Gulam Hossain Sarder Lane,Howrah , Ward - 30,31,32,33,34,36,37 | Repair and renovation works for Ladies Toilet, including the following scope of works: 1. EWC with cistern needed at ladies toilet. EWC seat cover supply and fittings required at adjasent gents toilet. 2. Door Seal to be provide 3. one number floor trap to be fitted at floor for drainage of water. Address - 61/4,Gulam Hossain Sarder Lane,Howrah Sector - 7 (4A) Borough - I. Ward No.-30,31,32,33,34,36 II. Ward No.-37 | Lump Sum | 1 | 20000 | Approved
Primarc Aadvika | OVERHEAD | Civil | Misc Civil Work | WO/HW1/PHW4/22 | GANAPATI ENTERPRISE | Sector - 9 (5A+5C), Address - 233,Mahendra Bhattacherjee Road,Howrah, Ward - 41,42,44,45 | Repair and renovation works for Ladies Toilet, including the following scope of works: 1. Wall Tiles repairing at gent’s toilet, fitting up to 1500 mm height at ladies’ toilet, floor tiles at ladies toilet 2. Construction of brick wall 125 mm and plaster inside and outside at bath area 3. Wall tiles upto 1500 mm at bath area 6. EWC and basin fittings with accessories and necessary Plumbing and electrical wiring as desir5. Ewc, basin, bibcock, ladies’ urinal fillings 7. External & Internal paint on plaster surface. Address - 233,Mahendra Bhattacherjee Road,Howrah Sector - 9 (5A+5C) Borough - I. Ward No.-41,42 II. Ward No.-44 | Lump Sum | 1 | 150000 | Approved
The Soul, Rajarhat | BASEMENT WITH PODIUM | Water Proofing |  |  |  | Water proofing work at Swiming Pool Area | Providing and applying waterproofing treatment at swimming pool area including grinding & cleaning of surface, filling pin holes/honeycombs with Sika 122 HS, crack treatment by V-groove cutting (min 5–6mm) with Sika Crack Filler and Sika 122 HS, and applying Sikalastic 450 I (Water based PU) with 1 coat self-priming + 2 coats neat coats, including 12–15mm thick protective plaster/cement mortar (1:4 cement:sand) complete as per specification and direction of EIC | Sq.Mtr. |  |  | Approved
SOUTHWINDS PROJECT LLP (PHASE - III & IV) | CLUB PHASE - III & IV | False Celling |  | WO/SP34/CW34/22 | Veer Enterprises | Hilux Board(Moisture resistant) 8mm thk.. | Providing and fixing with Hilux Board(Moisture resistant) 8mm thk. flat framework comprising of rolled galvanized metal sections consisting of the main channels to run in one direction at 1000mm c/c and secondary ceiling section at 525-650 mm c/c in other direction connected to main channel with GI connecting clips of 10 SWG of approved quality. The grids shall be suspended from structural slab by GI strap hangers 15mm x 15mm size @ 1000mm c/c both ways from structural support. Hilux board 8mm thk. is then screwed & fixed to ceiling section, finished with jointing compound, paper tape. Location - "False Ceiling (Reception Lobby Area Gr. Floor )" Brand- Ramco / as approved. | Sq.Ft. | 229.112 | 85 | Approved
SOUTHWINDS PROJECT LLP (PHASE - III & IV) | CLUB PHASE - III & IV | False Celling |  | WO/SP34/CW34/22 | Veer Enterprises | Hilux Board(Moisture resistant) 8mm thk. | Providing and fixing with Hilux Board(Moisture resistant) 8mm thk. flat framework comprising of rolled galvanized metal sections consisting of the main channels to run in one direction at 1000mm c/c and secondary ceiling section at 525-650 mm c/c in other direction connected to main channel with GI connecting clips of 10 SWG of approved quality. The grids shall be suspended from structural slab by GI strap hangers 15mm x 15mm size @ 1000mm c/c both ways from structural support. Hilux board 8mm thk. is then screwed & fixed to ceiling section, finished with jointing compound, paper tape. Location - "False Ceiling Cove (Reception Lobby Area Gr. Floor )" Brand- Ramco / as approved. | Rft | 13.448 | 80 | Approved
SOUTHWINDS PROJECT LLP (PHASE - III & IV) | CLUB PHASE - III & IV | False Celling |  | WO/SP34/CW34/22 | Veer Enterprises | HVAC Pelmet ( 7th Floor) | Labour Charges for fixing pelmed with Ply of AC Indoor Unit position over the approved drawing and direction of EIC including necessary scaffolding Location : Club (7th Floor) (Only Ply will supplied by client subject to reconciliation basis ) | Nos | 2 | 950 | Approved
SOUTHWINDS PROJECT LLP (PHASE - III & IV) | CLUB PHASE - III & IV | False Celling |  | WO/SP34/CW34/22 | Veer Enterprises | Wooden Trap Door | Wooden trap door : Providing and fixing of wooden trap door made of ply following finishing of 12 mm thk gypsum board all finishing at all level as per drawing and direction of Engineer-in-Charge. Size- 1.5'X1.5' or 2'X2' | Nos | 10 | 900 | Approved
SOUTHWINDS PROJECT LLP (PHASE - III & IV) | CLUB PHASE - III & IV | False Celling |  | WO/SP34/CW34/22 | Veer Enterprises | Kitchen Box + Trapdoor | False Ceiling Inside of Flat ( Kitchen Area) including Trap door in each Kitchen: Providing and fixing of False Ceiling with 12mm thick Gypsum board over framework comprising of rolled galvanized metal sections consisting of the main channels including all tools & tackles and finished with jointing compound, paper tape including necessary scaffolding at Kitchen area inside of Flat,along with Trap Doors (Including Galvanized metal sections with fittings and fixture; at all 4 peripheries of cut out area and trap door) of size 2' x 2' or 1.5' x 1.5' as required in each kitchen areas as per drawing and direction of Engineer-in-Charge. Rate has been considered per numbers of Flat/Kitchen | Nos | 1 | 1350 | Approved
AARANYA | COMMON INFRASTRUCTURE | Consultancy Charges | OTHER CONSLUTANTS | WO/PKB/PKB2/26 | Syenergy Environics Ltd | Environmental Wellbeing | Consultancy charges for providing environmental wellbeing assessment and corrective services | Lump Sum | 1 | 80000 | Approved
The Soul, Rajarhat | BASEMENT WITH PODIUM | Water Proofing |  |  |  | Water proofing work over the Construction Joint | All joints/construction joints shall be cut and formed into a groove of minimum 5–10 mm depth/width by mechanical means. The joints shall then be thoroughly cleaned to remove dust, loose particles, and debris. 75 mm long grouting nozzles shall be fixed at 0.5m c/c spacing using a quick-setting compound. After fixing, grouting shall be carried out through the nozzles using NSPG compound (Cebex 100 or equivalent) with a manual pressure grouting machine, complete as per site requirement. | Nos |  |  | Approved
Primarc Aadvika | COMMON INFRASTRUCTURE | Consultancy Charges | OTHER CONSLUTANTS | WO/HW1/PHW2/31 | Syenergy Environics Ltd | Environmental Wellbeing | Consultancy charges for providing environmental wellbeing assessment and corrective services | Lump Sum | 1 | 80000 | Approved
Primarc Aadvika | COMMON INFRASTRUCTURE | Consultancy Charges | OTHER CONSLUTANTS | WO/HW1/PHW2/31 | Syenergy Environics Ltd | Traveling Expenses | Charges for traveling expenses | Lump Sum | 1 | 20573 | Approved
The Ramdulari | CLUB | Flooring Work |  | WO/RP/RP06/18 | SHAQUIB ENTERPRISES | Porcelain Mosaic Tiles | Providing and Labour charges for fixing of Porcelain Mosaic Tiles (50mm x 50mm) at Riser, Step Border of adhesive (LATICRETE® 335 -- Coverage - 55 - 60 Sft per 20 Kg bag) mixed with Water proofing chemical and Jointing the tiles with epoxy grouting material (Latapoxy SP 100 - Coverage - 64 - 72 Sft per 5 Kg for 2 mm joint width and 6 mm joint depth) including 20-25 mm thk. plastering work(1:4) all complete at all level as per drawing & direction of Engineer in charge. Tiles, Cement will be supplied by Client, but subjected to reconciliation. | Rft | 210 | 100 | Approved
The Ramdulari | CLUB | Flooring Work |  | WO/RP/RP06/18 | SHAQUIB ENTERPRISES | Granite top & landing work | Labour charges for laying granite stone on landing and top surfaces of planter and swimmimg pool boundary in cement mortar (1:6), including surface preparation, cutting, edge alignment, joint finishing and cleaning, complete as per drawing and direction of EIC. | Sq.Ft. | 125 | 65 | Approved
The Ramdulari | CLUB | Flooring Work |  | WO/RP/RP06/18 | SHAQUIB ENTERPRISES | Half moulding work | Labour charges for half moulding work of Granite of planter as per approved drawing and direction of EIC. | Rft | 120 | 33 | Approved
The Ramdulari | CLUB | Flooring Work |  | WO/RP/RP06/18 | SHAQUIB ENTERPRISES | Full moulding work | Labour charges for full moulding work of Granite of Swimming pool as per approved drawing and direction of EIC. | Rft | 100 | 50 | Approved
The Ramdulari | CLUB | Flooring Work |  | WO/RP/RP06/18 | SHAQUIB ENTERPRISES | V-Groove making work | Labour charges of Groove (V) making in Granite as per drawing and direction of EIC. | Rft | 65 | 33 | Approved
CHANDANNAGAR COMMERCIAL | COMMON INFRASTRUCTURE | Electrical Trench |  | WO/GC01/GC03/8 | PRAHALLAD CONSTRUCTION PRIVATE LIMITED | Hume Pipe laying | Charges for Laying and jointing 300 mm dia RCC hume pipes (for Electrical cables underneath of Road) with socket & spigot jointed with stiff mixture of cement mortar with a proportion of 1:2 ( 1 cement : 2 sand ) in trenches to required depth from F.G.L complete with 75 thk. bed concrete as per drawing (width of bed = OD of pipe + 150mm ), surround PCC ( 1:3:6 ) only in collar joint area. Pipes are to be laid in straight aligned lengths to correct line and level with sight rails and boning rods. Pipes shall be tested in 'as laid' condition. After earth excavation, pipe laying, testing, backfilling the trenches in layers upto finish ground level with selected backfill material and consolidating by manual ramming, dewatering etc. all complete and disposing surplus earth hard soil, laterite etc. as directed upto a lead of 150m. Total works complete as per drawing & direction of EIC. (Only RCC pipe, pipe fitting & cement will be supplied by client). | Mtrs. | 32.5 | 1250 | Approved
CHANDANNAGAR COMMERCIAL | COMMON INFRASTRUCTURE | Electrical Trench |  | WO/GC01/GC03/8 | PRAHALLAD CONSTRUCTION PRIVATE LIMITED | Trench Pit | Charges for Construction of water tight brick masonry in Electrical Cable Pit as per drawing of following sizes using designated brickwork(Red Brick) 250mm in cement sand mortar (1:4), over a bed of Single Layer BFS followed by 125 mm thk. PCC (1:3:6), 15 mm thick inside plastering work with cement plaster (1:4) finished with a floating coat of neat cement, outside making jointing & pointing and making channel and benching in cement concrete (1:2:4), RCC (1:1.5:3) 150 mm thick top slab with 10 mm dia reinforcement at 150mm c/c in double layer to hold the FRP cover, fixing FRP rectangular type manhole cover, fixing of rung ladder, testing all complete as per specifications and approved drawings. Rates shall include the cost of excavation in all sorts of soil, compacting the base, disposing of surplus earth within the site premises (lead up to 0.5 km), backfilling work after completion of job, all complete. The rate is inclusive of bailing out of water during excavation and shoring work, if required to prevent collapsing of soil. (Only cement, Manhole Cover, Rung Ladder, Reinforcement Steel (From Scrap) would be supplied by the Employer but subjected to reconciliation). Work to be done as per drawing and direction of EIC. | Nos | 8 | 15000 | Approved
CHANDANNAGAR COMMERCIAL | COMMON INFRASTRUCTURE | Electrical Trench |  | WO/GC01/GC03/8 | PRAHALLAD CONSTRUCTION PRIVATE LIMITED | Sand Bags Placing and Removal | Charges for providing and placing sand bags and removing the same after completion of road work, including supply, transportation, shifting, placement and removal with all labour, materials, tools, and equipment, complete as per direction of the Engineer-in-Charge. | Nos | 20 | 500 | Approved
Primarc Aadvika | OVERHEAD | Security Expense |  | WO/HW1/PHW4/23 | NIS MANAGEMENT LIMITED | Providing Security Personnel at Site | Providing Security Personnel at Site. | Head | 0 | 0 | Approved
Primarc Aadvika | OVERHEAD | Security Expense |  | WO/HW1/PHW4/23 | NIS MANAGEMENT LIMITED | Security Guard | Providing Security Guard @12 hrs. daily basis for full month including reliever, NH & management fees, Total Manpower = 4 nos. | Head | 24 | 23196 | Approved
Primarc Aadvika | OVERHEAD | Security Expense |  | WO/HW1/PHW4/23 | NIS MANAGEMENT LIMITED | Security Supervisor | Providing two (02) Security Supervisor@12 hrs. daily basis for full month including reliever, NH & management fees, | Head | 12 | 26110 | Approved
The Ramdulari | COMMON INFRASTRUCTURE | Landscaping | Hardscape | WO/RP/RP03/44 | SHAQUIB ENTERPRISES | granite sitting area work | Providing and fixing granite sitting area work, including granite top with 35-40mm thick 1:4 sand-cement mortar, Jhulan Patti cutting, fitting, fixing, half/full moulding, groove work, joint filling with matching pigment and araldite, finishing, and cleaning, complete as per approved drawings and direction of the Engineer-in-Charge. (Only granite stone and cement will be supplied by the Client, subject to reconciliation. The quoted rate shall include all required materials, labour, tools & tackles, and necessary arrangements for execution of the work. Shifting and lifting of all materials and machinery shall be in the contractor's scope.) |  | 0 | 0 | Approved
The Ramdulari | COMMON INFRASTRUCTURE | Landscaping | Hardscape | WO/RP/RP03/44 | SHAQUIB ENTERPRISES | Plaster Backing | Providing and fixing 40-50 mm thick cement plaster backing to dry cladding granite wall using cement mortar (1:6) including properly packed behind cladding, curing, complete as per direction of EIC. (Cement will be supplied by client, subject to reconciliation) | Sq.Ft. | 650 | 60 | Approved
The Ramdulari | COMMON INFRASTRUCTURE | Landscaping | Hardscape | WO/RP/RP03/44 | SHAQUIB ENTERPRISES | Deep Chipping | Charges towards Deep Chipping/ Grinding Work manually or mechanically over the substrate surface to remove bulged concrete, patta finish undulation spots, spill over concrete, hard & rigid mortar, complete as per direction of EIC. Location - Planter Wall, Dry Cladding Wall & Ramp | Sq.Ft. | 1900 | 1.5 | Approved
The Ramdulari | COMMON INFRASTRUCTURE | Landscaping | Hardscape | WO/RP/RP03/44 | SHAQUIB ENTERPRISES | Moulding Work | Labour Charges for Full Moulding work as per direction of EIC | Rft | 133.5 | 50 | Approved
The Ramdulari | COMMON INFRASTRUCTURE | Landscaping | Hardscape | WO/RP/RP03/44 | SHAQUIB ENTERPRISES | Seating Area 1 | Seating Area 1 | Lump Sum | 1 | 10000 | Approved
The Ramdulari | COMMON INFRASTRUCTURE | Landscaping | Hardscape | WO/RP/RP03/44 | SHAQUIB ENTERPRISES | Seating Area 2 | Seating Area 2 | Lump Sum | 1 | 10000 | Approved
The Ramdulari | COMMON INFRASTRUCTURE | Landscaping | Hardscape | WO/RP/RP03/44 | SHAQUIB ENTERPRISES | Seating Area 3 | Seating Area 3 | Lump Sum | 1 | 18000 | Approved
The Ramdulari | COMMON INFRASTRUCTURE | Landscaping | Hardscape | WO/RP/RP03/44 | SHAQUIB ENTERPRISES | Seating Area 4 | Seating Area 4 | Lump Sum | 1 | 20000 | Approved
The Ramdulari | COMMON INFRASTRUCTURE | Landscaping | Hardscape | WO/RP/RP03/44 | SHAQUIB ENTERPRISES | Seating Area 5 | Seating Area 5 | Lump Sum | 1 | 8000 | Approved
The Ramdulari | COMMON INFRASTRUCTURE | Landscaping | Hardscape | WO/RP/RP03/44 | SHAQUIB ENTERPRISES | Seating Area 6 | Seating Area 6 | Lump Sum | 1 | 15000 | Approved
The Ramdulari | COMMON INFRASTRUCTURE | Landscaping | Hardscape | WO/RP/RP03/44 | SHAQUIB ENTERPRISES | Seating Area 7 | Seating Area 7 | Lump Sum | 2 | 18000 | Approved
SOUTHWINDS PROJECT LLP (PHASE - III & IV) | HARDSCAPE & LANDSCAPE PHASE - IV | Softscape |  | WO/SP34/HL4/19 | THE GREEN VIEW | GRASS | Supply of SELECTION-1 GRASS | Sq.Mtr. | 0 |  | Amended & Approved
Primarc Aadvika | OVERHEAD | Housekeeping |  | WO/HW1/PHW4/24 | Integrated Security Service | Providing HK cum Office boy at Site. | Providing One (01) HK cum Office peon@10 hrs. daily basis for full month except Sunday Including NH & Management fees, at site office. | Head | 6 | 16608 | Approved
SOUTHWINDS PROJECT LLP (PHASE - III & IV) | HARDSCAPE & LANDSCAPE PHASE - IV | Softscape |  |  |  | SELECTION-1 grass by the dibbling method, with spacing of 1″–1½″. | Charges for laying, transportation, and labour of SELECTION-1 grass by the dibbling method, with spacing of 1″–1½″. | Sq.Mtr. |  |  | Approved
The Soul, Rajarhat | OVERHEADS | Security Expense |  | WO/HR01/OHES/96 | NIS MANAGEMENT LIMITED | Providing Security Personnel | Providing Security Guard @12 hrs. daily basis for full month including reliever, NH & management fees, Total Manpower = 2 nos. | Head | 12 | 23196 | Approved
SOUTHWINDS PROJECT LLP (PHASE - III & IV) | PRE-CONSTRUCTION PHASE - III & IV | Plumbing/Sanitory |  | WO/SP34/PC34/72 | MOHINI HIGHTECH MOTOR STORES | 25.0 HP Industrial Motor Pump Repairing Work | 25.0 HP Industrial Motor Pump Repairing Job with Following 1) Rewinding Motor with supply of wire 2) Upper/Lower bearing Change 2 Pcs. 3) Oil Seal Change 2 Pcs. 4) Suction Pipe(CI) Size: 6’x12’ – 1 Pc. 5) Saip Oiling and machining 2 job 6) Bush Change 7) Lock Gate Change 8) Nuts Change 4 Pcs. 9) Impeller grinding and machining 2 job 10) Gallon Packing Change 11) Gallon Slip(SS) Change 12) Pump Motor lifting and fitting 2 job 13) Pump Motor Loading and unloading 2 job 14) Transportation charges (up & down) | Lump Sum | 1 | 55000 | Approved
The Ramdulari | OVERHEAD | Security Expenditure |  | WO/RP/RP04/24 | NIS MANAGEMENT LIMITED | Security Guard and Supervisor.. | Providing Security Supervisor and Security Guard @12 hrs. duty basis. | Head | 0 | 0 | Approved
The Ramdulari | OVERHEAD | Security Expenditure |  | WO/RP/RP04/24 | NIS MANAGEMENT LIMITED | Security Supervisor | Providing Two (02) Security Supervisor@12 hrs. daily basis for full month including reliever, NH & management fees. | Head | 12 | 26110 | Approved
The Ramdulari | OVERHEAD | Security Expenditure |  | WO/RP/RP04/24 | NIS MANAGEMENT LIMITED | Security Guard | Providing Security Guard@12 hrs. daily basis for full month including reliever, NH & management fees, Total Manpower = 7 nos | Head | 46.034 | 23196 | Approved
SOUTHWINDS PROJECT LLP (PHASE - III & IV) | FINISHING PHASE - III | Grill / Steel Work |  | WO/SP34/FW34/46 | SM International | Removing Charges of Old Polycarbonate Sheet | Removing Charges of Old Polycarbonate Sheet | Lump Sum | 1 | 5000 | Approved
SOUTHWINDS PROJECT LLP (PHASE - III & IV) | MEP PHASE - IV | External Electrical | Civil | WO/SP34/MW4/16 | PRAHALLAD CONSTRUCTION PRIVATE LIMITED | Extra Items | Extra Items |  | 0 | 0 | Approved
SOUTHWINDS PROJECT LLP (PHASE - III & IV) | MEP PHASE - IV | External Electrical | Civil | WO/SP34/MW4/16 | PRAHALLAD CONSTRUCTION PRIVATE LIMITED | Charges for Laying and jointing 315mm dia DWC pipes ( for Electrical cables underneath ) | Charges for Laying and jointing 315mm dia DWC pipes ( for Electrical cables underneath) | Mtrs. | 11 | 1090 | Approved
SOUTHWINDS PROJECT LLP (PHASE - III & IV) | MEP PHASE - IV | External Electrical | Civil | WO/SP34/MW4/16 | PRAHALLAD CONSTRUCTION PRIVATE LIMITED | Charges for Laying and jointing 110mm dia DWC pipes ( for Electrical cables underneath ) | Charges for Laying and jointing 110mm dia DWC pipes ( for Electrical cables underneath ) | Mtrs. | 57.1 | 350 | Approved
SOUTHWINDS PROJECT LLP (PHASE - III & IV) | MEP PHASE - IV | External Electrical | Civil | WO/SP34/MW4/16 | PRAHALLAD CONSTRUCTION PRIVATE LIMITED | Charges for Laying and jointing 75mm dia DWC pipes ( for Electrical cables underneath ) | Charges for Laying and jointing 75mm dia DWC pipes ( for Electrical cables underneath ) | Mtrs. | 16 | 280 | Approved
SOUTHWINDS PROJECT LLP (PHASE - III & IV) | MEP PHASE - IV | External Electrical | Civil | WO/SP34/MW4/16 | PRAHALLAD CONSTRUCTION PRIVATE LIMITED | Construction of Manhole chambers in 230/250 mm thick brick masonry ( Red Brick ) 750 mm x 600 mm x 500 mm | Construction of Manhole chambers in 230/250 mm thick brick masonry ( Red Brick ) 750 mm x 600 mm x 500 mm | Nos | 9 | 8900 | Approved
SOUTHWINDS PROJECT LLP (PHASE - III & IV) | MEP PHASE - IV | External Electrical | Civil | WO/SP34/MW4/16 | PRAHALLAD CONSTRUCTION PRIVATE LIMITED | Construction of Manhole chambers in 230/250 mm thick brick masonry ( Red Brick ) 600 mm x 600 mm x 500 mm | Construction of Manhole chambers in 230/250 mm thick brick masonry ( Red Brick ) 600 mm x 600 mm x 500 mm | Nos | 22 | 5372 | Approved
SOUTHWINDS PROJECT LLP (PHASE - III & IV) | MEP PHASE - IV | External Electrical | Civil | WO/SP34/MW4/16 | PRAHALLAD CONSTRUCTION PRIVATE LIMITED | Construction of Manhole chambers in 230/250 mm thick brick masonry ( Red Brick ) 1000 mm x 800 mm x 1600 mm | Construction of Manhole chambers in 230/250 mm thick brick masonry ( Red Brick ) 1000 mm x 800 mm x 1600 mm | Nos | 1 | 19000 | Approved
SOUTHWINDS PROJECT LLP (PHASE - III & IV) | MEP PHASE - IV | External Electrical | Civil | WO/SP34/MW4/16 | PRAHALLAD CONSTRUCTION PRIVATE LIMITED | Construction of Manhole chambers in 230/250 mm thick brick masonry ( Red Brick ) 900 mm x 800 mm x 1600 mm | Construction of Manhole chambers in 230/250 mm thick brick masonry ( Red Brick ) 900 mm x 800 mm x 1600 mm | Nos | 1 | 18000 | Approved
SOUTHWINDS PROJECT LLP (PHASE - III & IV) | MEP PHASE - IV | External Electrical | Civil | WO/SP34/MW4/16 | PRAHALLAD CONSTRUCTION PRIVATE LIMITED | Construction of Manhole chambers in 230/250 mm thick brick masonry ( Red Brick ) 900 mm x 700 mm x 1600 mm | Construction of Manhole chambers in 230/250 mm thick brick masonry ( Red Brick ) 900 mm x 700 mm x 1600 mm | Nos | 1 | 16200 | Approved
SOUTHWINDS PROJECT LLP (PHASE - III & IV) | MEP PHASE - IV | External Electrical | Civil | WO/SP34/MW4/16 | PRAHALLAD CONSTRUCTION PRIVATE LIMITED | Construction of Manhole chambers in 230/250 mm thick brick masonry ( Red Brick ) 400 mm x 400 mm x 500 mm | Construction of Manhole chambers in 230/250 mm thick brick masonry ( Red Brick ) 400 mm x 400 mm x 500 mm | Nos | 3 | 4800 | Approved
AARANYA | COMMON INFRASTRUCTURE | Consultancy Charges | OTHER CONSLUTANTS | WO/PKB/PKB2/27 | S. K. MITRA & ASSOCIATES | Geotechnical Consultancy for review & optimization of the pile design | Geotechnical Consultancy for review & optimization of the pile design |  | 0 | 0 | Approved
AARANYA | COMMON INFRASTRUCTURE | Consultancy Charges | OTHER CONSLUTANTS | WO/PKB/PKB2/27 | S. K. MITRA & ASSOCIATES | geotechnical support | Charges towards providing geotechnical support for optimization of pile design and technical guidance in adopting appropriate construction methods to ensure economy. The above fee includes the cost of one site visit. | Lump Sum | 1 | 110000 | Approved
AARANYA | COMMON INFRASTRUCTURE | Consultancy Charges | OTHER CONSLUTANTS | WO/PKB/PKB2/27 | S. K. MITRA & ASSOCIATES | site visits | For additional site visits beyond those included in Item 1(a). These visits will be made only when requested by us, on a need basis. | Visit | 0 | 20000 | Approved
AARANYA | COMMON INFRASTRUCTURE | Consultancy Charges | OTHER CONSLUTANTS | WO/PKB/PKB2/27 | S. K. MITRA & ASSOCIATES | Attending meetings | Attending meetings / virtual meetings in Kolkata upon request from our end, on an as-required basis. | Visit | 0 | 18000 | Approved
The Ramdulari | OVERHEAD | Lift Operator |  | WO/RP/RP04/25 | Secura Infra Services Pvt. Ltd. | Licensed lift operator. | Providing two (02) licensed lift operator @12 hr. daily basis for full month including reliever, NH & Management fees. | Head | 12 | 23045 | Approved
The Ramdulari | COMMON INFRASTRUCTURE | Landscaping | Hardscape | WO/RP/RP03/44 | SHAQUIB ENTERPRISES | Granite wall/Dado work at Fountain | labour charges for fixing of granite wall/dado over 40–50 mm thick cement mortar back plastering, using adhesive (LATICRETE® 335 -- Coverage - 55 - 60 Sft per 20 Kg bag), ensuring proper line, level, alignment and full contact bedding of granite, Joints to be filled with white cement slurry pigmented to match after cleaning and acid washing, including surface preparation, cutting, edge finishing, curing/setting time, and all finishing complete as per drawing and direction of Engineer-in-Charge. (Granite, adhesive and scaffolding will be supplied by Client.) Location: Security Room & Fountain in 26th Floor & Ground Floor | Sq.Ft. | 1550 | 70 | Approved
The Ramdulari | COMMON INFRASTRUCTURE | Landscaping | Hardscape | WO/RP/RP03/44 | SHAQUIB ENTERPRISES | Extra charge for Bigger slab cutting | Extra charges for bigger slab cutting for Security room (Against above item no 1) | Sq.Ft. | 807.5 | 20 | Approved
The Ramdulari | COMMON INFRASTRUCTURE | Landscaping | Hardscape | WO/RP/RP03/44 | SHAQUIB ENTERPRISES | Granite Top | labour charges for fixing of Granite Stone at Granite top, Window & door patti over 40–50 mm thick cement mortar back plastering, using adhesive (LATICRETE® 335 -- Coverage - 55 - 60 Sft per 20 Kg bag), ensuring proper line, level, alignment and full contact bedding of granite, Joints to be filled with white cement slurry pigmented to match after cleaning and acid washing, including surface preparation, cutting, edge finishing, curing/setting time, and all finishing complete as per drawing and direction of Engineer-in-Charge. (Granite, adhesive and scaffolding will be supplied by Client.) Location: Security Room & Fountain in 26th Floor & Ground Floor | Rft | 63 | 70 | Approved
The Ramdulari | COMMON INFRASTRUCTURE | Landscaping | Hardscape | WO/RP/RP03/44 | SHAQUIB ENTERPRISES | C Groove making work | Labour charges for C-Groove making work including cleaning, alignment, finishing and complete as per direction of EIC. Location security room | Rft | 106 | 90 | Approved
The Ramdulari | COMMON INFRASTRUCTURE | Landscaping | Hardscape | WO/RP/RP03/44 | SHAQUIB ENTERPRISES | V Groove making work | Labour charges for V-Groove making work including cleaning, alignment, finishing and complete as per direction of EIC. Location security room | Rft | 68 | 25 | Approved
The Ramdulari | COMMON INFRASTRUCTURE | Landscaping | Hardscape | WO/RP/RP03/44 | SHAQUIB ENTERPRISES | Vitrified & SRI Tiles | Fixing Charges of Vitrified & SRI Tiles (300x300) over a bed 35-45mm thick cement mortar (1:4) with 3mm(W) X 8mm (D) groove and filled with Epoxy Grouting pigmented to match after acid washing including all finishing and Cleaning at all levels as per sq. drawing and direction of Engineer-In-Charge. This rates includes Chipping (If required) Tiles, Cement will be supplied by client but subjected to reconciliation. Location- Mumpty room & Security room. | Sq.Ft. | 506 | 35 | Approved
The Ramdulari | COMMON INFRASTRUCTURE | Landscaping | Hardscape | WO/RP/RP03/44 | SHAQUIB ENTERPRISES | Vitrified & SRI Tiles Skirting | Fixing Charges of Vitrified & SRI Tiles (300X300) for Skirting and over a bed of 30-35 mm thick cement mortar (1:4) , with 3mm (W) X 8mm(D) groove and filled with polymer based grout pigmented to match after acid washing including all finishing & Cleaning at all level as per drawing and direction of Engineer-In-Charge. This rates includes Chipping (if required) Tiles, Cement will be supplied by Client but subjected to reconciliation. Location - | Rft | 160 | 27.5 | Approved
Primarc Aahana | PRE-CONSTRUCTION PHASE | Site Office | Plumbing Work | WO/AAH/AAH01/11 | PRODYUT MONDAL | Charges for Supply, Installation and Commissioning of New Water Connection | Charges for Estimation, Supply, Installation and CCharges for Supply, Installation and Commissioning of New Water Connection for Building Purpose, including the following scope of work: 1. Completion of all necessary paperwork for KMC sanction/approval, including miscellaneous Liaisoning charges. 2. Supply and fixing of all required materials such as ferrule, stopcock, Tata ‘B’ class G.I. pipes, fittings and accessories, etc. ommissioning of New Water Connection for Building Purpose, including the following scope of work: 1. Preparation of estimate and completion of all necessary paperwork for KMC sanction/approval, including miscellaneous charges. 2. Supply and fixing of all required materials such as ferrule, stopcock, Tata ‘B’ class G.I. pipes, fittings and accessories, etc. 3. Payment of applicable charges/fees towards Police, CESC, HD and any other related departmental costs, as required. | Lump Sum | 1 | 140000 | Approved
SOUTHWINDS PROJECT LLP (PHASE - III & IV) | MEP PHASE - IV | External Plumbing |  | WO/SP34/MW4/76 | PRAHALLAD CONSTRUCTION PRIVATE LIMITED | Installation of sand bags inside of pits during construction and removal of the same after finish at phase - IV. (consumption of labour 1 no head per pit including installation and removal) | Installation of sand bags inside of pits during construction and removal of the same after finish at phase - IV. (consumption of labour 1 no head per pit including installation and removal) | Nos | 306 | 500 | Approved
SOUTHWINDS PROJECT LLP (PHASE - III & IV) | MEP PHASE - IV | External Plumbing |  | WO/SP34/MW4/76 | PRAHALLAD CONSTRUCTION PRIVATE LIMITED | Additional of External Plumbing Work | Additional of External Plumbing Work |  | 0 | 0 | Approved
SOUTHWINDS PROJECT LLP (PHASE - III & IV) | MEP PHASE - IV | External Plumbing |  | WO/SP34/MW4/76 | PRAHALLAD CONSTRUCTION PRIVATE LIMITED | 160mm HDPE DWC Pipe (700 to lessthen 1000) | 160mm HDPE DWC Pipe (700 to lessthen 1000) | RMT | 15.4 | 619 | Approved
SOUTHWINDS PROJECT LLP (PHASE - III & IV) | MEP PHASE - IV | External Plumbing |  | WO/SP34/MW4/76 | PRAHALLAD CONSTRUCTION PRIVATE LIMITED | 160mm HDPE DWC Pipe (lessthen 700) | 160mm HDPE DWC Pipe (lessthen 700) | RMT | 37.75 | 594 | Approved
SOUTHWINDS PROJECT LLP (PHASE - III & IV) | MEP PHASE - IV | External Plumbing |  | WO/SP34/MW4/76 | PRAHALLAD CONSTRUCTION PRIVATE LIMITED | 160mm HDPE DWC Pipe (1000 to lessthen 1500) | 160mm HDPE DWC Pipe (1000 to lessthen 1500) | RMT | 4.8 | 698 | Approved
SOUTHWINDS PROJECT LLP (PHASE - III & IV) | MEP PHASE - IV | External Plumbing |  | WO/SP34/MW4/76 | PRAHALLAD CONSTRUCTION PRIVATE LIMITED | 250mm thick B/W (1:4) | 250mm thick B/W (1:4) | Cum. | 2.295 | 7600 | Approved
SOUTHWINDS PROJECT LLP (PHASE - III & IV) | MEP PHASE - IV | External Plumbing |  | WO/SP34/MW4/76 | PRAHALLAD CONSTRUCTION PRIVATE LIMITED | Plaster (1:6) - 12mm thk. | Plaster (1:6) - 12mm thk. | Sq.Mtr. | 9 | 230 | Approved
SOUTHWINDS PROJECT LLP (PHASE - III & IV) | MEP PHASE - IV | External Plumbing |  | WO/SP34/MW4/76 | PRAHALLAD CONSTRUCTION PRIVATE LIMITED | Net Finish | Net Finish | Sq.Mtr. | 9 | 55 | Approved
SOUTHWINDS PROJECT LLP (PHASE - III & IV) | FINISHING PHASE - IV | Window and Glazing |  | WO/SP34/FW4/39 | HINDUSTAN ALUMINIUM WORKS | Extra Items - PATCH FITTING DOOR & FIXED GLAZING (1300 X 2390) | PATCH FITTING DOOR & FIXED GLAZING (1300 X 2390): Providing & fixing of Frameless patch fitted Doors SS 304 grade patch fittings of Ozone make with Single Doorwith hardware like Door Top patch, bottom patch, lock patch,Floor Spring, 450 mm SS H Type Handle ,OGC fixed glass connectors for holding the fixed glass, with 12 mm clear Toughened Glass. (saint gobain) , with all other necessary hardware fittings & fixtures. Complete with silicone sealant. | Sq.Ft. | 33.444 | 830 | Approved
CHANDANNAGAR COMMERCIAL | OVERHEAD | Security Expenditure |  | WO/GC01/OH03/9 | Secura Infra Services Pvt. Ltd. | Providing Security Personnel at Site | Providing Two (02) nos; Security Guards @12 hrs. duty basis for full month including reliever, N.H & Management fees from 1st Jan'2026 to 30th Jun'2026 | Head | 8 | 18524 | Approved
Primarc Aadvika | BLOCK | Piling Work |  | WO/HW1/PHW9/6 | Drillers & Engineers | Low Strain Integrity Test | Conducting Low Strain Integrity Test (PIT/PET) Conducting Low Strain Integrity Test (PIT/PET) on Cast-In-Situ piles, including testing, recording of readings, interpretation of results, and submission of two (2) hard copies of reports. (Per visit, include testing of minimum 25 nos of Pile.) Pile Details: i. Block-A: 1000 mm dia – 114 Nos; 750mm dia – 4 Nos ii. Block-B: 750 mm dia – 127 Nos iii. Block-C: 1000 mm dia – 128 Nos; 750 mm dia – 3 Nos Total Piles: 376 Nos on Cast-In-Situ piles, including testing, recording of readings, interpretation of results, and submission of two (2) hard copies of reports. (Per visit include testing of minimum 25 nos of Pile.) Pile Details: i. Block-A: 1000 mm dia – 114 Nos; 750 mm dia – 4 Nos ii. Block-B: 750 mm dia – 127 Nos iii. Block-C: 1000 mm dia – 128 Nos; 750 mm dia – 3 Nos Total Piles: 376 Nos | Nos | 376 | 350 | Approved
Primarc Aahana | OVERHEAD | Security Expense |  | WO/AAH/AAH03/6 | Secura Infra Services Pvt. Ltd. | Providing Security Personnel at site. | Providing Security Guard@12 hrs. daily basis for full month including reliever, NH & management fees, from 1st Jan'2026 to 30th Jun'2026, Total Manpower = 03 nos. | Head | 20.5 | 18524 | Approved
AARANYA | OVERHEAD | Security Expense |  | WO/PKB/PKB3/16 | Secura Infra Services Pvt. Ltd. | Providing Security Personnel. | Providing Security Guard@12 hrs. daily basis for full month including reliever, NH & management fees, from 1st Jan'2026 to 30th Jun'2026, Total Manpower = 3 nos. | Head | 18 | 18524 | Approved
AARANYA | OVERHEAD | Office Peon |  | WO/PKB/PKB3/17 | Integrated Security Service | Providing Office Peon. | Providing One (01) Office peon @8 hrs. daily basis for full month except Sunday Including NH & Management fees, from 1st Jan'2026 to 30th Jun'2026. | Head | 6 | 17603 | Approved
The Ramdulari | OVERHEAD | Fire Operator |  |  |  | Providing Fire Operator | Providing two (02) fire operator @12 hr. daily basis for 30/31 days working in a month including reliever, NH & Management fees, from 1st Jan'2026 to 30th Jun'2026. | Head |  |  | Draft
The Ramdulari | OVERHEAD | Fire Operator |  |  |  | Providing Fire Operator. | Providing two (02) fire operator @12 hr. daily basis for 30/31 days working in a month including reliever, NH & Management fees, from 1st Jan'2026 to 30th Jun'2026. | Head |  |  | Draft
The Ramdulari | OVERHEAD | Fire Operator |  |  |  | Providing Fire Operator.. | Providing two (02) fire operator @12 hr. daily basis for 30/31 days working in a month including reliever, NH & Management fees, from 1st Jan'2026 to 30th Jun'2026. | Head |  |  | Draft
The Ramdulari | OVERHEAD | Fire Operator |  | WO/RP/RP04/26 | DEC PROPERTY MANAGEMENT INDIA PVT LTD | Providing Fire Operator, | Providing two (02) fire operator @12 hr. daily basis for 30/31 days working in a month including reliever, NH & Management fees, from 1st Jan'2026 to 30th Jun'2026. | Head | 12 | 29189 | Approved
AARANYA | EXPERIENCE CENTER | Hardscape |  | WO/PKB/PKX/23 | NEW L. N. CONSTRUCTION | 125mm Brick Work | 125mm thick brick work (1:4): All charges for 125 mm thk B/w using 1st Class Red Bricks in cement sand mortar (1:4) in foundation and plinth. including the cost of all material, labour, tools, tackles, scaffolding, curing etc. complete as per direction of Engineer-in-Charge and technical specification.(Cement supplied free of cost at site) | Sq.Mtr. | 23 | 1150 | Approved
AARANYA | EXPERIENCE CENTER | Hardscape |  | WO/PKB/PKX/23 | NEW L. N. CONSTRUCTION | Earth dressing and compaction | EARTH DRESSING & COMPACTION: Earth dressing and compaction of the designated area to achieve the required formation level and density in accordance with approved drawings, specifications, and site instructions. Clearing of the work area by removing loose soil, debris, vegetation, and unsuitable materials. Spreading, leveling, and dressing of earth to the specified lines, levels, slopes, and gradients. Cutting or filling of soil as required to obtain a smooth, uniform surface. Compaction of dressed earth in layers not exceeding the specified thickness. Removal of surplus material and cleaning of the work area. Compaction to be carried out using plate compactors. as per Drawing & Direction by the Engineer-in-Charge | Sq.Mtr. | 668 | 65 | Approved
AARANYA | EXPERIENCE CENTER | Hardscape |  | WO/PKB/PKX/23 | NEW L. N. CONSTRUCTION | Neat cement finish | Providing and laying of Neat cement finish over plastered surface (cement not more than 2.75 kg/sqm.) as per drawing and direction of Engineer-in-Charge. (Cement would be supplied by the employer free of cost, but subjected to reconciliation.) | Sq.Mtr. | 96 | 55 | Approved
AARANYA | EXPERIENCE CENTER | Hardscape |  | WO/PKB/PKX/23 | NEW L. N. CONSTRUCTION | IPS Flooring (40mm) | Labour charges for IPS Flooring (40mm) including neat cement punning with sika chapdur work including all tools tackles all complete as per direction of EIC. (Cement to be supplied by client but subject to reconciliation.) | Sq.Mtr. | 90.5 | 500 | Amended & Approved
AARANYA | EXPERIENCE CENTER | Hardscape |  | WO/PKB/PKX/23 | NEW L. N. CONSTRUCTION | Earth Shifting above 50mtr. Upto 100 mtr | Charges shifting/transportation of excavated soil from the point of excavation to a lead exceeding 50 metres and up to 100 metres, including loading, unloading, and stacking at the designated location, complete as per drawings, specifications, and instructions of the Engineer-in-Charge. | Cum. | 457.5 | 140 | Approved
AARANYA | EXPERIENCE CENTER | Hardscape |  | WO/PKB/PKX/23 | NEW L. N. CONSTRUCTION | Drain chanel fixing | Fixing of drain channel on existing concrete surface, including setting in proper line, level and alignment, cement mortar packing, adjustments, and making good, excluding cost of drain channel & Cement, complete as per directions of the Engineer-in-Charge (EIC). (Cement would be supplied by the client free of cost, but subjected to reconciliation.) | RMT | 24 | 70 | Approved
AARANYA | EXPERIENCE CENTER | Hardscape |  | WO/PKB/PKX/23 | NEW L. N. CONSTRUCTION | Sunken Filling at Toilet area | Labour charges for laying AAC blocks for sunken filling in toilet areas, including proper placing, alignment, and filling of joints with cement sand mortar in proportion 1:6, complete as per drawings and directions of the Engineer-in-Charge. (AAC blocks and cement shall be supplied by the Client and will be subject to reconciliation.) | Cum. | 2 | 2150 | Approved
AARANYA | EXPERIENCE CENTER | Hardscape |  | WO/PKB/PKX/23 | NEW L. N. CONSTRUCTION | Dismantling of Jafri wall | Dismantling of existing Jafri wall, including cutting, breaking, stacking of serviceable materials as directed, disposal of unserviceable debris within the site premises, complete as per directions of the Engineer-in-Charge. | Sq.Mtr. | 16.5 | 130 | Approved
AARANYA | EXPERIENCE CENTER | Hardscape |  | WO/PKB/PKX/23 | NEW L. N. CONSTRUCTION | Supply of Daily Mason | Charges for supply of mason for misc. work at site per requirement and direction of EIC. Daily time schedule - 9AM-5PM (8Hrs) including lunch time (30min). | Nos | 20 | 650 | Approved
AARANYA | EXPERIENCE CENTER | Hardscape |  | WO/PKB/PKX/23 | NEW L. N. CONSTRUCTION | Supply of Daily Mason Helper | Charges for supply of labour for misc. work at site per requirement and direction of EIC. Daily time schedule - 9AM-5PM(8Hrs) including lunch time (30min). | Nos | 46 | 480 | Approved
AARANYA | EXPERIENCE CENTER | Hardscape |  | WO/PKB/PKX/23 | NEW L. N. CONSTRUCTION | Brick Wall Dismantling | Brick Wall Dismantling - Charges for doing dismantling of brick work along with its plaster & other finishes including all labour, tools & tackles, equipment, scaffolding (if required), and necessary safety precautions also disposing full or part of the dismantled material & its debris at designated dump yard inside of the site premises as direction of Engineer-in-Charge. | Cum. | 2 | 1550 | Approved
AARANYA | EXPERIENCE CENTER | Hardscape |  | WO/PKB/PKX/23 | NEW L. N. CONSTRUCTION | Kerb Stone like Groov Cutting (3mm x 4mm) | Kerb-stone–like groove cutting of size 3mm × 4mm on existing RCC kerb wall, including cutting, finishing, and cleaning, complete as per direction of the Engineer-in-Charge. | RMT | 53 | 35 | Approved
SOUTHWINDS PROJECT LLP (PHASE - III & IV) | FINISHING PHASE - IV | Wood Work |  | WO/SP34/FW4/83 | M.R. Furniture | Extra Items | Extra Items |  | 0 | 0 | Approved
SOUTHWINDS PROJECT LLP (PHASE - III & IV) | FINISHING PHASE - IV | Wood Work |  | WO/SP34/FW4/83 | M.R. Furniture | Wooden shutter fixing at Ground floor | Wooden shutter fixing at Ground floor | Nos | 5 | 425 | Approved
SOUTHWINDS PROJECT LLP (PHASE - III & IV) | FINISHING PHASE - IV | Wood Work |  | WO/SP34/FW4/83 | M.R. Furniture | Hardware fixing (Hatch Bolt, Tower bolt, Handle) | Hardware fixing (Hatch Bolt, Tower bolt, Handle) | Nos | 5 | 80 | Approved
SOUTHWINDS PROJECT LLP (PHASE - III & IV) | FINISHING PHASE - IV | Wood Work |  | WO/SP34/FW4/83 | M.R. Furniture | Moulding Bit fixing | Moulding Bit fixing | Rft | 66 | 8.5 | Approved
SOUTHWINDS PROJECT LLP (PHASE - III & IV) | FINISHING PHASE - IV | Wood Work |  | WO/SP34/FW4/83 | M.R. Furniture | Fire detection panel cabinet | Fire detection panel cabinet | Sq.Ft. | 18.865 | 440 | Approved
SOUTHWINDS PROJECT LLP (PHASE - III & IV) | CLUB PHASE - III & IV | Wood Work |  | WO/SP34/CW34/36 | M.R. Furniture | EXTRA ITEM | EXTRA ITEM |  | 0 | 0 | Approved
SOUTHWINDS PROJECT LLP (PHASE - III & IV) | CLUB PHASE - III & IV | Wood Work |  | WO/SP34/CW34/36 | M.R. Furniture | Wall Paneling Work by 4mm MDF Board Fixing over 12 mm Plywood | Labour charges for Wall Paneling Work by 4mm MDF Board Fixing over 12 mm Plywood Fixing with backing Aluminium framing work Supply of Nail, Screw,Gum,PVC gully including Cleaning the Work area, shifting all the debris/wastes to a designated place at ground floor level,at all level as per Design Requirements, approved drawing and direction of Engineer in charge. | Sq.Ft. | 18.136 | 155 | Approved
SOUTHWINDS PROJECT LLP (PHASE - III & IV) | CLUB PHASE - III & IV | Wood Work |  | WO/SP34/CW34/36 | M.R. Furniture | Labour charges for 75mm Hight Aluminium Starting Fixing with supply Screw,PVC gully, Adhesive. | Labour charges for 75mm Hight Aluminium Starting Fixing with supply Screw,PVC gully, Adhesive. | Rft | 648.604 | 45 | Approved
SOUTHWINDS PROJECT LLP (PHASE - III & IV) | CLUB PHASE - III & IV | Wood Work |  | WO/SP34/CW34/36 | M.R. Furniture | V groove (4mmx4mm) Polishing at Mirror Frame | V groove (4mmx4mm) Polishing at Mirror Frame | Rft | 229.141 | 30 | Approved
SOUTHWINDS PROJECT LLP (PHASE - III & IV) | OVERHEAD PHASE - III & IV | Security Expenditure |  | WO/SP34/OP34/60 | NIS MANAGEMENT LIMITED | Security Guard and Supervisor,, | Providing Security Supervisor & Guard @12 hrs. duty basis for full month including reliever.. | Head | 0 | 0 | Approved
SOUTHWINDS PROJECT LLP (PHASE - III & IV) | OVERHEAD PHASE - III & IV | Security Expenditure |  | WO/SP34/OP34/60 | NIS MANAGEMENT LIMITED | Security Supervisor | Providing Security Supervisor@12 hrs. daily basis for full month including reliever, NH & management fees, from 1st Jan'2026 to 31st Mar'2026, Total Manpower = 2 nos | Head | 6 | 26110 | Approved
SOUTHWINDS PROJECT LLP (PHASE - III & IV) | OVERHEAD PHASE - III & IV | Security Expenditure |  | WO/SP34/OP34/60 | NIS MANAGEMENT LIMITED | Security Guard | Providing Security Guard@12 hrs. daily basis for full month including reliever, NH & management fees, from 1st Jan'2026 to 31st Jan'2026, Total Manpower = 14 nos. | Head | 14 | 23196 | Approved
SOUTHWINDS PROJECT LLP (PHASE - III & IV) | OVERHEAD PHASE - III & IV | Security Expenditure |  | WO/SP34/OP34/60 | NIS MANAGEMENT LIMITED | Security Guard | Providing Security Guard@12 hrs. daily basis for full month including reliever, NH & management fees, from 1st Feb'2026 to 31st Mar'2026, Total Manpower = 09 nos. | Head | 18 | 23196 | Approved
SOUTHWINDS PROJECT LLP (PHASE - III & IV) | MARKETING PHASE - III & IV | Security Expenditure |  | WO/SP34/MA34/29 | NIS MANAGEMENT LIMITED | Providing Security Personnel.. | Providing One (01) Security Guard@12 hrs. daily basis for full month including reliever, NH & management fees, from 1st Jan'2026 to 31st Mar'2026. | Head | 3 | 23196 | Approved
SOUTHWINDS PROJECT LLP (PHASE - III & IV) | OVERHEAD PHASE - III & IV | Housekeeping |  | WO/SP34/OP34/61 | Integrated Security Service | Office cum Pantry Boy. | Providing One (01) office cum pantry boy at site office @8. hrs daily basis for full month except Sunday Including NH & Management fees, from 1st Jan' 2026 to 31st Mar' 2026. | Head | 2 | 13922 | Approved
SOUTHWINDS PROJECT LLP (PHASE - III & IV) | OVERHEAD PHASE - III & IV | Housekeeping |  | WO/SP34/OP34/62 | Secura Infra Services Pvt. Ltd. | Providing Store Helper & HK boy. | Store Helper & Housekeeping boy at site office. | Head | 0 | 0 | Approved
SOUTHWINDS PROJECT LLP (PHASE - III & IV) | OVERHEAD PHASE - III & IV | Housekeeping |  | WO/SP34/OP34/62 | Secura Infra Services Pvt. Ltd. | Store Helper | Providing Store Helper @8 hrs. daily basis for full month except Sunday Including NH & Management fees, Total Manpower = 02 nos, (from 1st Jan'2026 to 31st Mar'2026.) | Head | 8 | 14822 | Approved
SOUTHWINDS PROJECT LLP (PHASE - III & IV) | OVERHEAD PHASE - III & IV | Housekeeping |  | WO/SP34/OP34/62 | Secura Infra Services Pvt. Ltd. | Housekeeping boy at site office | Providing One (01) Housekeeping boy at site office @8 hrs . daily basis for full month except Sunday Including NH & Management fees, (from 1st Jan'2026 to 31st Mar' 2026.) | Head | 5 | 13654 | Approved
SOUTHWINDS PROJECT LLP (PHASE - III & IV) | OVERHEAD PHASE - III & IV | Housekeeping |  | WO/SP34/OP34/62 | Secura Infra Services Pvt. Ltd. | Housekeeping boy at FM office | Providing One (01) Housekeeping boy at FM office @8 hrs. daily basis for full month except Sunday including, NH & management fees, from 1st Jan'2026 to 31st Mar'2026. | Head | 5 | 16149 | Approved
SOUTHWINDS PROJECT LLP (PHASE - III & IV) | OVERHEAD PHASE - III & IV | Electrician |  | WO/SP34/OP34/63 | Secura Infra Services Pvt. Ltd. | Electrician | Providing One (01) Electrician @8 hrs. daily basis for full month including reliever, NH & management fees, from 1st Jan'2026 to 31st Mar'2026. | Head | 5 | 15330 | Approved
AARANYA | EXPERIENCE CENTER | Interior Work |  | WO/PKB/PKX/48 | INTERIO HUB | Supply and application of lacquer on Hogla fencing | Supply and application of two (02) coats of clear lacquer on Hogla fencing to achieve a natural finish, including surface cleaning, preparation, and proper drying between coats, complete as per specifications and as directed by the Engineer-in-Charge. Location- Entertainment Zone | Sq.Ft. | 765 | 20 | Approved
SOUTHWINDS PROJECT LLP (PHASE - III & IV) | MARKETING PHASE - III & IV | Housekeeping |  | WO/SP34/MA34/30 | Secura Infra Services Pvt. Ltd. | Housekeeping staff.. | Providing Housekeeping staff @8 hrs. daily basis for full month including reliever, NH & management fees, from 1st Jan'2026 to 31st Mar'2026. Total Manpower = 2 nos. | Head | 8 | 15530 | Approved
SOUTHWINDS PROJECT LLP (PHASE - III & IV) | OVERHEAD PHASE - III & IV | Housekeeping |  | WO/SP34/OP34/64 | SAMS FACILITIES MANAGEMENT PVT LTD | Providing Housekeeping.. | Providing Two (02) Nos. Housekeeping boy @8 hrs. per day basis for full month except Sunday, including NH & management fees, from 01-Jan-2026 to 31-Mar-2026. | Head | 8 | 14229 | Approved
SOUTHWINDS PROJECT LLP (PHASE - III & IV) | OVERHEAD PHASE - III & IV | Housekeeping |  |  |  | Providing Housekeeping & Supervisor,. | Providing Housekeeping & Supervisor,. | Head |  |  | Draft
SOUTHWINDS PROJECT LLP (PHASE - III & IV) | OVERHEAD PHASE - III & IV | Housekeeping |  |  |  | HK Supervisor | Providing One (01) Nos. Housekeeping Supervisor @8.5 hrs. per day basis for full month, except Sundays, including NH & management fees, specifically for Block 13 to 16, the common areas & MLCP, from 01-Jan-2026 to 28-Feb-2026. | Head |  |  | Draft
SOUTHWINDS PROJECT LLP (PHASE - III & IV) | OVERHEAD PHASE - III & IV | Housekeeping |  |  |  | Housekeeping | Providing Twelve (12) Nos. Housekeeping @8.5 hrs. per day basis for full month, except Sundays, including NH & management fees, specifically for Block 13 to 16, the common areas & MLCP, from 01-Jan-2026 to 28-Feb-2026. | Head |  |  | Draft
SOUTHWINDS PROJECT LLP (PHASE - III & IV) | OVERHEAD PHASE - III & IV | Housekeeping |  |  |  | Vacuum Cleaner | Rental charges for One (1) Nos. industrial vacuum cleaner including maintenance, from 01-Jan-2026 to 28-Feb-2026. | Monthly |  |  | Draft
SOUTHWINDS PROJECT LLP (PHASE - III & IV) | OVERHEAD PHASE - III & IV | Housekeeping |  |  |  | Scrubbing Machine | Rental charges for One (1) Nos. single disk scrubbing machine including maintenance, from 01-Jan-2026 to 28-Feb-2026. | Monthly |  |  | Draft
SOUTHWINDS PROJECT LLP (PHASE - III & IV) | OVERHEAD PHASE - III & IV | Housekeeping |  |  |  | Providing Housekeeping & Supervisor | Providing Housekeeping & Supervisor | Head |  |  | Draft
SOUTHWINDS PROJECT LLP (PHASE - III & IV) | OVERHEAD PHASE - III & IV | Housekeeping |  |  |  | HK Supervisor | Providing One (01) Nos. Housekeeping Supervisor @8.5 hrs. per day basis for full month, except Sundays, including NH & management fees, specifically for Block 13 to 16, the common areas & MLCP, from 01-Jan-2026 to 28-Feb-2026. | Head |  |  | Draft
SOUTHWINDS PROJECT LLP (PHASE - III & IV) | OVERHEAD PHASE - III & IV | Housekeeping |  |  |  | Housekeeping | Providing Twelve (12) Nos. Housekeeping @8.5 hrs. per day basis for full month, except Sundays, including NH & management fees, specifically for Block 13 to 16, the common areas & MLCP, from 01-Jan-2026 to 28-Feb-2026. | Head |  |  | Draft
SOUTHWINDS PROJECT LLP (PHASE - III & IV) | OVERHEAD PHASE - III & IV | Housekeeping |  |  |  | Vacuum Cleaner | Rental charges for One (1) Nos. industrial vacuum cleaner including maintenance, from 01-Jan-2026 to 28-Feb-2026. | Monthly |  |  | Draft
SOUTHWINDS PROJECT LLP (PHASE - III & IV) | OVERHEAD PHASE - III & IV | Housekeeping |  |  |  | Scrubbing Machine | Rental charges for One (1) Nos. single disk scrubbing machine including maintenance, from 01-Jan-2026 to 28-Feb-2026. | Monthly |  |  | Draft
SOUTHWINDS PROJECT LLP (PHASE - III & IV) | OVERHEAD PHASE - III & IV | Housekeeping |  | WO/SP34/OP34/65 | SAMS FACILITIES MANAGEMENT PVT LTD | Providing Housekeeping & Supervisor. | Providing Housekeeping & Supervisor. | Head | 0 | 0 | Approved
SOUTHWINDS PROJECT LLP (PHASE - III & IV) | OVERHEAD PHASE - III & IV | Housekeeping |  | WO/SP34/OP34/65 | SAMS FACILITIES MANAGEMENT PVT LTD | HK Supervisor | Providing One (01) Nos. Housekeeping Supervisor @8.5 hrs. per day basis for full month, except Sundays, including NH & management fees, specifically for Block 13 to 16, the common areas & MLCP, from 01-Jan-2026 to 28-Feb-2026. | Head | 2 | 17987 | Approved
SOUTHWINDS PROJECT LLP (PHASE - III & IV) | OVERHEAD PHASE - III & IV | Housekeeping |  | WO/SP34/OP34/65 | SAMS FACILITIES MANAGEMENT PVT LTD | Housekeeping | Providing Twelve (12) Nos. Housekeeping @8.5 hrs. per day basis for full month, except Sundays, including NH & management fees, specifically for Block 13 to 16, the common areas & MLCP, from 01-Jan-2026 to 28-Feb-2026. | Head | 24 | 14229 | Approved
SOUTHWINDS PROJECT LLP (PHASE - III & IV) | OVERHEAD PHASE - III & IV | Housekeeping |  | WO/SP34/OP34/65 | SAMS FACILITIES MANAGEMENT PVT LTD | Vacuum Cleaner | Rental charges for One (1) Nos. industrial vacuum cleaner including maintenance, from 01-Jan-2026 to 28-Feb-2026. | Monthly | 2 | 2000 | Approved
SOUTHWINDS PROJECT LLP (PHASE - III & IV) | OVERHEAD PHASE - III & IV | Housekeeping |  | WO/SP34/OP34/65 | SAMS FACILITIES MANAGEMENT PVT LTD | Scrubbing Machine | Rental charges for One (1) Nos. single disk scrubbing machine including maintenance, from 01-Jan-2026 to 28-Feb-2026. | Monthly | 2 | 3500 | Approved
AARANYA | EXPERIENCE CENTER | Maintenance Service |  |  |  | Manpower Services | Providing Supervisor & Housekeeper for Deep Cleaning. | Head |  |  | Submitted
AARANYA | EXPERIENCE CENTER | Maintenance Service |  |  |  | Supervisor | Providing one supervisor for supervise the deep cleaning activity | Head |  |  | Submitted
AARANYA | EXPERIENCE CENTER | Maintenance Service |  |  |  | Housekeeper | Providing housekeeper for deep cleaning | Head |  |  | Submitted
AARANYA | EXPERIENCE CENTER | Maintenance Service |  |  |  | Housekeeper | Providing housekeeper for regular cleaning | Head |  |  | Submitted
The Soul, Rajarhat | BASEMENT WITH PODIUM | Water Proofing |  | WO/HR01/BP01/80 | DRS AQUA ENGINEER | Water proofing Work for Duct Periphery Junction. | Water proofing Work for Duct Periphery Junction. |  | 0 | 0 | Approved
The Soul, Rajarhat | BASEMENT WITH PODIUM | Water Proofing |  | WO/HR01/BP01/80 | DRS AQUA ENGINEER | Joint Treatment at Duct Periphery (Wall–Floor Junction) | Providing and Applying out joint treatment at all periphery junctions of duct openings between wall and floor, comprising the following operations, complete as per specifications and directions of the Engineer-in-Charge: a) Removal of existing loose/failed material at wall–floor junctions around duct periphery and thorough surface cleaning. b) Application of bond coat using SBR latex (any approved make) on prepared surfaces. c) Formation of a minimum 50 mm cement–sand fillet, using polymer-modified mortar admixed with SBR (any approved make), properly compacted and finished. d) Application of two (02) coats of Mapelastic Smart (cementitious, UV-protective waterproof coating) over the treated area, covering the entire periphery up to 300 mm height, including both floor and wall surfaces. | RMT | 10 | 1200 | Approved
The Soul, Rajarhat | BASEMENT WITH PODIUM | Water Proofing |  | WO/HR01/BP01/80 | DRS AQUA ENGINEER | Sealing with Super Flash Strip | After completion of all the above steps, providing and fixing Super Flash Strip / waterproof sealing tape of 100 mm width along the entire periphery of wall–floor junctions around duct openings, properly aligned, firmly bonded, pressed, and sealed to ensure complete waterproofing, including all materials, labour, tools, and finishing, complete as per specifications and directions of the Engineer-in-Charge. | Nos | 10 | 650 | Approved
AARANYA | EXPERIENCE CENTER | Manpower Services |  | WO/PKB/PKX/49 | DEC PROPERTY MANAGEMENT INDIA PVT LTD | Manpower Services | Providing Supervisor & Housekeeper for Deep Cleaning. | Head | 0 | 0 | Approved
AARANYA | EXPERIENCE CENTER | Manpower Services |  | WO/PKB/PKX/49 | DEC PROPERTY MANAGEMENT INDIA PVT LTD | Supervisor | Providing one supervisor for supervise the deep cleaning activity | Head | 2 | 1000 | Approved
AARANYA | EXPERIENCE CENTER | Manpower Services |  | WO/PKB/PKX/49 | DEC PROPERTY MANAGEMENT INDIA PVT LTD | Housekeeper | Providing housekeeper for deep cleaning | Head | 10 | 750 | Approved
AARANYA | EXPERIENCE CENTER | Manpower Services |  | WO/PKB/PKX/49 | DEC PROPERTY MANAGEMENT INDIA PVT LTD | Housekeeper | Providing housekeeper for regular cleaning | Head | 8 | 697 | Approved
AARANYA | EXPERIENCE CENTER | HK Consumables |  | WO/PKB/PKX/50 | DEC PROPERTY MANAGEMENT INDIA PVT LTD | HK Consumables | Providing one time HK consumables for deep cleaning activity. | Lump Sum | 1 | 5000 | Approved
AARANYA | EXPERIENCE CENTER | HK Equipment Rental |  | WO/PKB/PKX/51 | DEC PROPERTY MANAGEMENT INDIA PVT LTD | HK Equipment Rental | Rental Charges of Scrubbing Machin & Vacuum Cleaner. | Monthly | 0 | 0 | Approved
AARANYA | EXPERIENCE CENTER | HK Equipment Rental |  | WO/PKB/PKX/51 | DEC PROPERTY MANAGEMENT INDIA PVT LTD | Scrubbing Machine | Rental charges for single disk scrubbing machine | Monthly | 1 | 5500 | Approved
AARANYA | EXPERIENCE CENTER | HK Equipment Rental |  | WO/PKB/PKX/51 | DEC PROPERTY MANAGEMENT INDIA PVT LTD | Vacuum Cleaner | Rental charges for industrial vacuum cleaner | Monthly | 1 | 2000 | Approved
The Ramdulari | BLOCK | Landscaping | Softscape |  |  | Supply of Manure for all Plants. | Supply of Manure for all Plants. against WO/RP/RP03/52 |  |  |  | Approved
The Ramdulari | COMMON INFRASTRUCTURE | Landscaping | Softscape | WO/RP/RP03/54 | Mondal Nurseries & Exterior | Supply of Manure for all Plants. | Supply of Manure for all Plants. against WO/RP/RP03/52 |  | 0 | 0 | Amended & Approved
The Ramdulari | COMMON INFRASTRUCTURE | Landscaping | Softscape | WO/RP/RP03/54 | Mondal Nurseries & Exterior | Vermicompost | Supply and transportation of vermicompost for all plants, as per the direction of the Landscape Consultant, complete. (50kg/bag) | Bags. | 640 | 460 | Approved
The Ramdulari | BLOCK | Landscaping | Softscape |  |  | Vermicompost | Supply and transportation of vermicompost for all plants, as per the direction of the Landscape Consultant, complete. (50kg/bag) | Bags. |  |  | Approved
The Ramdulari | BLOCK | Landscaping | Softscape |  |  | Cocopeat | Supply and transportation of Cocopeatfor all plants, as per the direction of the Landscape Consultant, complete. | Kg |  |  | Approved
The Ramdulari | COMMON INFRASTRUCTURE | Landscaping | Softscape | WO/RP/RP03/54 | Mondal Nurseries & Exterior | Cocopeat | Supply and transportation of Cocopeatfor all plants, as per the direction of the Landscape Consultant, complete. | Kg | 2000 | 25.5 | Approved
The Ramdulari | COMMON INFRASTRUCTURE | Landscaping | Softscape | WO/RP/RP03/54 | Mondal Nurseries & Exterior | Perlite | Supply and transportation of perlite all plants, as per the direction of the Landscape Consultant, complete. | Bags. | 90 | 1650 | Approved
The Ramdulari | BLOCK | Landscaping | Softscape |  |  | Perlite | Supply and transportation of perlite all plants, as per the direction of the Landscape Consultant, complete. | Bags. |  |  | Approved
The Ramdulari | BLOCK | Landscaping | Softscape |  |  | Neem Dust | Supply and transportation of neem dust all plants, as per the direction of the Landscape Consultant, complete. | Kg |  |  | Approved
The Ramdulari | COMMON INFRASTRUCTURE | Landscaping | Softscape | WO/RP/RP03/54 | Mondal Nurseries & Exterior | Neem Dust | Supply and transportation of neem dust all plants, as per the direction of the Landscape Consultant, complete. | Kg | 1000 | 68 | Approved
The Ramdulari | COMMON INFRASTRUCTURE | Landscaping | Softscape | WO/RP/RP03/54 | Mondal Nurseries & Exterior | Antitermite | Supply and transportation of antitermite, as per the direction of the Landscape Consultant, complete. | Kg | 20 | 850 | Approved
The Ramdulari | BLOCK | Landscaping | Softscape |  |  | Antitermite | Supply and transportation of antitermite, as per the direction of the Landscape Consultant, complete. | Kg |  |  | Approved
The Ramdulari | BLOCK | Landscaping | Softscape |  |  | DAP/NPK | Supply and transportation of DAP/NPK, as per the direction of the Landscape Consultant, complete. | Kg |  |  | Approved
The Ramdulari | COMMON INFRASTRUCTURE | Landscaping | Softscape | WO/RP/RP03/54 | Mondal Nurseries & Exterior | DAP/NPK | Supply and transportation of DAP/NPK, as per the direction of the Landscape Consultant, complete. | Kg | 250 | 60 | Approved
The Ramdulari | COMMON INFRASTRUCTURE | Landscaping | Softscape | WO/RP/RP03/54 | Mondal Nurseries & Exterior | Micronutrients | Supply and transportation of Micronutrients for all plants, as per the direction of the Landscape Consultant, complete. | Kg | 25 | 780 | Approved
The Ramdulari | BLOCK | Landscaping | Softscape |  |  | Micronutrients | Supply and transportation of Micronutrients for all plants, as per the direction of the Landscape Consultant, complete. | Kg |  |  | Approved
AARANYA | COMMON INFRASTRUCTURE | Boundary Wall | Painting | WO/PKB/PKB2/23 | JAHANGIR ALAM ENTERPRISE | Providing and applying of two coat epoxy primer followed by two coats of synthetic enamel paint on M.S structural member | Providing and applying of two coat Epoxy Primer followed by two coats of synthetic enamel paint of approved shade,finish and brand including scraping, sand papering with all finishing work at top surface of all M.S member as per drawing & direction of Engineer-in-Charge. (Measurement to be considered based on the surface area of the M.S. members.) Approved Brand: ICI/Berger/Asian Paint or Equivalent, Approved Colour: Dark Grey Location: Weigh Bridge & Tyre Wash Area | Sq.Ft. | 484.018 | 20 | Approved
The Ramdulari | COMMON INFRASTRUCTURE | Landscaping | Softscape | WO/RP/RP03/52 | Mondal Nurseries & Exterior | General Trees at Ground Floor | General Trees at Ground Floor |  | 0 | 0 | Approved
The Ramdulari | COMMON INFRASTRUCTURE | Landscaping | Softscape | WO/RP/RP03/52 | Mondal Nurseries & Exterior | Plam at Ground Floor | Plam at Ground Floor |  | 0 | 0 | Approved
The Ramdulari | COMMON INFRASTRUCTURE | Landscaping | Softscape | WO/RP/RP03/52 | Mondal Nurseries & Exterior | Large Shrubs at Ground Floor | Large Shrubs at Ground Floor |  | 0 | 0 | Approved
The Ramdulari | COMMON INFRASTRUCTURE | Landscaping | Softscape | WO/RP/RP03/52 | Mondal Nurseries & Exterior | Small Shrubs at Ground Floor | Small Shrubs at Ground Floor |  | 0 | 0 | Approved
The Ramdulari | COMMON INFRASTRUCTURE | Landscaping | Softscape | WO/RP/RP03/52 | Mondal Nurseries & Exterior | Climbers at Ground Floor | Climbers at Ground Floor |  | 0 | 0 | Approved
The Ramdulari | COMMON INFRASTRUCTURE | Landscaping | Softscape | WO/RP/RP03/52 | Mondal Nurseries & Exterior | Ground Cover at Ground Floor | Ground Cover at Ground Floor |  | 0 | 0 | Approved
The Ramdulari | COMMON INFRASTRUCTURE | Landscaping | Softscape | WO/RP/RP03/52 | Mondal Nurseries & Exterior | General Trees at Typical Floor | General Trees at Typical Floor |  | 0 | 0 | Approved
The Ramdulari | COMMON INFRASTRUCTURE | Landscaping | Softscape | WO/RP/RP03/52 | Mondal Nurseries & Exterior | Shrubs at Typical Floor | Shrubs at Typical Floor |  | 0 | 0 | Approved
The Ramdulari | COMMON INFRASTRUCTURE | Landscaping | Softscape | WO/RP/RP03/52 | Mondal Nurseries & Exterior | Climbers at 1st Floor | Climbers at 1st Floor |  | 0 | 0 | Approved
The Ramdulari | COMMON INFRASTRUCTURE | Landscaping | Softscape | WO/RP/RP03/52 | Mondal Nurseries & Exterior | Ground Cover at Typical Floor | Ground Cover at Typical Floor |  | 0 | 0 | Approved
The Ramdulari | COMMON INFRASTRUCTURE | Landscaping | Softscape | WO/RP/RP03/52 | Mondal Nurseries & Exterior | General Trees at Terrace Floor | General Trees at Terrace Floor |  | 0 | 0 | Approved
The Ramdulari | COMMON INFRASTRUCTURE | Landscaping | Softscape | WO/RP/RP03/52 | Mondal Nurseries & Exterior | Plam at Terrace Floor | Plam at Terrace Floor |  | 0 | 0 | Approved
The Ramdulari | COMMON INFRASTRUCTURE | Landscaping | Softscape | WO/RP/RP03/52 | Mondal Nurseries & Exterior | Climbers at Terrace Floor | Climbers at Terrace Floor |  | 0 | 0 | Approved
The Ramdulari | COMMON INFRASTRUCTURE | Landscaping | Softscape | WO/RP/RP03/52 | Mondal Nurseries & Exterior | NEOLAMRCKIA CADAMBA | NEOLAMRCKIA CADAMBA Common Name- KADAM Specifications- Total Height- 10 ft Min.TRUNK DIA - 75MMHt. for Multi-branching - 2.0 MtrCanopy (Diameter)- 1.5 Mtr | Nos | 1 | 0 | Approved
The Ramdulari | COMMON INFRASTRUCTURE | Landscaping | Softscape | WO/RP/RP03/52 | Mondal Nurseries & Exterior | CASSIA SIAMEA | CASSIA SIAMEA Common Name- KASSOD Specifications- Total Height- 10 ft Min.TRUNK DIA - 50MMHt. for Multi-branching - 1.0 MtrCanopy (Diameter)- 1.5 Mtr | Nos | 11 | 0 | Approved
The Ramdulari | COMMON INFRASTRUCTURE | Landscaping | Softscape | WO/RP/RP03/52 | Mondal Nurseries & Exterior | BAUHINIA BLACKENEA. | BAUHINIA BLACKENEA Common Name- HONKONG ORCHID TREE Specifications- Total Height- 10 ft Min.TRUNK DIA - 60MMHt. for Multi-branching - 2.0 MtrCanopy (Diameter)- 1.5 Mtr | Nos | 8 | 0 | Approved
The Ramdulari | COMMON INFRASTRUCTURE | Landscaping | Softscape | WO/RP/RP03/52 | Mondal Nurseries & Exterior | CHORISIA SPECIOSA | CHORISIA SPECIOSA Common Name- SILK FOLK Specifications- Total Height- 5 to 6 Ft Min.TRUNK DIA - 60MMHt. for Multi-branching - 2.0 MtrCanopy (Diameter)- 1.5 Mtr | Nos | 9 | 2500 | Approved
The Ramdulari | COMMON INFRASTRUCTURE | Landscaping | Softscape | WO/RP/RP03/52 | Mondal Nurseries & Exterior | TABEBUBIA ARGENTEA | TABEBUBIA ARGENTEA Common Name- SILVER TRUMPET (YELLOW TREE) Specifications- Total Height- 10 ft Min.TRUNK DIA - 50MMHt. for Multi-branching - 2.0 MtrCanopy (Diameter)- 1.2 Mtr | Nos | 11 | 6500 | Approved
The Ramdulari | COMMON INFRASTRUCTURE | Landscaping | Softscape | WO/RP/RP03/52 | Mondal Nurseries & Exterior | BOTTLEBRUSH | BOTTLEBRUSH Common Name- CALLISTEMON Specifications- Total Height- 10 ft Min.TRUNK DIA - 60MMHt. for Multi-branching - 2.0 MtrCanopy (Diameter)- 1.5 Mtr | Nos | 1 | 0 | Approved
The Ramdulari | COMMON INFRASTRUCTURE | Landscaping | Softscape | WO/RP/RP03/52 | Mondal Nurseries & Exterior | PSIDIUM GUAJAVA | PSIDIUM GUAJAVA Common Name- GUAVA TREE Specifications- Total Height- 6 Ft Min.TRUNK DIA - 30MMHt. for Multi-branching - 1.2Canopy (Diameter)- 1.0 Mtr | Nos | 4 | 600 | Approved
The Ramdulari | COMMON INFRASTRUCTURE | Landscaping | Softscape | WO/RP/RP03/52 | Mondal Nurseries & Exterior | LICHI TREE (DWARF LICHI) | LICHI TREE (DWARF LICHI) Common Name- Specifications- Total Height- 7 to 8 ft Min.TRUNK DIA - 40MMHt. for Multi-branching - 1.8Canopy (Diameter)- 1.0 Mtr | Nos | 6 | 2500 | Approved
The Ramdulari | COMMON INFRASTRUCTURE | Landscaping | Softscape | WO/RP/RP03/52 | Mondal Nurseries & Exterior | JACK FRUIT | JACK FRUIT Common Name- Specifications- Total Height- 8 ft Min.TRUNK DIA - 60MMHt. for Multi-branching - 1.8Canopy (Diameter)- 1.5 Mtr | Nos | 3 | 1200 | Approved
The Ramdulari | COMMON INFRASTRUCTURE | Landscaping | Softscape | WO/RP/RP03/52 | Mondal Nurseries & Exterior | MANFIFERA INDICA (CHAUNSA) | MANFIFERA INDICA (CHAUNSA) Common Name- Specifications- Total Height- 8 ft Min.TRUNK DIA - 50MMHt. for Multi-branching - 1.5Canopy (Diameter)- 1.2 Mtr | Nos | 7 | 2500 | Approved
The Ramdulari | COMMON INFRASTRUCTURE | Landscaping | Softscape | WO/RP/RP03/52 | Mondal Nurseries & Exterior | MANFIFERA INDICA (MIYAZAKI MANGO) | MANFIFERA INDICA (MIYAZAKI MANGO) Common Name- Specifications- Total Height- 8 ft Min.TRUNK DIA - 50MMHt. for Multi-branching - 1.5Canopy (Diameter)- 1.2 Mtr | Nos | 2 | 2500 | Approved
The Ramdulari | COMMON INFRASTRUCTURE | Landscaping | Softscape | WO/RP/RP03/52 | Mondal Nurseries & Exterior | MANFIFERA INDICA 'ALPHONSO' | MANFIFERA INDICA 'ALPHONSO' Common Name- Specifications- Total Height- 8 ft Min.TRUNK DIA - 50MMHt. for Multi-branching - 1.5Canopy (Diameter)- 1.2 Mtr | Nos | 1 | 2500 | Approved
The Ramdulari | COMMON INFRASTRUCTURE | Landscaping | Softscape | WO/RP/RP03/52 | Mondal Nurseries & Exterior | MANFIFERA LANGRA | MANFIFERA LANGRA Common Name- Specifications- Total Height- 8 ft Min.TRUNK DIA - 50MMHt. for Multi-branching - 1.5Canopy (Diameter)- 1.2 Mtr | Nos | 2 | 2500 | Approved
The Ramdulari | COMMON INFRASTRUCTURE | Landscaping | Softscape | WO/RP/RP03/52 | Mondal Nurseries & Exterior | MORUS | MORUS Common Name- MULLBERRY TREE Specifications- Total Height- 8 ft Min.TRUNK DIA - 30MMHt. for Multi-branching - 1.5Canopy (Diameter)- 1.0 Mtr | Nos | 2 | 1500 | Approved
The Ramdulari | COMMON INFRASTRUCTURE | Landscaping | Softscape | WO/RP/RP03/52 | Mondal Nurseries & Exterior | AEGLE MAMELOS | AEGLE MAMELOS Common Name- BAEL TREE Specifications- Total Height- 8 ft Min.TRUNK DIA - 50MMHt. for Multi-branching - 1.8Canopy (Diameter)- 1.2 Mtr | Nos | 1 | 2400 | Approved
The Ramdulari | COMMON INFRASTRUCTURE | Landscaping | Softscape | WO/RP/RP03/52 | Mondal Nurseries & Exterior | WOODYETIA BIFURCATA | WOODYETIA BIFURCATA Common Name- FOXTAIL PALM Specifications- Height(clear straight trunk)- 10 ft Min.TRUNK DIA - 150 mmNumber. of Fronds- 20-25 | Nos | 30 | 0 | Approved
The Ramdulari | COMMON INFRASTRUCTURE | Landscaping | Softscape | WO/RP/RP03/52 | Mondal Nurseries & Exterior | ROYSTONEA REGIA | ROYSTONEA REGIA Common Name- ROYAL PALM Specifications- Height(clear straight trunk)- 10 ft Min.TRUNK DIA - 150MMNumber. of Fronds- 10 | Nos | 6 | 0 | Approved
The Ramdulari | COMMON INFRASTRUCTURE | Landscaping | Softscape | WO/RP/RP03/52 | Mondal Nurseries & Exterior | RAPHIS EXCELSA (cycads) 3feet | RAPHIS EXCELSA (cycads) Common Name- RAPHIS PALM Specifications- Height(clear straight trunk)- 3 to 3.5 ftMin.TRUNK DIA - NANumber. of Fronds- 10 suckers | Nos | 139 | 1400 | Approved
The Ramdulari | COMMON INFRASTRUCTURE | Landscaping | Softscape | WO/RP/RP03/52 | Mondal Nurseries & Exterior | RAPHIS EXCELSA (cycads) 2feet | RAPHIS EXCELSA (cycads) Common Name- RAPHIS PALM Specifications- Height(clear straight trunk)- 2ftMin.TRUNK DIA - NANumber. of Fronds- 10 suckers | Nos | 38 | 510 | Approved
The Ramdulari | COMMON INFRASTRUCTURE | Landscaping | Softscape | WO/RP/RP03/52 | Mondal Nurseries & Exterior | CYCAS REVOLUTA (cycads) | CYCAS REVOLUTA (cycads) Common Name- CYCAS PALM Specifications- Height(clear straight trunk)- 2.5 to 3.0 ftMin.TRUNK DIA - 200Number. of Fronds- 20-25 | Nos | 22 | 3400 | Approved
The Ramdulari | COMMON INFRASTRUCTURE | Landscaping | Softscape | WO/RP/RP03/52 | Mondal Nurseries & Exterior | LIVISTONIA PALM | LIVISTONIA PALM Common Name- TARI TREE Specifications- Height(clear straight trunk)- 6 TO 7 FTMin.TRUNK DIA - 200MMNumber. of Fronds- 10 | Nos | 14 | 4000 | Approved
The Ramdulari | COMMON INFRASTRUCTURE | Landscaping | Softscape | WO/RP/RP03/52 | Mondal Nurseries & Exterior | MUSSAENDA PINK | MUSSAENDA PINK Common Name- BANGKOK ROSE Specifications- Height (Metre)- 4 ftSpread (Diameter)- 0.75 Mtr | Nos | 25 | 850 | Approved
The Ramdulari | COMMON INFRASTRUCTURE | Landscaping | Softscape | WO/RP/RP03/52 | Mondal Nurseries & Exterior | TECOMA GAUDICHAUDI Spacing @ 0.5 m C/C | TECOMA GAUDICHAUDI Spacing @ 0.5 m C/C Common Name- YELLOW BELLS Specifications- Height (Metre)- 3.5 Ft Spread (Diameter)- 0.6 Mtr | Nos | 272 | 225 | Approved
The Ramdulari | COMMON INFRASTRUCTURE | Landscaping | Softscape | WO/RP/RP03/52 | Mondal Nurseries & Exterior | HAMELIA NORMAL Spacing @ 0.5 m C/C | HAMELIA NORMAL Spacing @ 0.5 m C/C Common Name- FIREBUSH Specifications- Height (Metre)- 2 Ft Spread (Diameter)- 0.9 Mtr | Nos | 132 | 80 | Approved
The Ramdulari | COMMON INFRASTRUCTURE | Landscaping | Softscape | WO/RP/RP03/52 | Mondal Nurseries & Exterior | TABERNAEMONTANA DIVARICATA Spacing @ 1.0 m C/C | TABERNAEMONTANA DIVARICATA Spacing @ 1.0 m C/C Common Name- CHANDNI DOUBLE Specifications- Height (Metre)- 3.5 Ft Spread (Diameter)- 0.6 Mtr | Nos | 32 | 120 | Approved
The Ramdulari | COMMON INFRASTRUCTURE | Landscaping | Softscape | WO/RP/RP03/52 | Mondal Nurseries & Exterior | CLERODENDRUM INERME Spacing @.3 m C/C | CLERODENDRUM INERME Spacing @.3 m C/C Common Name- INERMI Specifications- Height (Metre)- 1.5 Ft Spread (Diameter)- 0.5 Mtr | Nos | 142 | 40 | Approved
The Ramdulari | COMMON INFRASTRUCTURE | Landscaping | Softscape | WO/RP/RP03/52 | Mondal Nurseries & Exterior | CLERODENDRUM INERME Spacing @.350 m C/C | CLERODENDRUM INERME Spacing @.350 m C/C Common Name- INERMI HEDGE Specifications- Height (Metre)- 1.5 Ft Spread (Diameter)- 2.0 Mtr | Nos | 17 | 40 | Approved
The Ramdulari | COMMON INFRASTRUCTURE | Landscaping | Softscape | WO/RP/RP03/52 | Mondal Nurseries & Exterior | FICUS BENJAMINA Spacing @1.0 m C/C | FICUS BENJAMINA Spacing @1.0 m C/C Common Name- FICUS BENJAMINA Specifications- Height (Metre)- 4.00 Ft Spread (Diameter)- 1.0 Mtr | Nos | 44 | 0 | Approved
The Ramdulari | COMMON INFRASTRUCTURE | Landscaping | Softscape | WO/RP/RP03/52 | Mondal Nurseries & Exterior | GOLDEN DURRANTA Spacing @0.5 m C/C | GOLDEN DURRANTA Spacing @0.5 m C/C Common Name- SKY FLOWER Specifications- Height (Metre)- 2.00 Ft Spread (Diameter)- 1.0 Mtr | Nos | 5 | 150 | Approved
The Ramdulari | COMMON INFRASTRUCTURE | Landscaping | Softscape | WO/RP/RP03/52 | Mondal Nurseries & Exterior | HIBISCUS DWARF | HIBISCUS DWARF Common Name- GUDHAL Specifications- Height (Metre)- 2.5Ft Spread (Diameter)- 0.4 Mtr | Nos | 38 | 150 | Approved
The Ramdulari | COMMON INFRASTRUCTURE | Landscaping | Softscape | WO/RP/RP03/52 | Mondal Nurseries & Exterior | HELICONIA | HELICONIA Common Name- Specifications- Height (Metre)- 3.5 Ft Spread (Diameter)- 1.0 Mtr | Nos | 44 | 80 | Approved
The Ramdulari | COMMON INFRASTRUCTURE | Landscaping | Softscape | WO/RP/RP03/52 | Mondal Nurseries & Exterior | SPHAGNETICOLA TRILOBATA | SPHAGNETICOLA TRILOBATA Common Name- WADELIA Specifications- Height (Metre)- min.40 nos. Polybag**/sqm. as/specs. Spread (Diameter)- | Sq.Mtr. | 75 | 800 | Approved
The Ramdulari | COMMON INFRASTRUCTURE | Landscaping | Softscape | WO/RP/RP03/52 | Mondal Nurseries & Exterior | IXORA RED | IXORA RED Common Name- Specifications- Height (Metre)- 1.0 MtrSpread (Diameter)- 0.6 Mtr | Sq.Mtr. | 17 | 2000 | Approved
The Ramdulari | COMMON INFRASTRUCTURE | Landscaping | Softscape | WO/RP/RP03/52 | Mondal Nurseries & Exterior | MUSSAENDRA RED | MUSSAENDRA RED Common Name- Specifications- Height (Metre)- 1.0 MtrSpread (Diameter)- 1.0 Mtr | Sq.Mtr. | 18 | 450 | Approved
The Ramdulari | COMMON INFRASTRUCTURE | Landscaping | Softscape | WO/RP/RP03/52 | Mondal Nurseries & Exterior | BOUGAINVILLEA GLABRA - PAPERFLOWER Spacing @ .450 mm C/C | BOUGAINVILLEA GLABRA - PAPERFLOWER Spacing @ .450 mm C/C Common Name- BOUGAINVILLEA RED (with POT ) Specifications- Height- 1.5 Mtr. | Nos | 16 | 650 | Approved
The Ramdulari | COMMON INFRASTRUCTURE | Landscaping | Softscape | WO/RP/RP03/52 | Mondal Nurseries & Exterior | VERNONIA/CURTAIN CREEPER | VERNONIA/CURTAIN CREEPER Common Name- DENCE Specifications- Height- 1.5 Mtr. | Nos | 5 | 25 | Approved
The Ramdulari | COMMON INFRASTRUCTURE | Landscaping | Softscape | WO/RP/RP03/52 | Mondal Nurseries & Exterior | THUNBERGIA MAUVE CREEPER | THUNBERGIA MAUVE CREEPER Common Name- Specifications- Height- 1.5 Mtr. | Nos | 610 | 80 | Approved
The Ramdulari | COMMON INFRASTRUCTURE | Landscaping | Softscape | WO/RP/RP03/52 | Mondal Nurseries & Exterior | THUNBERGIA GRANDIFLORA Location- South Side | THUNBERGIA GRANDIFLORA Common Name- Specifications- Height- 1.5 Mtr. Location- South Side | Nos | 170 | 80 | Approved
The Ramdulari | COMMON INFRASTRUCTURE | Landscaping | Softscape | WO/RP/RP03/52 | Mondal Nurseries & Exterior | THUNBERGIA GRANDIFLORA Location- South Side Car Park Shed | THUNBERGIA GRANDIFLORA Common Name- Specifications- Height- 1.5 Mtr. Location- South Side Car Park Shed | Nos | 70 | 80 | Approved
The Ramdulari | COMMON INFRASTRUCTURE | Landscaping | Softscape | WO/RP/RP03/52 | Mondal Nurseries & Exterior | THUNBERGIA ALATA Location- Eat West Car Parking Shed | THUNBERGIA ALATA Common Name- Specifications- Height- 1.5 Mtr. Location- Eat West Car Parking Shed | Nos | 110 | 80 | Approved
The Ramdulari | COMMON INFRASTRUCTURE | Landscaping | Softscape | WO/RP/RP03/52 | Mondal Nurseries & Exterior | Cynodon dactylon-Selection 1 grass | Cynodon dactylon-Selection 1 grass | Sq.Mtr. | 100 | 162 | Approved
The Ramdulari | COMMON INFRASTRUCTURE | Landscaping | Softscape | WO/RP/RP03/52 | Mondal Nurseries & Exterior | Grass Carpet | Grass Carpet | Sq.Mtr. | 150 | 162 | Approved
The Ramdulari | COMMON INFRASTRUCTURE | Landscaping | Softscape | WO/RP/RP03/52 | Mondal Nurseries & Exterior | Artificial turf grass | Artificial turf grass | Sq.Mtr. | 35 | 250 | Approved
The Ramdulari | COMMON INFRASTRUCTURE | Landscaping | Softscape | WO/RP/RP03/52 | Mondal Nurseries & Exterior | SPATHODEA CAMPANULATA | SPATHODEA CAMPANULATA Common Name- AFRICAN TULIP TREE Specifications- Total Height- 8 to 10 Ft Min.TRUNK DIA - 60 MMHt. for Multi-branching - Canopy (Diameter)- | Nos | 24 | 0 | Approved
The Ramdulari | COMMON INFRASTRUCTURE | Landscaping | Softscape | WO/RP/RP03/52 | Mondal Nurseries & Exterior | NYCTANTHES | NYCTANTHES Common Name- HARSINGAR Specifications- Total Height- 8 to 10 Ft Min.TRUNK DIA - 20MM.Ht. for Multi-branching - Canopy (Diameter)- | Nos | 24 | 3500 | Approved
The Ramdulari | COMMON INFRASTRUCTURE | Landscaping | Softscape | WO/RP/RP03/52 | Mondal Nurseries & Exterior | DIANELLA CAERULEA | DIANELLA CAERULEA Common Name- DIANELLA Specifications- Height (Metre)- 10inch to 12 inch Spread (Diameter)- 25 Plants in 1 Sqm area @ Rs 60 each | Sq.Mtr. | 30 | 1500 | Approved
The Ramdulari | COMMON INFRASTRUCTURE | Landscaping | Softscape | WO/RP/RP03/52 | Mondal Nurseries & Exterior | DRACENA REFLEXA | DRACENA REFLEXA - DRACENA VARIEGATED Specifications- Height (Metre)- 18inch to 20 inch Spread (Diameter)- 25 Plants in 1 Sqm area @ Rs 60 each | Sq.Mtr. | 42 | 1500 | Approved
The Ramdulari | COMMON INFRASTRUCTURE | Landscaping | Softscape | WO/RP/RP03/52 | Mondal Nurseries & Exterior | THUNBERGIA ALATA | THUNBERGIA ALATA - AS PER SS STRING 300 C/C Specifications- Height (Metre)- 300-400MM.Spread (Diameter)- 50 nos plant in 24 floors | Nos | 1200 | 80 | Approved
The Ramdulari | COMMON INFRASTRUCTURE | Landscaping | Softscape | WO/RP/RP03/52 | Mondal Nurseries & Exterior | YELLOW JASMINE . | YELLOW JASMINE . DIANELLA- Specifications- Height (Metre)- 1.5 TO 2 FT Spread (Diameter)- | Nos | 840 | 120 | Approved
The Ramdulari | COMMON INFRASTRUCTURE | Landscaping | Softscape | WO/RP/RP03/52 | Mondal Nurseries & Exterior | THUNBERGIA Spacing- 250mm C/C | THUNBERGIA Spacing- 250mm C/C | Nos | 80 | 80 | Approved
The Ramdulari | COMMON INFRASTRUCTURE | Landscaping | Softscape | WO/RP/RP03/52 | Mondal Nurseries & Exterior | ASPARAGUS AETHIOPICUS | ASPARAGUS AETHIOPICUS min.25nos. Polybag**/sqm. as/specs. @ 150 c/c | Sq.Mtr. | 48 | 1500 | Approved
The Ramdulari | COMMON INFRASTRUCTURE | Landscaping | Softscape | WO/RP/RP03/52 | Mondal Nurseries & Exterior | BAUHINIA BLACKENEA | BAUHINIA BLACKENEA Common Name- HONKONG ORCHID TREE Specifications- Total Height- 8 Ft Min.TRUNK DIA - 60MMHt. for Multi-branching - 2.0 MtrCanopy (Diameter)- 1.5 Mtr | Nos | 7 | 0 | Approved
The Ramdulari | COMMON INFRASTRUCTURE | Landscaping | Softscape | WO/RP/RP03/52 | Mondal Nurseries & Exterior | LARGERSTROMIA SPECIOSA | LARGERSTROMIA SPECIOSA Common Name- GIANT CREPE MYRTLE Specifications- Total Height- 8 Ft Min.TRUNK DIA - 75MMHt. for Multi-branching - 2.0 MtrCanopy (Diameter)- 1.5 Mtr | Nos | 2 | 0 | Approved
The Ramdulari | COMMON INFRASTRUCTURE | Landscaping | Softscape | WO/RP/RP03/52 | Mondal Nurseries & Exterior | RAPHIS EXCELSA (cycads) | RAPHIS EXCELSA (cycads) - RAPHIS PALM Specifications- - 3.5 Ft - NA- 10 suckers | Nos | 40 | 1500 | Approved
The Ramdulari | COMMON INFRASTRUCTURE | Landscaping | Softscape | WO/RP/RP03/52 | Mondal Nurseries & Exterior | YELLOW JASMINE | YELLOW JASMINE 1.5 Mtr (Height) TO 2 FT | Nos | 18 | 120 | Approved
The Ramdulari | CLUB | Painting | External Painting | WO/RP/RP06/21 | INTERIO HUB | SRI paint at roof | Providing and applying of SRI Paint as per direction of Engineer in charge. |  | 0 | 0 | Approved
The Ramdulari | CLUB | Painting | External Painting | WO/RP/RP06/21 | INTERIO HUB | Exterior grade | Providing and applying of Exterior grade primmer, berger cool and seal apply 2 coat servicing all over floor with necessary tools & tackles at all levels as per direction of Engineer in charge. | Sq.Ft. | 440.57 | 22 | Approved
The Ramdulari | CLUB | Painting | External Painting | WO/RP/RP06/21 | INTERIO HUB | Normal SRI Paint | Providing and applying of normal exterior grade paint on 10th Floor roof inside deck with single coat paint with necessary tools & tackles at all levels as per direction of Engineer in charge. | Sq.Ft. | 1158.53 | 10 | Approved
Primarc Aadvika | OVERHEAD | Networking-Interiors |  | WO/HW1/PHW4/25 | ZED SECURITY SERVICES | IP CCTV Work for Aadvika Site | IP CCTV Work for Aadvika Site |  | 0 | 0 | Amended & Approved
Primarc Aadvika | OVERHEAD | Networking-Interiors |  | WO/HW1/PHW4/25 | ZED SECURITY SERVICES | H.265 NVR 16 Channel HD Display & Recording, LAN, TCP/IP, back-up on USB, Etc | Supply of H.265 NVR 16 Channel HIGH DEFINATION DISPLAY & RECORDING, LAN, TCP/IP, back-up on USB, 5 USERS on Client S/W over LAN, built-in Web Server for Remote Surveillance on Internet Explorer, HDMIO/P, 4K Display, Support 2 SATA HDD (CP-PLUS - CP-UNR-4K2162-V3) | Nos | 1 | 6650 | Approved
Primarc Aadvika | OVERHEAD | Networking-Interiors |  | WO/HW1/PHW4/25 | ZED SECURITY SERVICES | H.265 1/2.7" 2MP PS CMOS Image Sensor 2MP IP Bullet Camera | Supply of H.265 1/2.7" 2MP PS CMOS Image Sensor 2MP (1920 x 1080) @25/30fps IP Bullet Camera,IR Range of 60 Mtr, DWDR, PoE Supported, IP-67 (CP-PLUS- CP-UNC-TA21L6C-Q) | Nos | 12 | 3300 | Approved
Primarc Aadvika | OVERHEAD | Networking-Interiors |  | WO/HW1/PHW4/25 | ZED SECURITY SERVICES | 4TB SURVILLANCE HDD | Supply of 4TB SURVILLANCE HDD - SEGATE/WD | Nos | 2 | 11100 | Approved
Primarc Aadvika | OVERHEAD | Networking-Interiors |  | WO/HW1/PHW4/25 | ZED SECURITY SERVICES | 4 Port PoE Switch | Supply of 4 Port PoE Switch -Tp-Link | Nos | 6 | 2100 | Approved
Primarc Aadvika | OVERHEAD | Networking-Interiors |  | WO/HW1/PHW4/25 | ZED SECURITY SERVICES | 16 Port Network Switch | Supply of 16 Port Network Switch - Tp-Link | Nos | 1 | 3550 | Approved
Primarc Aadvika | OVERHEAD | Networking-Interiors |  | WO/HW1/PHW4/25 | ZED SECURITY SERVICES | 12 Port SM-(SC-SC) Loded LIU | Supply of 12 Port SM-(SC-SC) Loded LIU with all Accessories - Syrotech/STD | Nos | 1 | 3100 | Approved
Primarc Aadvika | OVERHEAD | Networking-Interiors |  | WO/HW1/PHW4/25 | ZED SECURITY SERVICES | Media Converter | Supply of Media Converter (Tx/Rx) - Syrotech/STD | Nos | 10 | 1200 | Approved
Primarc Aadvika | OVERHEAD | Networking-Interiors |  | WO/HW1/PHW4/25 | ZED SECURITY SERVICES | Terminal Box | Supply of Terminal Box - STD | Nos | 5 | 100 | Approved
Primarc Aadvika | OVERHEAD | Networking-Interiors |  | WO/HW1/PHW4/25 | ZED SECURITY SERVICES | SM Fiber (SC-Sc) Patch Cord | Supply of SM Fiber (SC-Sc) Patch Cord - Syrotech/STD | Nos | 16 | 125 | Approved
Primarc Aadvika | OVERHEAD | Networking-Interiors |  | WO/HW1/PHW4/25 | ZED SECURITY SERVICES | CAT6 Patch Cord | Supply of CAT6 Patch Cord- D-Link/Honeywell | Nos | 12 | 120 | Approved
Primarc Aadvika | OVERHEAD | Networking-Interiors |  | WO/HW1/PHW4/25 | ZED SECURITY SERVICES | 6U Loded Rack | Supply of 6U Loded Rack with all Accessories - Netrack/Valrack | Nos | 1 | 5500 | Approved
Primarc Aadvika | OVERHEAD | Networking-Interiors |  | WO/HW1/PHW4/25 | ZED SECURITY SERVICES | CONNECTOR -RJ45 | Supply of CONNECTOR -RJ45 - D-LINK | Nos | 31 | 5 | Approved
Primarc Aadvika | OVERHEAD | Networking-Interiors |  | WO/HW1/PHW4/25 | ZED SECURITY SERVICES | Junction Box | Supply of Outdoor Weatherproof Junction Box - STD - For Camera | Nos | 12 | 350 | Approved
Primarc Aadvika | OVERHEAD | Networking-Interiors |  | WO/HW1/PHW4/25 | ZED SECURITY SERVICES | PoE Box | Supply of Outdoor Weatherproof PoE Box - STD - For PoE | Nos | 6 | 1250 | Approved
Primarc Aadvika | OVERHEAD | Networking-Interiors |  | WO/HW1/PHW4/25 | ZED SECURITY SERVICES | LED Monitor | Supply of 21.5" LED Monitor with Wall Mounting Accessories - AOC | Nos | 1 | 5350 | Approved
Primarc Aadvika | OVERHEAD | Networking-Interiors |  | WO/HW1/PHW4/25 | ZED SECURITY SERVICES | HDMI Cable | Supply of HDMI Cable | Nos | 1 | 550 | Approved
Primarc Aadvika | OVERHEAD | Networking-Interiors |  | WO/HW1/PHW4/25 | ZED SECURITY SERVICES | UPS | Supply of UPS - 1 KVA OFFLINE - MICROTECH | Nos | 1 | 4400 | Approved
Primarc Aadvika | OVERHEAD | Networking-Interiors |  | WO/HW1/PHW4/25 | ZED SECURITY SERVICES | AWG Cable | Supply of CAT6 23 AWG Cable - D-Link/Honeywell - Qty at actual | Mtrs. | 85 | 33 | Approved
Primarc Aadvika | OVERHEAD | Networking-Interiors |  | WO/HW1/PHW4/25 | ZED SECURITY SERVICES | SM - OFC Armoured Cable | Supply of 6 Core SM - OFC Armoured Cable - D-Link/Finolex - Qty at actual | Mtrs. | 430 | 30 | Approved
Primarc Aadvika | OVERHEAD | Networking-Interiors |  | WO/HW1/PHW4/25 | ZED SECURITY SERVICES | PVC Conduit Pipe | Supply of PVC Conduit Pipe ISI - Qty at actual | Mtrs. | 43 | 22 | Approved
Primarc Aadvika | OVERHEAD | Networking-Interiors |  | WO/HW1/PHW4/25 | ZED SECURITY SERVICES | Cable Laying | Cable Laying Charges - Qty at actual | Mtrs. | 515 | 10 | Approved
Primarc Aadvika | OVERHEAD | Networking-Interiors |  | WO/HW1/PHW4/25 | ZED SECURITY SERVICES | Camere Installation and Commsioning | INSTALLATION & COMMSIONING - OF CAMERA | Nos | 12 | 150 | Approved
Primarc Aadvika | OVERHEAD | Networking-Interiors |  | WO/HW1/PHW4/25 | ZED SECURITY SERVICES | SPLICING CHARGES | SPLICING CHARGES WITH ALL ACCESSORIES | Lot | 1 | 3500 | Approved
Primarc Aadvika | OVERHEAD | Networking-Interiors |  | WO/HW1/PHW4/25 | ZED SECURITY SERVICES | NVR, RACK & SWITCH Installation and Commsioning | INSTALLATION & COMMSIONING - OF NVR, RACK & SWITCH | Lot | 1 | 4500 | Approved
The Ramdulari | COMMON INFRASTRUCTURE | Landscaping | Softscape |  |  | Climbers at Terrace Floor. | Climbers at Terrace Floor. |  |  |  | Approved
The Ramdulari | COMMON INFRASTRUCTURE | Landscaping | Softscape |  |  | YELLOW JASMINE . | YELLOW JASMINE 1.5 Mtr (Height) TO 2 FT Rate Breakup- (4.37X30) | Nos |  |  | Approved
The Ramdulari | COMMON INFRASTRUCTURE | Landscaping | Softscape | WO/RP/RP03/53 | Mondal Nurseries & Exterior | General Trees at Ground Floor. | General Trees at Ground Floor. |  | 0 | 0 | Approved
The Ramdulari | COMMON INFRASTRUCTURE | Landscaping | Softscape | WO/RP/RP03/53 | Mondal Nurseries & Exterior | Plam at Ground Floor. | Plam at Ground Floor. |  | 0 | 0 | Approved
The Ramdulari | COMMON INFRASTRUCTURE | Landscaping | Softscape | WO/RP/RP03/53 | Mondal Nurseries & Exterior | Large Shrubs at Ground Floor. | Large Shrubs at Ground Floor. |  | 0 | 0 | Approved
The Ramdulari | COMMON INFRASTRUCTURE | Landscaping | Softscape | WO/RP/RP03/53 | Mondal Nurseries & Exterior | Small Shrubs at Ground Floor. | Small Shrubs at Ground Floor. |  | 0 | 0 | Approved
The Ramdulari | COMMON INFRASTRUCTURE | Landscaping | Softscape | WO/RP/RP03/53 | Mondal Nurseries & Exterior | Climbers at Ground Floor. | Climbers at Ground Floor. |  | 0 | 0 | Approved
The Ramdulari | COMMON INFRASTRUCTURE | Landscaping | Softscape | WO/RP/RP03/53 | Mondal Nurseries & Exterior | Ground Cover at Ground Floor. | Ground Cover at Ground Floor. |  | 0 | 0 | Approved
The Ramdulari | COMMON INFRASTRUCTURE | Landscaping | Softscape | WO/RP/RP03/53 | Mondal Nurseries & Exterior | General Trees at Typical Floor. | General Trees at Typical Floor. |  | 0 | 0 | Approved
The Ramdulari | COMMON INFRASTRUCTURE | Landscaping | Softscape | WO/RP/RP03/53 | Mondal Nurseries & Exterior | Shrubs at Typical Floor. | Shrubs at Typical Floor. |  | 0 | 0 | Approved
The Ramdulari | COMMON INFRASTRUCTURE | Landscaping | Softscape | WO/RP/RP03/53 | Mondal Nurseries & Exterior | Climbers at 1st Floor. | Climbers at 1st Floor. |  | 0 | 0 | Approved
The Ramdulari | COMMON INFRASTRUCTURE | Landscaping | Softscape | WO/RP/RP03/53 | Mondal Nurseries & Exterior | Ground Cover at Typical Floor. | Ground Cover at Typical Floor. |  | 0 | 0 | Approved
The Ramdulari | COMMON INFRASTRUCTURE | Landscaping | Softscape | WO/RP/RP03/53 | Mondal Nurseries & Exterior | General Trees at Terrace Floor. | General Trees at Terrace Floor. |  | 0 | 0 | Approved
The Ramdulari | COMMON INFRASTRUCTURE | Landscaping | Softscape | WO/RP/RP03/53 | Mondal Nurseries & Exterior | Plam at Terrace Floor. | Plam at Terrace Floor. |  | 0 | 0 | Approved
The Ramdulari | COMMON INFRASTRUCTURE | Landscaping | Softscape | WO/RP/RP03/53 | Mondal Nurseries & Exterior | Climbers at Terrace Floor.. | Climbers at Terrace Floor.. |  | 0 | 0 | Approved
The Ramdulari | COMMON INFRASTRUCTURE | Landscaping | Softscape | WO/RP/RP03/53 | Mondal Nurseries & Exterior | NEOLAMRCKIA CADAMBA. | NEOLAMRCKIA CADAMBA Common Name- KADAM Specifications- Total Height- 10 ft Min. TRUNK DIA - 75MM Ht. for Multi-branching - 2.0 Mtr Canopy (Diameter)- 1.5 Mtr (Transfer from Bamangachi to RDP Site) Rate Breakup- (291+150) = 441 | Nos | 1 | 441 | Approved
The Ramdulari | COMMON INFRASTRUCTURE | Landscaping | Softscape | WO/RP/RP03/53 | Mondal Nurseries & Exterior | CASSIA SIAMEA. | CASSIA SIAMEA Common Name- KASSOD Specifications- Total Height- 10 ft Min.TRUNK DIA - 50MM Ht. for Multi-branching - 1.0 Mtr Canopy (Diameter)- 1.5 Mtr (Transfer from Bamangachi to RDP Site) Rate Breakup- (291+150) = 441 | Nos | 11 | 441 | Approved
The Ramdulari | COMMON INFRASTRUCTURE | Landscaping | Softscape | WO/RP/RP03/53 | Mondal Nurseries & Exterior | BAUHINIA BLACKENEA.. | BAUHINIA BLACKENEA Common Name- HONKONG ORCHID TREE Specifications- Total Height- 10 ft Min.TRUNK DIA - 60MM Ht. for Multi-branching - 2.0 Mtr Canopy (Diameter)- 1.5 Mtr (Transfer from Bamangachi to RDP Site) Rate Breakup- (291+150) = 441 | Nos | 8 | 441 | Approved
The Ramdulari | COMMON INFRASTRUCTURE | Landscaping | Softscape | WO/RP/RP03/53 | Mondal Nurseries & Exterior | CHORISIA SPECIOSA. | CHORISIA SPECIOSA Common Name- SILK FOLK Specifications- Total Height- 5 to 6 Ft Min.TRUNK DIA - 60MM , Ht. for Multi-branching - 2.0 Mtr Canopy (Diameter)- 1.5 Mtr Rate Breakup- (80+90) = 170 | Nos | 9 | 170 | Approved
The Ramdulari | COMMON INFRASTRUCTURE | Landscaping | Softscape | WO/RP/RP03/53 | Mondal Nurseries & Exterior | TABEBUBIA ARGENTEA. | TABEBUBIA ARGENTEA Common Name- SILVER TRUMPET (YELLOW TREE) Specifications- Total Height- 10 ft Min.TRUNK DIA - 50MM Ht. for Multi-branching - 2.0 Mtr Canopy (Diameter)- 1.2 Mtr Rate Breakup- (80+150) = 230 | Nos | 11 | 230 | Approved
The Ramdulari | COMMON INFRASTRUCTURE | Landscaping | Softscape | WO/RP/RP03/53 | Mondal Nurseries & Exterior | BOTTLEBRUSH. | BOTTLEBRUSH Common Name- CALLISTEMON Specifications- Total Height- 10 ft Min.TRUNK DIA - 60MM Ht. for Multi-branching - 2.0 Mtr Canopy (Diameter)- 1.5 Mtr (Transfer from Bamangachi to RDP Site) Rate Breakup- (291+150) = 441 | Nos | 1 | 441 | Approved
The Ramdulari | COMMON INFRASTRUCTURE | Landscaping | Softscape | WO/RP/RP03/53 | Mondal Nurseries & Exterior | PSIDIUM GUAJAVA . | PSIDIUM GUAJAVA Common Name- GUAVA TREE Specifications- Total Height- 6 Ft Min.TRUNK DIA - 30MM Ht. for Multi-branching - 1.2 Canopy (Diameter)- 1.0 Mtr Rate Breakup- (60+90) = 150 | Nos | 4 | 150 | Approved
The Ramdulari | COMMON INFRASTRUCTURE | Landscaping | Softscape | WO/RP/RP03/53 | Mondal Nurseries & Exterior | LICHI TREE (DWARF LICHI) . | LICHI TREE (DWARF LICHI) Specifications- Total Height- 7 to 8 ft Min. TRUNK DIA - 40MM Ht. for Multi-branching - 1.8 Canopy (Diameter)- 1.0 Mtr Rate Breakup- (60+90) = 150 | Nos | 6 | 150 | Approved
The Ramdulari | COMMON INFRASTRUCTURE | Landscaping | Softscape | WO/RP/RP03/53 | Mondal Nurseries & Exterior | JACK FRUIT. | JACK FRUIT Specifications- Total Height- 8 ft Min.TRUNK DIA - 60MM Ht. for Multi-branching - 1.8 Canopy (Diameter)- 1.5 Mtr Rate Breakup- (60+90) = 150 | Nos | 3 | 150 | Approved
The Ramdulari | COMMON INFRASTRUCTURE | Landscaping | Softscape | WO/RP/RP03/53 | Mondal Nurseries & Exterior | MANFIFERA INDICA (CHAUNSA). | MANFIFERA INDICA (CHAUNSA) Specifications- Total Height- 8 ft Min.TRUNK DIA - 50MM Ht. for Multi-branching - 1.5 Canopy (Diameter)- 1.2 Mtr Rate Breakup- (60+90) = 150 | Nos | 7 | 150 | Approved
The Ramdulari | COMMON INFRASTRUCTURE | Landscaping | Softscape | WO/RP/RP03/53 | Mondal Nurseries & Exterior | MANFIFERA INDICA (MIYAZAKI MANGO). | MANFIFERA INDICA (MIYAZAKI MANGO) Specifications- Total Height- 8 ft Min.TRUNK DIA - 50MM Ht. for Multi-branching - 1.5 Canopy (Diameter)- 1.2 Mtr Rate Breakup- (60+90) = 150 | Nos | 2 | 150 | Approved
The Ramdulari | COMMON INFRASTRUCTURE | Landscaping | Softscape | WO/RP/RP03/53 | Mondal Nurseries & Exterior | MANFIFERA INDICA 'ALPHONSO'. | MANFIFERA INDICA 'ALPHONSO' Specifications- Total Height- 8 ft Min.TRUNK DIA - 50MM Ht. for Multi-branching - 1.5 Canopy (Diameter)- 1.2 Mtr Rate Breakup- (60+90) = 150 | Nos | 1 | 150 | Approved
The Ramdulari | COMMON INFRASTRUCTURE | Landscaping | Softscape | WO/RP/RP03/53 | Mondal Nurseries & Exterior | MANFIFERA LANGRA. | MANFIFERA LANGRA Specifications- Total Height- 8 ft Min.TRUNK DIA - 50MM Ht. for Multi-branching - 1.5 Canopy (Diameter)- 1.2 Mtr Rate Breakup- (60+90) = 150 | Nos | 2 | 150 | Approved
The Ramdulari | COMMON INFRASTRUCTURE | Landscaping | Softscape | WO/RP/RP03/53 | Mondal Nurseries & Exterior | MORUS. | MORUS Common Name- MULLBERRY TREE Specifications- Total Height- 8 ft Min.TRUNK DIA - 30MM Ht. for Multi-branching - 1.5 Canopy (Diameter)- 1.0 Mtr Rate Breakup- (60+90) = 150 | Nos | 2 | 150 | Approved
The Ramdulari | COMMON INFRASTRUCTURE | Landscaping | Softscape | WO/RP/RP03/53 | Mondal Nurseries & Exterior | AEGLE MAMELOS . | AEGLE MAMELOS Common Name- BAEL TREE Specifications- Total Height- 8 ft Min.TRUNK DIA - 50MM Ht. for Multi-branching - 1.8 Canopy (Diameter)- 1.2 Mtr Rate Breakup- (60+90) = 150 | Nos | 1 | 150 | Approved
The Ramdulari | COMMON INFRASTRUCTURE | Landscaping | Softscape | WO/RP/RP03/53 | Mondal Nurseries & Exterior | WOODYETIA BIFURCATA . | WOODYETIA BIFURCATA Common Name- FOXTAIL PALM Specifications- Height (clear straight trunk) - 10 ft Min. TRUNK DIA - 150 mm Number. of Fronds- 20-25 Rate Breakup- (291+150) = 441 | Nos | 30 | 441 | Approved
The Ramdulari | COMMON INFRASTRUCTURE | Landscaping | Softscape | WO/RP/RP03/53 | Mondal Nurseries & Exterior | ROYSTONEA REGIA. | ROYSTONEA REGIA Common Name- ROYAL PALM Specifications- Height (clear straight trunk) - 10 ft Min. TRUNK DIA - 150MM Number. of Fronds- 10 (Transfer from Bamangachi to RDP Site) Rate Breakup- (291+200) = 491 | Nos | 6 | 491 | Approved
The Ramdulari | COMMON INFRASTRUCTURE | Landscaping | Softscape | WO/RP/RP03/53 | Mondal Nurseries & Exterior | RAPHIS EXCELSA (cycads) 3feet. | RAPHIS EXCELSA (cycads) Common Name- RAPHIS PALM Specifications- Height (clear straight trunk) - 3 to 3.5 ft Min. TRUNK DIA – NA Number. of Fronds- 10 suckers Rate Breakup- (60+150) = 210 | Nos | 139 | 210 | Approved
The Ramdulari | COMMON INFRASTRUCTURE | Landscaping | Softscape | WO/RP/RP03/53 | Mondal Nurseries & Exterior | RAPHIS EXCELSA (cycads) 2feet. | RAPHIS EXCELSA (cycads) Common Name- RAPHIS PALM Specifications- Height (clear straight trunk) – 2.5ft to 3 Min.TRUNK DIA – NA Number of Fronds- 10 suckers Rate Breakup- (30+60) = 90 | Nos | 38 | 90 | Approved
The Ramdulari | COMMON INFRASTRUCTURE | Landscaping | Softscape | WO/RP/RP03/53 | Mondal Nurseries & Exterior | CYCAS REVOLUTA (cycads). | CYCAS REVOLUTA (cycads) Common Name- CYCAS PALM Specifications- Height (clear straight trunk) - 2.5 to 3.0 ft Min. TRUNK DIA - 200Number. of Fronds- 20-25 Rate Breakup- (150+90) = 240 | Nos | 22 | 240 | Approved
The Ramdulari | COMMON INFRASTRUCTURE | Landscaping | Softscape | WO/RP/RP03/53 | Mondal Nurseries & Exterior | LIVISTONIA PALM. | LIVISTONIA PALM Common Name- TARI TREE Specifications- Height (clear straight trunk) - 6 TO 7 FT Min. TRUNK DIA - 200MMNumber. of Fronds- 10 Rate Breakup- (150+90) = 240 | Nos | 14 | 240 | Approved
The Ramdulari | COMMON INFRASTRUCTURE | Landscaping | Softscape | WO/RP/RP03/53 | Mondal Nurseries & Exterior | MUSSAENDA PINK. | MUSSAENDA PINK Common Name- BANGKOK ROSE Specifications- Height - 4 ft Spread (Diameter)- 0.75 Mtr Rate Breakup- (8.15+15) = 23.15 | Nos | 25 | 23.15 | Approved
The Ramdulari | COMMON INFRASTRUCTURE | Landscaping | Softscape | WO/RP/RP03/53 | Mondal Nurseries & Exterior | TECOMA GAUDICHAUDI Spacing @ 0.5 m C/C. | TECOMA GAUDICHAUDI Spacing @ 0.5 m C/C Common Name- YELLOW BELLS Specifications- Height- 3.5 Ft Spread (Diameter)- 0.6 Mtr Rate Breakup- (8.15+15) = 23.15 | Nos | 272 | 23.15 | Approved
The Ramdulari | COMMON INFRASTRUCTURE | Landscaping | Softscape | WO/RP/RP03/53 | Mondal Nurseries & Exterior | HAMELIA NORMAL Spacing @ 0.5 m C/C. | HAMELIA NORMAL Spacing @ 0.5 m C/C Common Name- FIREBUSH Specifications- Height - 2 Ft Spread (Diameter)- 0.9 Mtr Rate Breakup- (8.15+15) = 23.15 | Nos | 132 | 23.15 | Approved
The Ramdulari | COMMON INFRASTRUCTURE | Landscaping | Softscape | WO/RP/RP03/53 | Mondal Nurseries & Exterior | TABERNAEMONTANA DIVARICATA Spacing @ 1.0 m C/C. | TABERNAEMONTANA DIVARICATA Spacing @ 1.0 m C/C Common Name- CHANDNI DOUBLE Specifications- Height- 3.5 Ft ,Spread (Diameter)- 0.6 Mtr Rate Breakup- (8.15+15) = 23.15 | Nos | 32 | 23.15 | Approved
The Ramdulari | COMMON INFRASTRUCTURE | Landscaping | Softscape | WO/RP/RP03/53 | Mondal Nurseries & Exterior | CLERODENDRUM INERME Spacing @.3 m C/C. | CLERODENDRUM INERME Spacing @0.3 m C/C Common Name- INERMI Specifications- Height - 1.5 Ft Spread (Diameter)- 0.5 Mtr Rate Breakup- (1.25+15) = 16.25 | Nos | 142 | 16.25 | Approved
The Ramdulari | COMMON INFRASTRUCTURE | Landscaping | Softscape | WO/RP/RP03/53 | Mondal Nurseries & Exterior | CLERODENDRUM INERME Spacing @.350 m C/C. | CLERODENDRUM INERME Spacing @0.350 m C/C Common Name- INERMI HEDGE Specifications- Height - 1.5 Ft Spread (Diameter)- 2.0 Mtr Rate Breakup- (1.25+15) = 16.25 | Nos | 17 | 16.25 | Approved
The Ramdulari | COMMON INFRASTRUCTURE | Landscaping | Softscape | WO/RP/RP03/53 | Mondal Nurseries & Exterior | FICUS BENJAMINA Spacing @1.0 m C/C. | FICUS BENJAMINA Spacing @1.0 m C/C Common Name- FICUS BENJAMINA Specifications- Height - 4.00 Ft Spread (Diameter)- 1.0 Mtr (Transfer from Bamangachi to RDP Site) Rate Breakup- (80+15) = 95 | Nos | 44 | 95 | Approved
The Ramdulari | COMMON INFRASTRUCTURE | Landscaping | Softscape | WO/RP/RP03/53 | Mondal Nurseries & Exterior | GOLDEN DURRANTA Spacing @0.5 m C/C. | GOLDEN DURRANTA Spacing @0.5 m C/C Common Name- SKY FLOWER Specifications- Height - 2.00 Ft Spread (Diameter)- 1.0 Mtr Rate Breakup- (2.5+15) = 17.5 | Nos | 5 | 17.5 | Approved
The Ramdulari | COMMON INFRASTRUCTURE | Landscaping | Softscape | WO/RP/RP03/53 | Mondal Nurseries & Exterior | HIBISCUS DWARF. | HIBISCUS DWARF Common Name- GUDHAL Specifications- Height - 2.5Ft Spread (Diameter)- 0.4 Mtr Rate Breakup- (2.5+15) = 17.5 | Nos | 38 | 17.5 | Approved
The Ramdulari | COMMON INFRASTRUCTURE | Landscaping | Softscape | WO/RP/RP03/53 | Mondal Nurseries & Exterior | HELICONIA. | HELICONIA Specifications- Height - 3.5 Ft Spread (Diameter)- 1.0 Mtr Rate Breakup- (2.5+15) = 17.5 | Nos | 44 | 17.5 | Approved
The Ramdulari | COMMON INFRASTRUCTURE | Landscaping | Softscape | WO/RP/RP03/53 | Mondal Nurseries & Exterior | SPHAGNETICOLA TRILOBATA. | SPHAGNETICOLA TRILOBATA Common Name- WADELIA (Min 40 Nos with Polybag/ Per Sqm) Rate Breakup- (10+320) = 330 | Sq.Mtr. | 75 | 330 | Approved
The Ramdulari | COMMON INFRASTRUCTURE | Landscaping | Softscape | WO/RP/RP03/53 | Mondal Nurseries & Exterior | IXORA RED. | IXORA RED Specifications- Height (Metre)- 1.0 Mtr Spread (Diameter)- 0.6 Mtr (Min 40 Nos / Per Sqm) Rate Breakup- (150+320) = 470 | Sq.Mtr. | 17 | 470 | Approved
The Ramdulari | COMMON INFRASTRUCTURE | Landscaping | Softscape | WO/RP/RP03/53 | Mondal Nurseries & Exterior | MUSSAENDRA RED. | MUSSAENDRA RED Specifications- Height (Metre)- 1.0 Mtr Spread (Diameter)- 1.0 Mtr 1 Plant /Per Sqm Rate Breakup- (20+60) = 80 | Sq.Mtr. | 18 | 80 | Approved
The Ramdulari | COMMON INFRASTRUCTURE | Landscaping | Softscape | WO/RP/RP03/53 | Mondal Nurseries & Exterior | BOUGAINVILLEA GLABRA - PAPERFLOWER Spacing @ .450 mm C/C. | BOUGAINVILLEA GLABRA - PAPERFLOWER Spacing @ .450 mm C/C Common Name- BOUGAINVILLEA RED (with POT ) Specifications- Height- 1.5 Mtr. Rate Breakup- (8.5+15) = 23.5 | Nos | 16 | 23.5 | Approved
The Ramdulari | COMMON INFRASTRUCTURE | Landscaping | Softscape | WO/RP/RP03/53 | Mondal Nurseries & Exterior | VERNONIA/CURTAIN CREEPER. | VERNONIA/CURTAIN CREEPER Common Name- DENCE Specifications- Height- 1.5 Mtr. Rate Breakup- (1.5+5) = 6.5 | Nos | 5 | 6.5 | Approved
The Ramdulari | COMMON INFRASTRUCTURE | Landscaping | Softscape | WO/RP/RP03/53 | Mondal Nurseries & Exterior | THUNBERGIA MAUVE CREEPER. | THUNBERGIA MAUVE CREEPER Specifications- Height- 1.5 Mtr. (West & East Side Screen Wall) Rate Breakup- (2.5+8) = 10.5 | Nos | 610 | 10.5 | Approved
The Ramdulari | COMMON INFRASTRUCTURE | Landscaping | Softscape | WO/RP/RP03/53 | Mondal Nurseries & Exterior | THUNBERGIA GRANDIFLORA Location- South Side. | THUNBERGIA GRANDIFLORA Specifications- Height- 1.5 Mtr. Location- South Side Screen Wall Rate Breakup- (2.5+8) = 10.5 | Nos | 170 | 10.5 | Approved
The Ramdulari | COMMON INFRASTRUCTURE | Landscaping | Softscape | WO/RP/RP03/53 | Mondal Nurseries & Exterior | THUNBERGIA GRANDIFLORA Location- South Side Car Park Shed . | THUNBERGIA GRANDIFLORA Specifications- Height- 1.5 Mtr. Location- South Side Car Park Shed Rate Breakup- (2.5+8) = 10.5 | Nos | 70 | 10.5 | Approved
The Ramdulari | COMMON INFRASTRUCTURE | Landscaping | Softscape | WO/RP/RP03/53 | Mondal Nurseries & Exterior | THUNBERGIA ALATA Location- Eat West Car Parking Shed . | THUNBERGIA ALATA Specifications- Height- 1.5 Mtr. Location- East West Car Parking Shed Rate Breakup- (2.5+8) = 10.5 | Nos | 110 | 10.5 | Approved
The Ramdulari | COMMON INFRASTRUCTURE | Landscaping | Softscape | WO/RP/RP03/53 | Mondal Nurseries & Exterior | Cynodon dactylon-Selection 1 grass. | Cynodon dactylon-Selection 1 grass (Seeding /Runners for Planting with Dibbling Method) Rate Breakup- (10+15) = 25 | Sq.Mtr. | 100 | 25 | Approved
The Ramdulari | COMMON INFRASTRUCTURE | Landscaping | Softscape | WO/RP/RP03/53 | Mondal Nurseries & Exterior | Grass Carpet . | Grass Carpet Rate Breakup- (10+15) = 25 | Sq.Mtr. | 150 | 25 | Approved
The Ramdulari | COMMON INFRASTRUCTURE | Landscaping | Softscape | WO/RP/RP03/53 | Mondal Nurseries & Exterior | Artificial turf grass. | Artificial turf grass Rate Breakup- (10+38) = 48 | Sq.Mtr. | 35 | 48 | Approved
The Ramdulari | COMMON INFRASTRUCTURE | Landscaping | Softscape | WO/RP/RP03/53 | Mondal Nurseries & Exterior | SPATHODEA CAMPANULATA. | SPATHODEA CAMPANULATA Common Name- AFRICAN TULIP TREE Specifications- Total Height- 8 to 10 Ft Min. TRUNK DIA - 60 MM Ht. for Multi-branching (Transfer from Bamangachi to RDP Site) Rate Breakup- (292+1000) = 1292 | Nos | 24 | 1292 | Approved
The Ramdulari | COMMON INFRASTRUCTURE | Landscaping | Softscape | WO/RP/RP03/53 | Mondal Nurseries & Exterior | NYCTANTHES. | NYCTANTHES Common Name- HARSINGAR Specifications- Total Height- 8 to 10 Ft Min.TRUNK DIA - 20MM.Ht. for Multi-branching Rate Breakup- (292+1000) = 1292 | Nos | 24 | 1292 | Approved
The Ramdulari | COMMON INFRASTRUCTURE | Landscaping | Softscape | WO/RP/RP03/53 | Mondal Nurseries & Exterior | DIANELLA CAERULEA. | DIANELLA CAERULEA Common Name- DIANELLA Specifications- Height- 10inch to 12 inch Spread (Diameter)- 25 Plants in 1 Sqm area @ Rs 60 each Rate Breakup- (72.75+500) = 572.75 | Sq.Mtr. | 30 | 572.75 | Approved
The Ramdulari | COMMON INFRASTRUCTURE | Landscaping | Softscape | WO/RP/RP03/53 | Mondal Nurseries & Exterior | DRACENA REFLEXA. | DRACENA REFLEXA - DRACENA VARIEGATED Specifications- Height- 18inch to 20 inch Spread (Diameter)- 25 Plants in 1 Sqm area @ Rs 60 each Rate Breakup- (72.75+500) = 572.75 | Sq.Mtr. | 42 | 572.75 | Approved
The Ramdulari | COMMON INFRASTRUCTURE | Landscaping | Softscape | WO/RP/RP03/53 | Mondal Nurseries & Exterior | THUNBERGIA ALATA . | THUNBERGIA ALATA - AS PER SS STRING 300 C/C Specifications- Height -300-400MM. Spread (Diameter)- 50 nos plant in 24 floors Rate Breakup- (4.37+30) = 34.37 | Nos | 1200 | 34.37 | Approved
The Ramdulari | COMMON INFRASTRUCTURE | Landscaping | Softscape | WO/RP/RP03/53 | Mondal Nurseries & Exterior | YELLOW JASMINE .. | YELLOW JASMINE Specifications- Height 1.5 TO 2 FT Rate Breakup- (4.37+30) = 34.37 | Nos | 840 | 34.37 | Approved
The Ramdulari | COMMON INFRASTRUCTURE | Landscaping | Softscape | WO/RP/RP03/53 | Mondal Nurseries & Exterior | THUNBERGIA Spacing- 250mm C/C. | THUNBERGIA Spacing- 250mm C/C Location –Swimming Pool Area Rate Breakup- (4.37+30) = 34.37 | Nos | 80 | 34.37 | Approved
The Ramdulari | COMMON INFRASTRUCTURE | Landscaping | Softscape | WO/RP/RP03/53 | Mondal Nurseries & Exterior | ASPARAGUS AETHIOPICUS. | ASPARAGUS AETHIOPICUS min. 25nos. Polybag/sqm. as/specs. @ 150 c/c Rate Breakup- (72.75+500) = 572.75 | Sq.Mtr. | 48 | 572.75 | Approved
The Ramdulari | COMMON INFRASTRUCTURE | Landscaping | Softscape | WO/RP/RP03/53 | Mondal Nurseries & Exterior | BAUHINIA BLACKENEA. | BAUHINIA BLACKENEA Common Name- HONKONG ORCHID TREE Specifications- Total Height- 8 Ft Min. TRUNK DIA - 60MM Ht. for Multi-branching - 2.0 Mtr Canopy (Diameter)- 1.5 Mtr (Transfer from Bamangachi to RDP Site) Rate Breakup- (292+1000) = 1292 | Nos | 7 | 1292 | Approved
The Ramdulari | COMMON INFRASTRUCTURE | Landscaping | Softscape | WO/RP/RP03/53 | Mondal Nurseries & Exterior | LARGERSTROMIA SPECIOSA. | LARGERSTROMIA SPECIOSA Common Name- GIANT CREPE MYRTLE Specifications- Total Height- 8 Ft Min. TRUNK DIA - 75MMHt. for Multi-branching - 2.0 Mtr Canopy (Diameter)- 1.5 Mtr (Transfer from Bamangachi to RDP Site) Rate Breakup- (292+1000) = 1292 | Nos | 2 | 1292 | Approved
The Ramdulari | COMMON INFRASTRUCTURE | Landscaping | Softscape | WO/RP/RP03/53 | Mondal Nurseries & Exterior | RAPHIS EXCELSA (cycads). | RAPHIS EXCELSA (cycads) Common Name- RAPHIS PALM Specifications- - 3.5 Ft - NA- 10 suckers Rate Breakup- (120+100) = 220 | Nos | 40 | 220 | Approved
The Ramdulari | COMMON INFRASTRUCTURE | Landscaping | Softscape | WO/RP/RP03/53 | Mondal Nurseries & Exterior | YELLOW JASMINE . | YELLOW JASMINE 1.5 Mtr (Height) TO 2 FT Rate Breakup- (4.37+30) = 34.37 | Nos | 18 | 34.37 | Approved
CHANDANNAGAR COMMERCIAL | COMMON INFRASTRUCTURE | Civil |  | WO/GC01/GC03/7 | Armatix(India) Pvt. Ltd. | RCC Duct Cutting With Diamond Cutting | RCC duct cutting using diamond cutting & core cutting and hand chipping, as directed by the Site Engineer. |  | 0 | 0 | Approved
CHANDANNAGAR COMMERCIAL | COMMON INFRASTRUCTURE | Civil |  | WO/GC01/GC03/7 | Armatix(India) Pvt. Ltd. | Duct Cutting | RCC duct cutting using diamond cutting and hand chipping, as directed by the Site Engineer. Size 200x250x175 mm thick | Nos | 2 | 3000 | Approved
CHANDANNAGAR COMMERCIAL | COMMON INFRASTRUCTURE | Civil |  | WO/GC01/GC03/7 | Armatix(India) Pvt. Ltd. | Core Cutting | Core cutting 125 mm dia × 300 mm depth in RCC, as directed by Site Engineer. | Nos | 6 | 1000 | Approved
AARANYA | EXPERIENCE CENTER | Interior Work |  | WO/PKB/PKX/52 | ANIRBAN ENTERPRISE | Supply and fixing bamboo bakari fencing made by bamboo | Supply and fixing bamboo bakari fencing made by bamboo structure and double bamboo post. bamboo posts hould be 2.5 fit height, 4horizontal half fali bamboo laying, 4fit gap from one pole to another pole, 1.5 fit under soil and double cross. fixed with nails and washer. Complete with all materials and labour. (With Paint work, Colour: As approved) | Rft | 0 | 620 | Approved
AARANYA | EXPERIENCE CENTER | Interior Work |  | WO/PKB/PKX/52 | ANIRBAN ENTERPRISE | Supply & fixing cover Hogla mat fencin | Supply & fixing cover Hogla mat fencing made by bamboo structure & hogla mat walling. fixed with nails & washer & binding wire, binding rope. Complete with all material & labour. | Sq.Ft. | 779.15 | 32 | Approved
AARANYA | COMMON INFRASTRUCTURE | Landscaping | Softscape | WO/PKB/PKB2/28 | Mondal Nurseries & Exterior | Compensate Trees | Supply of Compensate Trees |  | 0 | 0 | Approved
AARANYA | COMMON INFRASTRUCTURE | Landscaping | Softscape | WO/PKB/PKB2/28 | Mondal Nurseries & Exterior | Compulsory Tree | Supply of Compulsory Tree |  | 0 | 0 | Amended & Approved
AARANYA | COMMON INFRASTRUCTURE | Landscaping | Softscape | WO/PKB/PKB2/28 | Mondal Nurseries & Exterior | Cassia fistula | Cassia fistula Common Name- Amaltas Plant Spec. Height (mm) 1000-1500 Spacing C/C (mm) 3000 | Nos | 43 | 250 | Approved
AARANYA | COMMON INFRASTRUCTURE | Landscaping | Softscape | WO/PKB/PKB2/28 | Mondal Nurseries & Exterior | Plumeria Alba | Plumeria Alba Common Name- White Frangipani Plant Spec. Height (mm) 1000-1500 Spacing C/C (mm) 3000 | Nos | 3 | 650 | Approved
AARANYA | COMMON INFRASTRUCTURE | Landscaping | Softscape | WO/PKB/PKB2/28 | Mondal Nurseries & Exterior | Tabebuia rosea | Tabebuia rosea Common Name- Pink Trumpet Tree Plant Spec. Height (mm) 1000-1500 Spacing C/C (mm) 3000 | Nos | 4 | 250 | Approved
AARANYA | COMMON INFRASTRUCTURE | Landscaping | Softscape | WO/PKB/PKB2/28 | Mondal Nurseries & Exterior | Azadirachta Indica | Azadirachta Indica Common Name- Neem Plant Spec. Height (mm) 1000-1500 Spacing C/C (mm) 3000 | Nos | 4 | 250 | Approved
AARANYA | COMMON INFRASTRUCTURE | Landscaping | Softscape | WO/PKB/PKB2/28 | Mondal Nurseries & Exterior | Michelia champaca | Michelia champaca Common Name- Swarnachampa Plant Spec. Height (mm) 1000-1500 Spacing C/C (mm) 3000 | Nos | 4 | 550 | Approved
AARANYA | COMMON INFRASTRUCTURE | Landscaping | Softscape | WO/PKB/PKB2/28 | Mondal Nurseries & Exterior | Peltophorum pteroccarpum | Peltophorum pteroccarpum Common Name- Radhachura Plant Spec. Height (mm) 1000-1500 Spacing C/C (mm) 3000 | Nos | 7 | 250 | Approved
AARANYA | COMMON INFRASTRUCTURE | Landscaping | Softscape | WO/PKB/PKB2/28 | Mondal Nurseries & Exterior | Syzigium cumini | Syzigium cumini Common Name- Jamun Plant Spec. Height (mm) 1000-1500 Spacing C/C (mm) 3000 | Nos | 2 | 250 | Approved
AARANYA | COMMON INFRASTRUCTURE | Landscaping | Softscape | WO/PKB/PKB2/28 | Mondal Nurseries & Exterior | Mangifera indica | Mangifera indica Common Name- Mango Plant Spec. Height (mm) 1000-1500 Spacing C/C (mm) 3000 | Nos | 6 | 250 | Approved
AARANYA | COMMON INFRASTRUCTURE | Landscaping | Softscape | WO/PKB/PKB2/28 | Mondal Nurseries & Exterior | Polyalthia Langifolia | Polyalthia Langifolia Common Name- Debdaru Plant Spec. Height (mm) 1000-1500 Spacing C/C (mm) 3000 | Nos | 18 | 250 | Approved
AARANYA | COMMON INFRASTRUCTURE | Landscaping | Softscape | WO/PKB/PKB2/28 | Mondal Nurseries & Exterior | Plumeria Alba | Plumeria Alba Common Name- White Frangipani Plant Spec. Height (mm) 1000-1500 Spacing C/C (mm) 3000 | Nos | 13 | 650 | Approved
AARANYA | COMMON INFRASTRUCTURE | Landscaping | Softscape | WO/PKB/PKB2/28 | Mondal Nurseries & Exterior | Polyalthia Langifolia | Polyalthia Langifolia Common Name- Debdaru Plant Spec. Height (mm) 1000-1500 Spacing C/C (mm) 3000 | Nos | 69 | 250 | Approved
AARANYA | COMMON INFRASTRUCTURE | Landscaping | Softscape | WO/PKB/PKB2/28 | Mondal Nurseries & Exterior | Millingtonia Hortensis | Millingtonia Hortensis Common Name- Akashneem Plant Spec. Height (mm) 1000-1500 Spacing C/C (mm) 3000 | Nos | 25 | 350 | Approved
AARANYA | COMMON INFRASTRUCTURE | Landscaping | Softscape | WO/PKB/PKB2/28 | Mondal Nurseries & Exterior | Bauhinia blakeana | Bauhinia blakeana Common Name- Kanchan Plant Spec. Height (mm) 1000-1500 Spacing C/C (mm) 3000 | Nos | 34 | 350 | Approved
AARANYA | COMMON INFRASTRUCTURE | Landscaping | Softscape | WO/PKB/PKB2/28 | Mondal Nurseries & Exterior | Barringtonia acutangula | Barringtonia acutangula Common Name- Hijal Plant Spec. Height (mm) 1000-1500 Spacing C/C (mm) 3000 | Nos | 5 | 950 | Approved
AARANYA | COMMON INFRASTRUCTURE | Landscaping | Softscape | WO/PKB/PKB2/28 | Mondal Nurseries & Exterior | Spathodea Campanulata | Spathodea Campanulata Common Name- Rudrapalas Plant Spec. Height (mm) 1000-1500 Spacing C/C (mm) 3000 | Nos | 2 | 250 | Approved
AARANYA | COMMON INFRASTRUCTURE | Landscaping | Softscape | WO/PKB/PKB2/28 | Mondal Nurseries & Exterior | Michelia champaca | Michelia champaca Common Name- Swarnachampa Plant Spec. Height (mm) 1000-1500 Spacing C/C (mm) 3000 | Nos | 6 | 550 | Approved
AARANYA | COMMON INFRASTRUCTURE | Landscaping | Softscape | WO/PKB/PKB2/28 | Mondal Nurseries & Exterior | Psidium Gujava | Psidium Gujava Common Name- Guava Tree Plant Spec. Height (mm) 1000-1500 Spacing C/C (mm) 3000 | Nos | 2 | 250 | Approved
AARANYA | COMMON INFRASTRUCTURE | Landscaping | Softscape | WO/PKB/PKB2/29 | Mondal Nurseries & Exterior | Plantation Charges for permanent tree | Labour charges for pit making and complete plantation work for permanent tree , as per specification and direction of EIC. | Nos | 190 | 80 | Approved
AARANYA | COMMON INFRASTRUCTURE | Landscaping | Softscape | WO/PKB/PKB2/29 | Mondal Nurseries & Exterior | Plantation Charges for Tree (Which Will be Shifted in future) | Labour charges for Plantation work for Tree, as per specification and direction of EIC. (Which Will be Shifted in future) | Nos | 57 | 40 | Approved
AARANYA | COMMON INFRASTRUCTURE | Landscaping | Softscape | WO/PKB/PKB2/29 | Mondal Nurseries & Exterior | Supply and application of 2 kg manure per permanent tree | Supply and application of 2 kg manure per permanent tree using vermicompost, bone dust, DAP, and khol, complete as per specification and direction of EIC. | Nos | 190 | 90 | Approved
AARANYA | COMMON INFRASTRUCTURE | Landscaping | Softscape | WO/PKB/PKB2/29 | Mondal Nurseries & Exterior | Transportation charges for plants and manure | Transportation charges for plants and manure | Lump Sum | 1 | 4000 | Approved
The Ramdulari | BLOCK | Civil | Sub & Super Structure Work | WO/RP/RP02/120 | NEW L. N. CONSTRUCTION | Charges for Misc. Civil Work | Charges for Misc. Civil Work for Toilet Shaft, including Labour, Material, Tools & Tackles. Location- 2nd to 25th floor |  | 0 | 0 | Approved
The Ramdulari | BLOCK | Civil | Sub & Super Structure Work | WO/RP/RP02/120 | NEW L. N. CONSTRUCTION | 125mm Brick Work | Providing and erecting 125mm. thick brick work with 1st Class bricks for wall in sand cement mortar (4:1) including the cost of all material, labour, tools, tackles, scaffolding, curing etc. complete as per direction of Project Manager and technical specification. (Cement supplied by Client) | Sq.Mtr. | 60 | 1500 | Approved
The Ramdulari | BLOCK | Civil | Sub & Super Structure Work | WO/RP/RP02/120 | NEW L. N. CONSTRUCTION | 15mm Plaster | roviding and applying 15mm plaster with sand and cement mortar including rounding off or chamfering of concrete surface,curing etc. complete as per direction of EIC- 15 mm thick sand cement mortar (6 parts sand: 1 parts cement),at any floor and level (Cement would be supplied by the Client free of cost, but subjected to reconciliation) | Sq.Mtr. | 60 | 420 | Approved
The Ramdulari | BLOCK | Civil | Sub & Super Structure Work | WO/RP/RP02/120 | NEW L. N. CONSTRUCTION | RCC Band (125 X 125) | Charges for Providing, Laying & fixing for RCC Band 125mm of AAC block at any level, R.C.C (1:1.5:3) by site mix concrete 25 mm and down sized , screened and washed well graded stone chips including Shuttering & Reinforcement cost), at any floor level complete in all respect as per approved consultant drawing, specification and direction of EIC. (Rate including all required material, labour, tools and tackles necessary arrangements of the work.). (Cement & Reinforcement would be supplied by client but subjected to reconciliation.) | RMT | 23 | 550 | Approved
The Ramdulari | BLOCK | Civil | Sub & Super Structure Work | WO/RP/RP02/59 | M/S MALENA DISTRIBUTORS LLP | Hire Charges for Scaffolding Material : 1st January to 31st March | Hire Charges for Scaffolding Material : 11st January to 31st March QTY: No of Materials x Hire Days |  | 0 | 0 | Amended & Approved
The Ramdulari | BLOCK | Civil | Sub & Super Structure Work | WO/RP/RP02/59 | M/S MALENA DISTRIBUTORS LLP | Standard Vertical (Cup Lock) - 3 Cup | Standard Vertical (Cup Lock) - 3 Cup Size: 3.00 M Long Individual Wt per Pc: 13.40kg | Rate/Day | 88732 | 0.83 | Approved
The Ramdulari | BLOCK | Civil | Sub & Super Structure Work | WO/RP/RP02/59 | M/S MALENA DISTRIBUTORS LLP | Standard Horizental (Ledger) 1200mm | Standard Horizontal (Ledger) Size: 1200 mm Individual Wt per Pc: 4.10kg | Rate/Day | 110978 | 0.34 | Approved
The Ramdulari | BLOCK | Civil | Sub & Super Structure Work | WO/RP/RP02/59 | M/S MALENA DISTRIBUTORS LLP | Standard Horizental (Ledger) 950mm | Standard Horizontal (Ledger) Size: 950 mm Individual Wt per Pc: 3.10kg | Rate/Day | 150672 | 0.26 | Approved
The Ramdulari | BLOCK | Civil | Sub & Super Structure Work | WO/RP/RP02/59 | M/S MALENA DISTRIBUTORS LLP | Adjustable Stirrup Head (Base Jack) | Adjustable Stirrup Head (Base Jack) Size: 450 mm Long Individual Wt per Pc: 3.40kg | Rate/Day | 14608 | 0.3 | Approved
The Ramdulari | BLOCK | Civil | Sub & Super Structure Work | WO/RP/RP02/59 | M/S MALENA DISTRIBUTORS LLP | Spigot/ Joint Pin | Spigot/ Joint Pin Size: 38 mm X 250 / 300 mm Individual Wt per Pc: 0.45kg | Rate/Day | 89228 | 0.18 | Approved
The Ramdulari | BLOCK | Civil | Sub & Super Structure Work | WO/RP/RP02/59 | M/S MALENA DISTRIBUTORS LLP | Standard Vertical (Cup Lock) 1.5mtr | Standard Vertical (Cup Lock) - 3cup Size: 1.50 M Long Individual Wt. per Pc: 6.60Kg | Rate/Day | 18290 | 0.42 | Approved
The Ramdulari | BLOCK | Civil | Sub & Super Structure Work | WO/RP/RP02/59 | M/S MALENA DISTRIBUTORS LLP | Scaffolding Jali | Scaffolding Jali | Rate/Day | 9000 | 3.5 | Approved
CHANDANNAGAR COMMERCIAL | MAIN TOWER | Civil | Sub & Super Structure Work | WO/GC01/GC01/2 | Arsh Realcon | Beam Sill : 125X200 | Beam Sill (Size : 125X200) | RMT | 70 | 450 | Approved
CHANDANNAGAR COMMERCIAL | MAIN TOWER | Civil | Sub & Super Structure Work | WO/GC01/GC01/2 | Arsh Realcon | Rebar Grouting | All charges for fixing reinforcement bars including drilling & chemical injection in the concrete surface as per direction of EIC & the chemical manufacturer's (Fischer-360S) specification . The rate shall be inclusive of all labour, material, scaffolding, gangway etc. involved for rebar grouting including rod cutting etc. (Location : RCC Post, Band/Linter) |  | 0 | 0 | Approved
CHANDANNAGAR COMMERCIAL | MAIN TOWER | Civil | Sub & Super Structure Work | WO/GC01/GC01/2 | Arsh Realcon | Rebar Grouting : 8mm dia | Rebar Grouting : 8mm dia | Nos | 625 | 100 | Approved
CHANDANNAGAR COMMERCIAL | MAIN TOWER | Civil | Sub & Super Structure Work | WO/GC01/GC01/2 | Arsh Realcon | Rebar Grouting : 10mm dia | Rebar Grouting : 10mm dia | Nos | 160 | 130 | Approved
CHANDANNAGAR COMMERCIAL | MAIN TOWER | Civil | Sub & Super Structure Work | WO/GC01/GC01/2 | Arsh Realcon | Rebar Grouting : 12mm dia | Rebar Grouting : 12mm dia | Nos | 0 | 180 | Approved
CHANDANNAGAR COMMERCIAL | MAIN TOWER | Mechanical Car Parking |  | WO/GC01/GC01/18 | Arsh Realcon | Polythene Sheet | Polythene Sheet Laying - All Charges for providing and laying 80 micron Polythene Sheet over damp proof course or below flooring or in foundation or in foundation trenches as per drawing and direction of Engineer-in-Charge | Sq.Mtr. | 14.5 | 53 | Approved
CHANDANNAGAR COMMERCIAL | MAIN TOWER | Mechanical Car Parking |  | WO/GC01/GC01/18 | Arsh Realcon | 125mm thick brick work | Providing and erecting 125mm thick brick work with 1st class bricks for walls of specified thickness in cement sand mortar (1:6) including the cost of all material, as per drawing and as specified in relevant is codes, necessary curing, scaffolding, staging, all leads and lifts from any point to any point inside the site including cleaning of accumulated debris as per drawing and specifications and as directed by the project manager. (Cement will be supplied by the employer free of cost, but subjected to reconciliation) | Sq.Mtr. | 1.1 | 1315 | Approved
CHANDANNAGAR COMMERCIAL | MAIN TOWER | Mechanical Car Parking |  | WO/GC01/GC01/18 | Arsh Realcon | 200/250mm thick brick work | Providing and erecting 250/200mm thick brick work with 1st class bricks for walls of specified thickness in cement sand mortar (1:6) including the cost of all material, as per drawing and as specified in relevant is codes, necessary curing, scaffolding, staging, all leads and lifts from any point to any point inside the site including cleaning of accumulated debris as per drawing and specifications and as directed by the project manager. (Cement will be supplied by Client but subjected to reconciliation) | Cum. | 0.65 | 8000 | Approved
CHANDANNAGAR COMMERCIAL | MAIN TOWER | Mechanical Car Parking |  | WO/GC01/GC01/18 | Arsh Realcon | RCC dismantling | All charges for RCC dismantling all complete including cleaning all rubbish, lifting and staging as per direction of Engineer in charge. | Cum. | 0.5 | 4800 | Approved
CHANDANNAGAR COMMERCIAL | MAIN TOWER | Mechanical Car Parking |  | WO/GC01/GC01/18 | Arsh Realcon | Brick Dismantling | Charges for doing dismantling of brick work including all labour, tools & tackles, equipment, scaffolding (if required), and necessary safety precautions also disposing full or part of the dismantled material & its debris at designated dump yard inside of the site premises as direction of Engineer-in-Charge. | Cum. | 1.65 | 2940 | Approved
CHANDANNAGAR COMMERCIAL | COMMON INFRASTRUCTURE | Civil |  | WO/GC01/GC03/5 | Arsh Realcon | Polythene Sheet Laying | All Charges for providing and laying 80 micron Polythene Sheet over damp proof course or below flooring or in foundation or in foundation trenches as per drawing and direction of Engineer-in-Charge | Sq.Mtr. | 107 | 53 | Approved
CHANDANNAGAR COMMERCIAL | COMMON INFRASTRUCTURE | Civil |  | WO/GC01/GC03/5 | Arsh Realcon | Rung ladder Fixing | Labour charges for fixing of Rung ladder in proper line at any level with supply of all tool tackles & machineries as per drawing & direction of EIC | Nos | 10 | 243 | Amended & Approved
CHANDANNAGAR COMMERCIAL | COMMON INFRASTRUCTURE | Civil |  | WO/GC01/GC03/5 | Arsh Realcon | Manhole Cover Fixing | Labour charges for fixing of manhole with proper line level as per direction of EIC | Nos | 2 | 485 | Approved
The Ramdulari | COMMON INFRASTRUCTURE | Consultancy Charges | GREEN BUILDING CONSULTANT | WO/RP/RP03/4 | Kamal Cogent Energy Pvt. Ltd. | Re-work for IGBC Green Homes Certification | Re-work for IGBC Green Homes Certification | Lump Sum | 1 | 150000 | Approved
SOUTHWINDS PROJECT LLP (PHASE - III & IV) | CLUB PHASE - III & IV | Signages and Art Work | Signage Work | WO/SP34/CW34/40 | Annex Design Pvt. Ltd. | WPC DESIGN SHEET CLADDING | WPC DESIGN SHEET CLADDING |  | 0 | 0 | Amended & Approved
SOUTHWINDS PROJECT LLP (PHASE - III & IV) | CLUB PHASE - III & IV | Signages and Art Work | Signage Work | WO/SP34/CW34/40 | Annex Design Pvt. Ltd. | WPC DESIGN SHEET CLADDING | WPC DESIGN SHEET CLADDING Providing, fabricating and installation of 12mm & 8mm WPC panel cladding of approved make. WPC sheet cladding to be cut into sizes as approved by the architect / Drawings and fixed on as required vertically and horizontally MS backup frame (MS materials as provided by client and 2 Coat of Red Oxide Primer in contractor Scope). The groove size between the panels would be 4mm. The horizontal & vertical grooves of WPC panel shall be open. WPC & Silicon Combination to be used at top cover to ensure water protection. Rate is including of 12mm & 8mm WPC sheets, cutting, MS base plate, fixing screw and labour charges all complete as per approved drawing and direction of EIC. | Sq.Ft. | 370 | 498.75 | Approved
SOUTHWINDS PROJECT LLP (PHASE - III & IV) | CLUB PHASE - III & IV | Signages and Art Work | Signage Work | WO/SP34/CW34/40 | Annex Design Pvt. Ltd. | Delivery Charges | Delivery Charges | Lump Sum | 1 | 4750 | Approved
SOUTHWINDS PROJECT LLP (PHASE - III & IV) | FINISHING PHASE - IV | False Celling |  | WO/SP34/FW4/63 | GAUTAM GAURISARIA | Trap Door At lobby | Trap Door At lobby- Providing and fixing of Trap Door made with Gypsum board 12 mm thk. flatincluding galvanized metal sections with fittings and fixtures at all 4 peripheries of cut out area and trap door) to,all finishing at all level as per drawing and direction of Engineer-in-Charge. size 1.5' x 1.5' | Nos | 90 | 300 | Approved
SOUTHWINDS PROJECT LLP (PHASE - III & IV) | FINISHING PHASE - IV | False Celling |  | WO/SP34/FW4/36 | Sangita Gaurisaria | Trap Door At lobby | Trap Door At lobby- Providing and fixing of Trap Door made with Gypsum board 12 mm thk. flatincluding galvanized metal sections with fittings and fixtures at all 4 peripheries of cut out area and trap door) to,all finishing at all level as per drawing and direction of Engineer-in-Charge. size 1.5' x 1.5' | Nos | 72 | 300 | Approved
SOUTHWINDS PROJECT LLP (PHASE - III & IV) | FINISHING PHASE - IV | False Celling |  | WO/SP34/FW4/36 | Sangita Gaurisaria | oading - unloading. | Charges for loading - unloading, transportation, hire charges for machinery as per direction of Engineer-in-Charge.. | Lump Sum | 1 | 8877.63 | Approved
SOUTHWINDS PROJECT LLP (PHASE - III & IV) | FINISHING PHASE - IV | Wood Work |  | WO/SP34/FW4/32 | INTERIOR SCAPE | Groove Polish | Groove Polish | Rft | 42.378 | 25 | Approved
SOUTHWINDS PROJECT LLP (PHASE - III & IV) | FINISHING PHASE - IV | Wood Work |  | WO/SP34/FW4/34 | B. S. Furniture | Groove Polish | Groove Polish | Rft | 24.83 | 25 | Approved
SOUTHWINDS PROJECT LLP (PHASE - III & IV) | FINISHING PHASE - IV | Wood Work |  | WO/SP34/FW4/33 | RAJ KUMAR FURNITURE WORKS | Groove Polish | Groove Polish | Rft | 29.1 | 25 | Approved
SOUTHWINDS PROJECT LLP (PHASE - III & IV) | COMMON INFRASTRUCTURE - PHASE III & IV | General |  | WO/SP34/CI34/90 | Madhuban International | one coat of water base primer | Providing and applying one coat of water base primer on wall including all surfaces rubbed, smoothened with emery paper, thoroughly cleaned by dry mopping with cloths to make the surfaces dust free prior to application of primer, including fill cracks and holes with approved filler if required so with necessary tools, tackles & scaffolding at all levels as per direction of Engineer-in-Charge. | Sq.Ft. | 1939 | 3.25 | Approved
SOUTHWINDS PROJECT LLP (PHASE - III & IV) | COMMON INFRASTRUCTURE - PHASE III & IV | General |  | WO/SP34/CI34/90 | Madhuban International | two coat of water base primer | Providing and applying two coat of water base primer on wall including all surfaces rubbed, smoothened with emery paper, thoroughly cleaned by dry mopping with cloths to make the surfaces dust free prior to application of primer, including fill cracks and holes with approved filler if required so with necessary tools, tackles & scaffolding at all levels as per direction of Engineer-in-Charge. | Sq.Ft. | 2275.87 | 6.5 | Approved
SOUTHWINDS PROJECT LLP (PHASE - III & IV) | FINISHING PHASE - IV | Internal Painting |  | WO/SP34/FW4/91 | Madhuban International | one coat of wood primer with two coat of synthetic enamel paint on lift wall | Providing and Applying of Charges for all surface properly cleaned by scrapping with sand paper after surface preparation one coat of wood primer with two coat of synthetic enamel paint on lift wall as per drawing and direction of EIC Brand: (Asian Paints/ICI/Berger) | Sq.Ft. | 1378 | 13 | Approved
SOUTHWINDS PROJECT LLP (PHASE - III & IV) | FINISHING PHASE - IV | Flooring Work |  | WO/SP34/FW4/92 | SHAQUIB ENTERPRISES | Floor Tiles at Extended Car Parking area (Block - 14) | Providing & Fixing Charges for Floor Tiles at Extended Car Parking area (Block - 14) for all levels over a bed of 35-45 mm thick cement mortar (1:4) , joints filled with white cement grout pigmented to match after acid washing including all finishing & Cleaning as per drawing and direction of Engineer-In-Charge. Tiles, Cement will be supplied by Client. | Sq.Ft. | 172 | 33.75 | Approved
AARANYA | PRE-CONSTRUCTION PHASE | Temp fencing wall & Gate |  | WO/PKB/PKB1/27 | SM International | Fabrication, Erection of Fence wall at Pond side area | All charges for fabrication, erection of fence wall at Pond side area made with MS RHS 80X40X3.2, MS SHS 50X50X2.6, MS SHS 40X40X2.6, Blue Sheet 3600mmX1100mm, 3000mmX1100mm, 2400mmX1100mm with one coat of red oxide primer of approved brand including necessary tools & tackles, lifting and loading unloading charges and all other sundry material to complete the job as per drawing and direction of EIC. |  | 0 | 0 | Amended & Approved
AARANYA | PRE-CONSTRUCTION PHASE | Temp fencing wall & Gate |  | WO/PKB/PKB1/27 | SM International | MS Members- fabrication & erection of using old materials from stock/site | MS Members- fabrication & erection of using old materials from stock/site | Kgs | 2016.642 | 10.9 | Approved
AARANYA | PRE-CONSTRUCTION PHASE | Temp fencing wall & Gate |  | WO/PKB/PKB1/27 | SM International | MS Members- Supply, fabrication & erection using new materials | MS Members- Supply, fabrication & erection using new materials | Kgs | 2620.69 | 88 | Approved
AARANYA | PRE-CONSTRUCTION PHASE | Temp fencing wall & Gate |  | WO/PKB/PKB1/27 | SM International | Bluescope Sheet- fabrication & erection using old from stock/site | Bluescope Sheet- fabrication & erection using old from stock/site | Sq.Ft. | 981.68 | 9.5 | Approved
AARANYA | EXPERIENCE CENTER | Manpower Services |  | WO/PKB/PKX/53 | DEC PROPERTY MANAGEMENT INDIA PVT LTD | Manpower Services | Providing Housekeeper & Pantry Boy | Head | 0 | 0 | Approved
AARANYA | EXPERIENCE CENTER | Manpower Services |  | WO/PKB/PKX/53 | DEC PROPERTY MANAGEMENT INDIA PVT LTD | Housekeeper | Providing one (01) un-skilled housekeeper for 30/31 days in a month for 8.5 Hrs duty in a day including NH and management fees from 01-Feb-2026 to 30-June-2026 | Head | 5 | 18178 | Approved
AARANYA | EXPERIENCE CENTER | Manpower Services |  | WO/PKB/PKX/53 | DEC PROPERTY MANAGEMENT INDIA PVT LTD | Pantry Boy | Providing one (01) pantry boy for 30/31 days in a month for 8.5 Hrs duty in a day including NH and management fees from 01-Feb-2026 to 30-June-2026 | Head | 5 | 18950 | Approved
AARANYA | EXPERIENCE CENTER | Manpower Services |  | WO/PKB/PKX/53 | DEC PROPERTY MANAGEMENT INDIA PVT LTD | Pantry Boy | Providing one (01) pantry boy for 30/31 days in a month for 8.5 Hrs duty in a day including NH and management fees from 01-March-2026 to 30-April-2026 | Head | 2 | 18950 | Approved
Primarc Aadvika | COMMON INFRASTRUCTURE | Soil Testing |  | WO/HW1/PHW2/32 | JP GEO CONSULTANTS | Mobilization | Charges for mobilization of plant, tools & tackles, and personnel to the project site including shifting, transporting, unloading, and erection/installation at required locations within the site, shifting from one location to another as per site requirement, and demobilization after completion of work. | Job | 1 | 10000 | Approved
Primarc Aadvika | COMMON INFRASTRUCTURE | Soil Testing |  | WO/HW1/PHW2/32 | JP GEO CONSULTANTS | Piezometric Test | Piezometric Test (Piezometer Installation & Observation):- Sinking 03 (three) nos. 150mm dia boreholes through all kinds of soil up to a maximum depth of 15.0 m below existing ground level (EGL) including all labour, tools & plants, boring operation and making the boreholes complete, providing and installing piezometer assembly consisting of 2-inch dia PVC strainer (1.0 m to 1.5 m length) with 75mm dia PVC pipe including filling of the annular space with sand, bentonite and local soil, with 300mm PVC pipe exposed above EGL and protected with brickwork partition, and conducting the piezometric test/observation as per relevant Indian Standard (IS) codes, complete in all respects as per direction of the Engineer-in-Charge. | Nos | 3 | 37000 | Approved
AARANYA | EXPERIENCE CENTER | Pest Control |  | WO/PKB/PKX/54 | KRISHNA PEST CONTROL PVT.LTD | Pest Control Service | Providing GPC, Cockroach and rodent control service at marketing office including cafeterias on weekly basis, from 15-Feb-2026 to 14-Feb-2027 | Weekly | 52 | 600 | Approved
The Ramdulari | BLOCK | Painting | Internal Painting | WO/RP/RP02/124 | ARTISAN | Bay Marking and Numbering at Car Parking Spaces | All Charges for Bay Marking and Numbering at Car Parking Spaces (Location- Basement & Ground Floor) |  | 0 | 0 | Approved
The Ramdulari | BLOCK | Painting | Internal Painting | WO/RP/RP02/124 | ARTISAN | Car Parking corner demarcation | Providing and applying one coat of approved make Epoxy Primer (MRF) followed by two coats of colour Zameen 2K PU Floor Paint (MRF), including surface preparation, cleaning, and marking of car parking lines of 50 mm width, complete in all respects as per specification and direction of Engineer-in-Charge | Rft | 3250 | 44 | Approved
The Ramdulari | BLOCK | Painting | Internal Painting | WO/RP/RP02/124 | ARTISAN | Car parking Numbering | Providing and applying car parking numbering with one coat Epoxy Primer (MRF), followed by two coat epoxy base coat Zameen 2K PU Floor Paint (MRF) in approved colour including surface preparation, cleaning, complete as per drawing and direction of EIC; position of marking to be directed by EIC. Letter size- 150 mm × 100 mm (max. two digits) & Spacing- 25mm | Nos. | 270 | 150 | Approved
The Ramdulari | CLUB | Wood Work |  | WO/RP/RP06/22 | M.R. Furniture | Terrace Pergola Fixing | Labour charges for fixing Terrace Pergola using 120mm × 75mm Brazilian IPE wooden members, including supply of nails, screws, adhesive (gum), masking tape and all arrangements required for proper installation, complete as per approved drawing, specification and direction of Engineer-in-Charge. (Wooden Member & Required Scaffolding will be provided by the Client0 | Rft | 610 | 95 | Approved
Primarc Chambers | BLOCK | Interior Work |  | WO/PCH/PC01/103 | S.M. ENTERPRISE | Providing & Fixing Charges of 12 mm Gypsum Ceiling | Providing & Fixing Charges of 12 mm Gypsum Ceiling including necessary G.I framework, fittings & fixture, The grids shall be suspended from structural slab by Gl strap hanger from structural support ,screwed & fixed to ceiling section, finished with jointing compound, paper tape including necessary scaffolding and tool tackles all complete as per drawing and direction direction of Engineer-ln Charge. Board Brand : lGPL board/Equivalent Channel Brand : IGPL Channel/Equivalent Location: 11th floor, Unit No-111,112 & 113 | Sq.Ft. | 224 | 100 | Approved
The Ramdulari | BLOCK | Wood Work |  | WO/RP/RP02/125 | M.R. Furniture | Charges for lifting, carrying and fixing of wooden flush door shutters at Toilet, Driver Room and DOT Room | Labour charges for lifting, carrying and fixing of wooden flush door shutters at Toilet, Driver Room and DOT Room locations at Ground and Basement levels, including fixing of laminate on both front and back sides of shutter, magnetic catcher, door jointing and lipping work. The rate includes supply of screws, PVC gutkha, nails, adhesive (gum) and all necessary consumables for complete installation, cleaning of work area and shifting of debris/waste to designated location at ground floor level, complete as per approved drawing and direction of Engineer-in-Charge. Screwing of hinges shall be done strictly by machine (not manually). Wooden flush door shutters, laminate, lipping and all hardware including hinges shall be supplied by Client free of cost on reconciliation basis Door Opening Size: 900/750/1000 × 2450mm. |  | 0 | 0 | Amended & Approved
The Ramdulari | BLOCK | Wood Work |  | WO/RP/RP02/125 | M.R. Furniture | Labour charges for fixing of door Bidding | Labour charges for fixing of door Bidding 1.5"x0.5" by Kippie wood with supply of screw,pvc gutkha, nails and gum including cleaning the work area, shifting all the debris/wastes to a designated place at any floor level, all complete at all level as per approved drawing and direction of Engineer in charge (Bid will be supplied by client in reconciliation basis) |  | 0 | 0 | Approved
The Ramdulari | BLOCK | Wood Work |  | WO/RP/RP02/125 | M.R. Furniture | Door shutter Fixing | Door shutter Fixing-35 mm Thick with 4 Side Lipping | Nos | 8 | 600 | Approved
The Ramdulari | BLOCK | Wood Work |  | WO/RP/RP02/125 | M.R. Furniture | Laminate pasting (Both Side) | Laminate pasting (Both Side) | Nos | 8 | 1620 | Approved
The Ramdulari | BLOCK | Wood Work |  | WO/RP/RP02/125 | M.R. Furniture | Hardware Fixing | Hardware Fixing | Nos | 8 | 70 | Approved
The Ramdulari | BLOCK | Wood Work |  | WO/RP/RP02/125 | M.R. Furniture | Door Closer | Door Closer | Nos | 4 | 250 | Approved
The Ramdulari | BLOCK | Wood Work |  | WO/RP/RP02/125 | M.R. Furniture | Mortice Lock | Mortice Lock | Nos | 4 | 210 | Approved
The Ramdulari | BLOCK | Wood Work |  | WO/RP/RP02/125 | M.R. Furniture | Indicator Lock | Indicator Lock | Nos | 4 | 60 | Approved
The Ramdulari | BLOCK | Wood Work |  | WO/RP/RP02/125 | M.R. Furniture | Door Bidding 1.5"x0.5" | Door Bidding 1.5"x0.5" | Rft | 150.55 | 8.5 | Approved
Primarc Chambers | BLOCK | Interior Work |  | WO/PCH/PC01/103 | S.M. ENTERPRISE | Labour Charges for Electrical Repairing Work | Labour Charges for Electrical repairing work as per direction of Engineer In Charge. Location: 11th floor, Unit No-111,112 & 113 | Lump Sum | 1 | 5000 | Approved
Primarc Aadvika | COMMON INFRASTRUCTURE | Boundary Wall | Civil Work | WO/HW1/PHW2/18 | NEW L. N. CONSTRUCTION | Avg 20mm thk external plaster | All charges for Providing and applying external plaster of avg 20 mm. thick in two layers (12+8) with sand and cement mortar (6:1) including making grooves, rounding off or chamfering corners as directed and raking out joints or roughening of concrete surface, complete with all tools and tackle, labour, necessary curing, scaffolding, staging, as requird all leads and lifts as per direction of Engineer in Charge. (material supplied by client) Location - Mill Side Boundary Wall | Sq.Mtr. | 655 | 215 | Approved
Primarc Chambers | BLOCK | Interior Work |  | WO/PCH/PC01/103 | S.M. ENTERPRISE | Charges for loading & unloading | Charges for loading & unloading, transportation ,hire charges for machinery as per direction of EIC | Lump Sum | 1 | 1096 | Approved
Primarc Aadvika | PRE-CONSTRUCTION PHASE | Temp fencing wall & Gate |  | WO/HW1/PHW1/28 | NEW L. N. CONSTRUCTION | 125MM THICK BRICK WALL (1:4) | All charges for Providing and erecting 125 mm thick brick work with 1st class Conventional bricks for walls of specified thickness in sand cement mortar (1:4) including the cost of all material, labour, tools, tackles, scaffolding, curing etc. complete as per direction of Engineer-in-Charge and technical specification. (OLD BRICK WILL BE SUPPLIED BY CLIENT ON RECONCILIATION BASIS) | Sq.Mtr. | 25.5 | 500 | Approved
Primarc Aadvika | PRE-CONSTRUCTION PHASE | Temp fencing wall & Gate |  | WO/HW1/PHW1/28 | NEW L. N. CONSTRUCTION | CHARGES FOR NET CEMENT FINISH | Labour charges for 3mm thk neat cement work up to plinth level including all tool tackles all complete as per direction of EIC | Sq.Mtr. | 27.5 | 65 | Approved
Primarc Aadvika | PRE-CONSTRUCTION PHASE | Temp fencing wall & Gate |  | WO/HW1/PHW1/28 | NEW L. N. CONSTRUCTION | ALL CHARGES FOR REMOVING OF KERB STONE . | All Charges for removing Kerb stones of specific sizes with cement sand Morter bed along the Pavement or other designated places including all lead, lift, labour, tackle,complete as per direction of EIC. | RMT | 46.1 | 150 | Approved
Primarc Aadvika | PRE-CONSTRUCTION PHASE | Temp fencing wall & Gate |  | WO/HW1/PHW1/28 | NEW L. N. CONSTRUCTION | ALL CHARGES FOR KERB STONE FIXING | Charges for fixing of Kerb stones of specific sizes along the Drive way or other designated places including necessary alignment, manpower, tools tackles, all lead and lift, carrying cost from stock yard to execution point, including laying PCC at the bottom of the kerb line and joining two adjacent Kerb stone using lean cement mortar all complete as per drawing & direction of EIC. (Only Kerb stone & cement will be supplied by client but subjected to reconcliation) | RMT | 23.6 | 250 | Approved
Primarc Aadvika | PRE-CONSTRUCTION PHASE | Temp fencing wall & Gate |  | WO/HW1/PHW1/28 | NEW L. N. CONSTRUCTION | CHARGES FOR 60MM THICK PAVER BLOCK FIXING | Charges for Fixing of 60mm thick Concrete Paver block over 50mm sand bed including all lead and lift as per direction of EIC. (Paver Block will be supplied by client but subjected to reconciliation) | Sq.Mtr. | 26.1 | 350 | Approved
Primarc Aadvika | PRE-CONSTRUCTION PHASE | Temp fencing wall & Gate |  | WO/HW1/PHW1/28 | NEW L. N. CONSTRUCTION | EARTH WORK IN FILLING | All Charges Earth work in filling, with excavated earth obtained from the excavation work, including watering, ramming and consolidating, up to the required level as per approved drawing & direction of Engineer-in-Charge. [ Measurement should be as per specification] | Cum. | 3.6 | 150 | Approved
Primarc Aadvika | PRE-CONSTRUCTION PHASE | Temp fencing wall & Gate |  | WO/HW1/PHW1/28 | NEW L. N. CONSTRUCTION | RCC M-25 (RMC) | Charges for laying, placing, spreading, leveling, compacting, and finishing of Ready Mix Concrete (RMC) at site including all labour, tools, tackles, equipment, vibrators, complete as per drawing and direction of Engineer-in-Charge. (RMC | Cum. | 6 | 1500 | Approved
Primarc Aadvika | PRE-CONSTRUCTION PHASE | Temp fencing wall & Gate |  | WO/HW1/PHW1/28 | NEW L. N. CONSTRUCTION | GATE RCC CUTTING ANG RCC WORK | RCC cutting and reworking for gate rail fixing work | RMT | 12 | 1850 | Approved
Primarc Aadvika | PRE-CONSTRUCTION PHASE | Temp fencing wall & Gate |  | WO/HW1/PHW1/28 | NEW L. N. CONSTRUCTION | 65MM THICK IPS FLOORING | Providing and laying IPS flooring with an average thickness of 65mm (minimum 40mm at drain-out points) at all levels, using cement concrete of mix 1:2:4 in panels not exceeding 3500 x 3500 mm. The work shall include one layer of chicken wire mesh, mixing of Sika Chapdur (as per manufacturer’s recommendation), and shall be carried out with all necessary materials (excluding cement and Sika Chapdur, which will be supplied by the client on a reconciliation basis), labor, surface preparation, cleaning, ensuring proper slope, finishing as per requirements, curing, tools, tackles, and all incidental works required to complete the flooring in all respects as per drawings and instructions of the Engineer-in-Charge. | Sq.Mtr. | 15 | 610 | Approved
Primarc Aadvika | PRE-CONSTRUCTION PHASE | Temp fencing wall & Gate |  | WO/HW1/PHW1/28 | NEW L. N. CONSTRUCTION | 15mm thk. plaster without material | All charges for Providing and applying 15mm thk. plaster with (1:4) cement and sand mortar including rounding off or chamfering of corners as directed and raking out joints or roughening of concrete surface, including threading nosing and drip course where necessary including, stagging, scaffolding, curing etc. all complete as per drawing & direction of EIC. (cement, sand will be supplied by client) | Sq.Mtr. | 67.95 | 210 | Approved
The Ramdulari | BLOCK | Wood Work |  | WO/RP/RP02/125 | M.R. Furniture | Handle for WC | Handle for WC | Nos | 4 | 50 | Approved
SOUTHWINDS PROJECT LLP (PHASE - III & IV) | CLUB PHASE - III & IV | Flooring Work |  | WO/SP34/CW34/41 | A.M. Enterprise | Fixing Charges of Tiles & Granite on Bar Counter / Coffee Counter Table and Reception Table at MLCP (Club) as per drawing and direction of Engineer-In-Charge. | Fixing Charges of Tiles & Granite on Bar Counter / Coffee Counter Table and Reception Table at MLCP (Club) as per drawing and direction of Engineer-In-Charge. |  | 0 | 0 | Approved
SOUTHWINDS PROJECT LLP (PHASE - III & IV) | CLUB PHASE - III & IV | Flooring Work |  | WO/SP34/CW34/41 | A.M. Enterprise | Fixing Charges of Tiles (75mm X 300mm) at Bar Counter / Coffee Counter Dado | Fixing Charges of Tiles (75mm X 300mm) at Bar Counter / Coffee Counter Dado for all levels with Adhesive, including all finishing & Cleaning as per drawing and direction of Engineer-In-Charge. Tiles, Adhesive will be supplied by Client. | Sq.Ft. | 182.68 | 45 | Approved
SOUTHWINDS PROJECT LLP (PHASE - III & IV) | CLUB PHASE - III & IV | Flooring Work |  | WO/SP34/CW34/41 | A.M. Enterprise | Fixing Charges of Granite Slab on Bar Counter / Coffee Counter Table Top and Reception Table | Fixing Charges of Granite Slab on Bar Counter / Coffee Counter Table Top and Reception Table for all levels with Adhesive, including all finishing & Cleaning as per drawing and direction of Engineer-In-Charge. Granite, Adhesive will be supplied by Client. | Sq.Ft. | 102.27 | 60 | Approved
SOUTHWINDS PROJECT LLP (PHASE - III & IV) | CLUB PHASE - III & IV | Flooring Work |  | WO/SP34/CW34/41 | A.M. Enterprise | Fixing Charges of Granite Patty with Adhesive at Bar Counter / Coffee Counter Table and Reception Table | Fixing Charges of Granite Patty with Adhesive at Bar Counter / Coffee Counter Table and Reception Table, including all finishing & cleaning as per Cleaning as per drawing and direction of Engineer-In-Charge. Granite, Adhesive will be supplied by Client. | Rft | 74.59 | 55 | Approved
SOUTHWINDS PROJECT LLP (PHASE - III & IV) | CLUB PHASE - III & IV | Flooring Work |  | WO/SP34/CW34/41 | A.M. Enterprise | Labour Charges for Granite Moulding & Polishing of Counter(s) | Labour Charges for Granite Moulding & Polishing of Counter(s) for all levels as per drawing and direction of Engineer-In-Charge | Rft | 190.24 | 32 | Approved
The Ramdulari | COMMON INFRASTRUCTURE | Landscaping | Hardscape |  |  | Adittional Misc. Civil Work | Additional Misc. Civil Work |  |  |  | Amended & Approved
The Ramdulari | COMMON INFRASTRUCTURE | Landscaping | Hardscape |  |  | Concrete | RCC M-25 SMC: All charges for providing and laying M20/M25 Grade of reinforced cement concrete-by SMC excluding shuttering and reinforcement, including concrete pump, vibrator with complete design of concrete mix as per IS code and relevant special publication , submission of job mix formula after preliminary mix design and testing of concrete cubes as per direction of Engineer-in-Charge. (Cement ,Sand & Aggregates will be supplied by us, but subjected to reconciliation.) | Cum. |  |  | Approved
The Ramdulari | COMMON INFRASTRUCTURE | Landscaping | Hardscape |  |  | Concrete | RCC M-25 SMC: All charges for providing and laying M20/M25 Grade of reinforced cement concrete-by SMC excluding shuttering and reinforcement, including concrete pump, vibrator with complete design of concrete mix as per IS code and relevant special publication , submission of job mix formula after preliminary mix design and testing of concrete cubes as per direction of Engineer-in-Charge. (Cement will be supplied by us, but subjected to reconciliation.) | Cum. |  |  | Approved
The Ramdulari | COMMON INFRASTRUCTURE | Landscaping | Hardscape |  |  | Brick Work | 125 mm thick Brick Work using Fly ash Bricks in Cement Sand mortar (1:6) in foundation and plinth including bailing out water, curing etc. complete with all labour , materials, tools and tackles and as per drawing, specification and direction of EIC. (Cement would be supplied by Employer free of cost, but subjected to reconciliation.) | Sq.Mtr. |  |  | Approved
The Ramdulari | COMMON INFRASTRUCTURE | Landscaping | Hardscape |  |  | 80mm Screed | Charges towards laying of avg. 80 mm screed concrete in prop. of 1:1.5:3 (1 part cement :1.5 part sand: 3 part aggregate) admixed with integral waterproofing compound Sika Latex Plus @ 10% by wt. of cement over the floor area, complete as per specification & direction of EIC. (Only Cement & Sikalatex will be supplied by client) (Location - 1st Floor Toilet ) | Sq.Mtr. |  |  | Approved
The Ramdulari | COMMON INFRASTRUCTURE | Landscaping | Hardscape |  |  | Pile Head Breaking | Dismantling and removal of concrete pile heads using a mechanical breaker machine, including all labour, tools, tackles, handling, and disposal of debris, as per the directions of the Engineer-in-Charge. Location: MLCP Shed Foundation Pile. | Nos |  |  | Approved
The Ramdulari | COMMON INFRASTRUCTURE | Landscaping | Hardscape |  |  | IPS Dismantle | All Charges for dismantling Existing IPS Flooring as per direction of Engineer-In-Charge. | Cum. |  |  | Approved
The Ramdulari | COMMON INFRASTRUCTURE | Landscaping | Hardscape |  |  | Brick Flat Soling | "Charges for doing dismantling of B.F.S (Brick Flat Soling) avg.75mm thick, including all labour, tools & tackles, equipment, and necessary safety precautions also disposing debris or unserviceable material and stacking of serviceable material at designated place inside of the site premises as direction of Engineer-in-Charge. | Sq.Mtr. |  |  | Approved
The Ramdulari | COMMON INFRASTRUCTURE | Landscaping | Hardscape |  |  | AAC Block | Dismantling of 200/250 mm thick AAC block masonry including plaster and all finishes, complete with barricading, separation of reusable materials, removal and disposal of debris (as directed), all labour, tools, plant & machinery, leads & lifts at all levels as per drawings and direction of Engineer-in-Charge. | Cum. |  |  | Approved
The Ramdulari | COMMON INFRASTRUCTURE | Landscaping | Hardscape |  |  | RCC | Charges for RCC dismantling all complete including cleaning all rubbish, lifting and staging as per direction of Engineer in charge. | Cum. |  |  | Approved
The Ramdulari | COMMON INFRASTRUCTURE | Landscaping | Hardscape |  |  | De ShutteringDe Shuttering | De-shuttering of formwork (shuttering done by other vendor) for RCC works at all levels, including careful removal without damage to concrete surface, cleaning of area, stacking of shuttering materials at designated location, and including all labour, tools & tackles, leads & lifts complete as per drawings and direction of Engineer-in-Charge. | Sq.Mtr. |  |  | Approved
The Ramdulari | COMMON INFRASTRUCTURE | Landscaping | Hardscape |  |  | Kerb Stone Dismantle | Charges for Dismantling of Kerb stones. All work complete as per drawing & direction of EIC. | RMT |  |  | Approved
The Ramdulari | COMMON INFRASTRUCTURE | Landscaping | Hardscape |  |  | Nut Bolting | HD BOLT FIXING: Fixing 16mm diameter, 800 mm long HD bolts, including all necessary arrangements such as templates, alignment, positioning, and welding, fixed at the foundation of MLCP Shed Foundation as per BOQ & direction of EIC. | Nos |  |  | Approved
CHANDANNAGAR COMMERCIAL | MAIN TOWER | Civil | Sub & Super Structure Work | WO/GC01/GC01/21 | Arsh Realcon | Shuttering for Modification | All charges for providing, fabricating, erecting and fixing in position plained timber, plywood centering and shuttering true to line and level, including steel propping, staging, shuttering removal, applying shuttering oil, including required bracing, chamfering corners (of exposed edges) of all applicable structures and complete as per drawing and direction of Engineer-in-Charge. Rate shall also include removal and dismantling the aforesaid assembly after specified period complete at all depths and leads. | Sq.Mtr. | 176.16 | 1050 | Approved
CHANDANNAGAR COMMERCIAL | MAIN TOWER | Civil | Sub & Super Structure Work | WO/GC01/GC01/21 | Arsh Realcon | RCC - SMC (M25) for Modification | Providing, mixing and laying in position Cement Concrete of appropriate grade to all type of R .C.C. work with 20 mm down graded machine crushed stone aggregates and coarse sand of approved grade including mixing admixture of any kind with concrete wherever specified for all types of R .C.C. work any Lvl. (Cement will be supplied by Client but subjected to reconciliation) GRADE - M25 (SMC) | Cum. | 25.77 | 9000 | Approved
CHANDANNAGAR COMMERCIAL | MAIN TOWER | Civil | Sub & Super Structure Work | WO/GC01/GC01/21 | Arsh Realcon | Reinforcement - Steel for Modification | All charges for fixing steel reinforcement (Tor Steel as per IS-1786, Fe 500) for RCC work including transporting, decoiling, straightening, removing loose rust, cutting, bending and placing for all profile and for all lead & lift upto required level and binding with 18 gauge annealed wire as per drawing and direction of Engineer-in-Charge. (Only Reinforcement would be supplied by the client free of cost, but subjected to reconciliation) | MT | 3.05 | 13000 | Approved
CHANDANNAGAR COMMERCIAL | MAIN TOWER | Civil | Sub & Super Structure Work | WO/GC01/GC01/21 | Arsh Realcon | AAC block masonry 200/250mm | Providing and laying autoclaved aerated cement (AAC) block masonry 200/250mm thick at any level, using with chemical adhesive (Ultratech Fixoblock or equivalent) as approved by the Engineer-in-Charge, including surface preparation, setting out, alignment and joint finishing, complete with providing RCC bands, lintels and vertical posts as shown in drawings, along with all material, labour, tools, tackles, equipment, and scaffolding, all complete as per approved drawings and directions of the Engineer-in-Charge. (Band and post shall be measured and paid separately.) | Cum. | 41 | 8000 | Approved
CHANDANNAGAR COMMERCIAL | MAIN TOWER | Civil | Sub & Super Structure Work | WO/GC01/GC01/21 | Arsh Realcon | 125mm Red Brick Work for Modification | Providing and erecting 125mm thick brick work with 1st class bricks for walls of specified thickness in cement sand mortar (1:6) including the cost of all material, as per drawing and as specified in relevant is codes, necessary curing, scaffolding, staging, all leads and lifts from any point to any point inside the site including cleaning of accumulated debris as per drawing and specifications and as directed by the project manager. (Cement will be supplied by the employer free of cost, but subjected to reconciliation) | Sq.Mtr. | 4.45 | 1650 | Approved
CHANDANNAGAR COMMERCIAL | MAIN TOWER | Civil | Sub & Super Structure Work | WO/GC01/GC01/21 | Arsh Realcon | Internal plaster 12mm thk (1:6) for Modification | All charges for providing & applying 12mm thk. Internal plaster(1:6) , to all internal wall surfaces with cement and sand mortar including necessary scaffolding, rounding off or chamfering corners putting wire / fibre mesh 6 to 8 inches wide at every flush joint of brickwork and concrete as directed and raking out joints & roughening of concrete surface (including chipping and cutting of bulged concrete if any), including throating, nosing , curing, chipping of excess mortar from floor, cleaning of debris etc. Complete as per the drawings and specifications / as directed by the project manager. (cement shall be supplied by the client on a reconciliation basis.) | Sq.Mtr. | 275.7 | 260 | Approved
CHANDANNAGAR COMMERCIAL | MAIN TOWER | Civil | Sub & Super Structure Work | WO/GC01/GC01/21 | Arsh Realcon | External plaster 20mm thk (1:6) for Modification | All Charges for providing and applying plaster (to external wall) of 20mm. thick (12mm +8mm) with sand cement mortar (6 parts sand : 1 part cement) including rounding off or chamfering corners as directed and raking out joints or roughening of concrete surface, including threading nosing and drip course where necessary including steel scaffolding, curing, complete as per drawing, specification and direction of Engineer-in-Charge. (Cement will be supplied by the employer free of cost, but subjected to reconciliation) | Sq.Mtr. | 304.15 | 450 | Approved
CHANDANNAGAR COMMERCIAL | MAIN TOWER | Civil | Sub & Super Structure Work | WO/GC01/GC01/21 | Arsh Realcon | RCC Post for Modification | Providing & fixing of RCC POST of various sizes for AAC block work at any level using site mix concrete (1:1.5:3) including labour, material, tool, tackle, equipment, scaffoldingas all complete as per approved drawing and direction of Engineer in Charge. Rate is inclusive of shuttering, reinforcement and concreting works. (Cement and reinforcement shall be supplied by Client but subjected to reconciliation.) |  | 0 | 0 | Approved
CHANDANNAGAR COMMERCIAL | MAIN TOWER | Civil | Sub & Super Structure Work | WO/GC01/GC01/21 | Arsh Realcon | RCC Band for Modification | Charges for Providing, Laying & fixing for RCC Band/Lintel of various sizes for AAC block work at any level using site mix concrete (1:1.5:3) including labour, material, tool, tackle, equipment, scaffoldingas all complete as per approved drawing and direction of Engineer in Charge. Rate is inclusive of shuttering, reinforcement and concreting works. (Cement and reinforcement shall be supplied by Client but subjected to reconciliation.) |  | 0 | 0 | Approved
CHANDANNAGAR COMMERCIAL | MAIN TOWER | Civil | Sub & Super Structure Work | WO/GC01/GC01/21 | Arsh Realcon | Wire Mesh for Modification | All Charges for providing and fixing of Fiber Wire Mesh at concrete and brickwork joint before applying inside plaster and or outside plaster as per the direction of EIC, at any floor and level as per drawing and direction of Engineer-in-Charge | RMT | 360 | 50 | Approved
CHANDANNAGAR COMMERCIAL | MAIN TOWER | Civil | Sub & Super Structure Work | WO/GC01/GC01/21 | Arsh Realcon | Rebar grouting for Modification | All charges for fixing reinforcement bars including drilling & chemical injection in the concrete surface as per direction of EIC & the chemical manufacturer's (Fischer-360S) specification . The rate shall be inclusive of all labour, material, scaffolding, gangway etc. involved for rebar grouting including rod cutting etc. |  | 0 | 0 | Approved
CHANDANNAGAR COMMERCIAL | MAIN TOWER | Civil | Sub & Super Structure Work | WO/GC01/GC01/21 | Arsh Realcon | Post (250X200mm). | RCC Post (250X200mm) | RMT | 11.6 | 650 | Approved
CHANDANNAGAR COMMERCIAL | MAIN TOWER | Civil | Sub & Super Structure Work | WO/GC01/GC01/21 | Arsh Realcon | Post (200X200mm). | RCC Post (200X200mm) | RMT | 55.7 | 600 | Approved
CHANDANNAGAR COMMERCIAL | MAIN TOWER | Civil | Sub & Super Structure Work | WO/GC01/GC01/21 | Arsh Realcon | Band (150X250mm) | RCC Band (150X250mm) | RMT | 18.25 | 550 | Approved
CHANDANNAGAR COMMERCIAL | MAIN TOWER | Civil | Sub & Super Structure Work | WO/GC01/GC01/21 | Arsh Realcon | Band (150X200mm) | RCC Band (150X200mm) | RMT | 79 | 500 | Approved
CHANDANNAGAR COMMERCIAL | MAIN TOWER | Civil | Sub & Super Structure Work | WO/GC01/GC01/21 | Arsh Realcon | 8mm dia bar | Rebar grouting-For 8mm dia | Nos | 412 | 100 | Approved
CHANDANNAGAR COMMERCIAL | MAIN TOWER | Civil | Sub & Super Structure Work | WO/GC01/GC01/21 | Arsh Realcon | 10mm dia bar | Rebar grouting-For 10mm dia | Nos | 494 | 130 | Approved
CHANDANNAGAR COMMERCIAL | MAIN TOWER | Civil | Sub & Super Structure Work | WO/GC01/GC01/21 | Arsh Realcon | 12mm dia bar | Rebar grouting-For 12mm dia | Nos | 144 | 180 | Approved
CHANDANNAGAR COMMERCIAL | MAIN TOWER | Civil | Sub & Super Structure Work | WO/GC01/GC01/21 | Arsh Realcon | 16mm dia bar | Rebar grouting-For 16mm dia | Nos | 8 | 250 | Approved
CHANDANNAGAR COMMERCIAL | MAIN TOWER | Civil | Sub & Super Structure Work | WO/GC01/GC01/21 | Arsh Realcon | 20mm dia bar | Rebar grouting-For 20mm dia | Nos | 35 | 400 | Approved
The Ramdulari | COMMON INFRASTRUCTURE | Landscaping | Hardscape |  |  | Polythene Sheet Laying | All charges for laying Polythene sheet (150 Micron) as per drawing & direction of EIC | Sq.Mtr. |  |  | Approved
The Ramdulari | COMMON INFRASTRUCTURE | Landscaping | Hardscape |  |  | Skilled | Charges for daily skilled labour as per direction of EIC. (Duty Hours : 8Hrs ) | Nos |  |  | Approved
The Ramdulari | COMMON INFRASTRUCTURE | Landscaping | Hardscape |  |  | UnSkilled | Charges for daily unskilled labour as per direction of EIC. (Duty Hours : 8Hrs ) | Nos. |  |  | Approved
The Ramdulari | COMMON INFRASTRUCTURE | Landscaping | Hardscape |  |  | Grating Fixing | Grating Fixing Chipping and cleaning of excess mortar, drilling and fixing with Hilti fasteners for channel installation, providing 25 mm thick concrete casting and 65×65×100 mm concrete edge casting on both sides of channel with proper shuttering, fitting and fixing of grating to correct line and level, including shifting of client-supplied materials from storage yard to work location with all leads and lifts, complete as per drawings and direction of Engineer-in-Charge. (Cement & Grating Supplied By Client) | RMT |  |  | Approved
The Ramdulari | COMMON INFRASTRUCTURE | Landscaping | Hardscape |  |  | Hilti | All charges for fixing 8 mm diameter reinforcement bars including drilling in concrete surface at all levels complete with all labour, materials,, tools & tackles, leads & lifts, as per drawings and direction of Engineer-in-Charge. | Nos. |  |  | Approved
The Ramdulari | COMMON INFRASTRUCTURE | Landscaping | Hardscape |  |  | Plaster 25mm | All charges for Providing and applying external plaster of 25 mm. thick in two layers (15+10) cement and sand mortar including rounding off or chamfering of corners as directed and raking out joints or roughening of concrete surface, including threading nosing and drip course where necessary including, stagging, scaffolding, curing etc. all complete as per drawing & direction of EIC. (cement will be supplied by client) | Sq.Mtr. |  |  | Approved
The Ramdulari | COMMON INFRASTRUCTURE | Landscaping | Hardscape |  |  | AAC block | Providing and laying AAC block filling work at Ground Floor using 600×250×75 mm size blocks (client supplied) with 15 mm thick cement mortar bed/joints, complete in proper line, level and alignment, including all labour, tools & tackles, leads & lifts, as per drawings and direction of Engineer-in-Charge. | Sq.Mtr. |  |  | Approved
The Ramdulari | COMMON INFRASTRUCTURE | Landscaping | Hardscape |  |  | 140mm Screed | Providing and laying average 140 mm thick screed concrete in proportion 1:1.5:3 (1 part cement : 1.5 parts sand : 3 parts aggregate) over basement drain, including leading and conveying of client-supplied RMC from site gate to work location, complete with all labour, tools & tackles, finishing, curing, leads & lifts, as per specifications and direction of Engineer-in-Charge.(RMC Supplied By Client ) | Sq.Mtr. |  |  | Approved
The Ramdulari | COMMON INFRASTRUCTURE | Landscaping | Hardscape |  |  | Neat Cement | Labour charges for laying of neat cement punning work including all tools tackles all complete as per direction of EIC. (Cement to be supplied by client but subject to reconciliation.) | Sq.Mtr. |  |  | Approved
The Ramdulari | COMMON INFRASTRUCTURE | Landscaping | Hardscape |  |  | 100mm Screed | Providing and laying average 100 mm thick screed concrete in proportion 1:1.5:3 (1 part cement : 1.5 parts sand : 3 parts aggregate) in Swimming Pool Area 1st floor , including leading and conveying of client-supplied RMC from site gate to work location, complete with all labour, tools & tackles, finishing, curing, leads & lifts, as per specifications and direction of Engineer-in-Charge.(RMC Supplied By Client ) | Sq.Mtr. |  |  | Approved
The Ramdulari | COMMON INFRASTRUCTURE | Landscaping | Hardscape |  |  | Pipe | Labour charges for encasing 150 mm dia PVC pipes at Swimming Pool floor area including providing, placing, and compacting sand and aggregate supplied by contractor, complete with all labour, tools, tackles, leads & lifts, as per drawings and direction of Engineer-in-Charge. | RMT |  |  | Approved
The Ramdulari | COMMON INFRASTRUCTURE | Landscaping | Hardscape |  |  | RCC Band | Providing and fixing RCC bend work of size 150x150 mm at 1st floor window bottom on East side, with sand and aggregate supplied by contractor, complete with all labour, shuttering, mixing, placing, curing, tools, leads & lifts as per drawings and direction of Engineer-in-Charge. | RMT |  |  | Approved
The Ramdulari | COMMON INFRASTRUCTURE | Landscaping | Hardscape |  |  | Shuttering | Hire and labour charges for circular shuttering with centering and necessary staging up to required height (if required) using horizontal & vertical support and 6 mm thick quality plywood shuttering, including required bracing, fixing, and striking off after completion at superstructure, complete as per drawings, specifications, and direction of Engineer-in-Charge. | Sq.Mtr. |  |  | Approved
The Ramdulari | COMMON INFRASTRUCTURE | Landscaping | Hardscape |  |  | Screed Avg 40mm Thick | Charges for laying average 40 mm thick screed concrete in proportion 1:1.5:3 (1 part cement : 1.5 parts sand : 3 parts aggregate) over floor area at Ramp, with cement supplied by client, including all labour, supply of sand and aggregate, tools, finishing, curing, leads & lifts, as per specification and direction of Engineer-in-Charge. | Sq.Mtr. |  |  | Approved
CHANDANNAGAR COMMERCIAL | COMMON INFRASTRUCTURE | Civil |  | WO/GC01/GC03/5 | Arsh Realcon | Differential rate for using R.M.C (M25) | Differential rate for using R.M.C instead of SMC against item No. 8, as RMC supplied by contractor.( Consider cement consumption 370kg i.e. 7.4bag/Cum @ Rs. 300/ Bag ) | Cum. | 53.15 | 2220 | Approved
CHANDANNAGAR COMMERCIAL | COMMON INFRASTRUCTURE | Civil |  | WO/GC01/GC03/5 | Arsh Realcon | Differential rate for using R.M.C (M10) | Differential rate for using R.M.C instead of SMC against item No. 6, as RMC supplied by contractor.( Consider cement consumption 225kg i.e. 4.5bag/Cum @ Rs. 300/ Bag ) | Cum. | 10.4 | 1350 | Amended & Approved
CHANDANNAGAR COMMERCIAL | MAIN TOWER | Mechanical Car Parking |  | WO/GC01/GC01/18 | Arsh Realcon | Differential rate for using R.M.C (M25) | Differential rate for using R.M.C instead of SMC against item No. 6, as RMC supplied by contractor.( Consider cement consumption 370kg i.e. 7.4bag/Cum @ Rs. 300/ Bag ) | Cum. | 13.16 | 2220 | Approved
CHANDANNAGAR COMMERCIAL | MAIN TOWER | Mechanical Car Parking |  | WO/GC01/GC01/18 | Arsh Realcon | Differential rate for using R.M.C (M10) | Differential rate for using R.M.C instead of SMC against item No. 4, as RMC supplied by contractor.( Consider cement consumption 225kg i.e. 4.5bag/Cum @ Rs. 300/ Bag ) | Cum. | 7.85 | 1350 | Approved
The Ramdulari | COMMON INFRASTRUCTURE | Hardscape |  | WO/RP/RP03/36 | MATUR ENTERPRISE | Adittional Misc. Civil Work | Additional Misc. Civil Work |  | 0 | 0 | Approved
The Ramdulari | COMMON INFRASTRUCTURE | Hardscape |  | WO/RP/RP03/36 | MATUR ENTERPRISE | Concrete | RCC M-25 SMC: All charges for providing and laying M20/M25 Grade of reinforced cement concrete-by SMC excluding shuttering and reinforcement, including concrete pump, vibrator with complete design of concrete mix as per IS code and relevant special publication , submission of job mix formula after preliminary mix design and testing of concrete cubes as per direction of Engineer-in-Charge. (Cement ,Sand & Aggregates will be supplied by us, but subjected to reconciliation.) | Cum. | 47 | 2150 | Approved
The Ramdulari | COMMON INFRASTRUCTURE | Hardscape |  | WO/RP/RP03/36 | MATUR ENTERPRISE | Concrete | RCC M-25 SMC: All charges for providing and laying M20/M25 Grade of reinforced cement concrete-by SMC excluding shuttering and reinforcement, including concrete pump, vibrator with complete design of concrete mix as per IS code and relevant special publication , submission of job mix formula after preliminary mix design and testing of concrete cubes as per direction of Engineer-in-Charge. (Cement will be supplied by us, but subjected to reconciliation.) | Cum. | 5.8 | 7800 | Approved
The Ramdulari | COMMON INFRASTRUCTURE | Hardscape |  | WO/RP/RP03/36 | MATUR ENTERPRISE | Brick Work | 125 mm thick Brick Work using Fly ash Bricks in Cement Sand mortar (1:6) in foundation and plinth including bailing out water, curing etc. complete with all labour , materials, tools and tackles and as per drawing, specification and direction of EIC. (Cement would be supplied by Employer free of cost, but subjected to reconciliation.) | Sq.Mtr. | 35 | 1150 | Approved
The Ramdulari | COMMON INFRASTRUCTURE | Hardscape |  | WO/RP/RP03/36 | MATUR ENTERPRISE | 80mm Screed | Charges towards laying of avg. 80 mm screed concrete in prop. of 1:1.5:3 (1 part cement :1.5 part sand: 3 part aggregate) admixed with integral waterproofing compound Sika Latex Plus @ 10% by wt. of cement over the floor area, complete as per specification & direction of EIC. (Only Cement & Sikalatex will be supplied by client) (Location - 1st Floor Toilet ) | Sq.Mtr. | 88 | 671 | Approved
The Ramdulari | COMMON INFRASTRUCTURE | Hardscape |  | WO/RP/RP03/36 | MATUR ENTERPRISE | Pile Head Breaking | Dismantling and removal of concrete pile heads using a mechanical breaker machine, including all labour, tools, tackles, handling, and disposal of debris, as per the directions of the Engineer-in-Charge. Location: MLCP Shed Foundation Pile. | Nos | 14 | 550 | Approved
The Ramdulari | COMMON INFRASTRUCTURE | Hardscape |  | WO/RP/RP03/36 | MATUR ENTERPRISE | IPS Dismantle | All Charges for dismantling Existing IPS Flooring as per direction of Engineer-In-Charge. | Cum. | 0.8 | 2200 | Approved
The Ramdulari | COMMON INFRASTRUCTURE | Hardscape |  | WO/RP/RP03/36 | MATUR ENTERPRISE | Brick Flat Soling | "Charges for doing dismantling of B.F.S (Brick Flat Soling) avg.75mm thick, including all labour, tools & tackles, equipment, and necessary safety precautions also disposing debris or unserviceable material and stacking of serviceable material at designated place inside of the site premises as direction of Engineer-in-Charge. | Sq.Mtr. | 16 | 1500 | Approved
The Ramdulari | COMMON INFRASTRUCTURE | Hardscape |  | WO/RP/RP03/36 | MATUR ENTERPRISE | AAC Block | Dismantling of 200/250 mm thick AAC block masonry including plaster and all finishes, complete with barricading, separation of reusable materials, removal and disposal of debris (as directed), all labour, tools, plant & machinery, leads & lifts at all levels as per drawings and direction of Engineer-in-Charge. | Cum. | 0.4 | 1500 | Approved
The Ramdulari | COMMON INFRASTRUCTURE | Hardscape |  | WO/RP/RP03/36 | MATUR ENTERPRISE | RCC | Charges for RCC dismantling all complete including cleaning all rubbish, lifting and staging as per direction of Engineer in charge. | Cum. | 0.1 | 2500 | Approved
The Ramdulari | COMMON INFRASTRUCTURE | Hardscape |  | WO/RP/RP03/36 | MATUR ENTERPRISE | De ShutteringDe Shuttering | De-shuttering of formwork (shuttering done by other vendor) for RCC works at all levels, including careful removal without damage to concrete surface, cleaning of area, stacking of shuttering materials at designated location, and including all labour, tools & tackles, leads & lifts complete as per drawings and direction of Engineer-in-Charge. | Sq.Mtr. | 3.5 | 300 | Approved
The Ramdulari | COMMON INFRASTRUCTURE | Hardscape |  | WO/RP/RP03/36 | MATUR ENTERPRISE | Kerb Stone Dismantle | Charges for Dismantling of Kerb stones. All work complete as per drawing & direction of EIC. | RMT | 9.2 | 100 | Approved
The Ramdulari | COMMON INFRASTRUCTURE | Hardscape |  | WO/RP/RP03/36 | MATUR ENTERPRISE | Nut Bolting | HD BOLT FIXING: Fixing 16mm diameter, 800 mm long HD bolts, including all necessary arrangements such as templates, alignment, positioning, and welding, fixed at the foundation of MLCP Shed Foundation as per BOQ & direction of EIC. | Nos | 136 | 185 | Approved
The Ramdulari | COMMON INFRASTRUCTURE | Hardscape |  | WO/RP/RP03/36 | MATUR ENTERPRISE | Polythene Sheet Laying | All charges for laying Polythene sheet (150 Micron) as per drawing & direction of EIC | Sq.Mtr. | 654 | 50 | Approved
The Ramdulari | COMMON INFRASTRUCTURE | Hardscape |  | WO/RP/RP03/36 | MATUR ENTERPRISE | Skilled | Charges for daily skilled labour as per direction of EIC. (Duty Hours : 8Hrs ) | Nos | 32 | 700 | Approved
The Ramdulari | COMMON INFRASTRUCTURE | Hardscape |  | WO/RP/RP03/36 | MATUR ENTERPRISE | UnSkilled | Charges for daily unskilled labour as per direction of EIC. (Duty Hours : 8Hrs ) | Nos. | 58 | 500 | Approved
The Ramdulari | COMMON INFRASTRUCTURE | Hardscape |  | WO/RP/RP03/36 | MATUR ENTERPRISE | Grating Fixing | Grating Fixing Chipping and cleaning of excess mortar, drilling and fixing with Hilti fasteners for channel installation, providing 25 mm thick concrete casting and 65×65×100 mm concrete edge casting on both sides of channel with proper shuttering, fitting and fixing of grating to correct line and level, including shifting of client-supplied materials from storage yard to work location with all leads and lifts, complete as per drawings and direction of Engineer-in-Charge. (Cement & Grating Supplied By Client) | RMT | 188.5 | 350 | Approved
The Ramdulari | COMMON INFRASTRUCTURE | Hardscape |  | WO/RP/RP03/36 | MATUR ENTERPRISE | Hilti | All charges for fixing 8 mm diameter reinforcement bars including drilling in concrete surface at all levels complete with all labour, materials,, tools & tackles, leads & lifts, as per drawings and direction of Engineer-in-Charge. | Nos. | 88 | 25 | Approved
The Ramdulari | COMMON INFRASTRUCTURE | Hardscape |  | WO/RP/RP03/36 | MATUR ENTERPRISE | Plaster 25mm | All charges for Providing and applying external plaster of 25 mm. thick in two layers (15+10) cement and sand mortar including rounding off or chamfering of corners as directed and raking out joints or roughening of concrete surface, including threading nosing and drip course where necessary including, stagging, scaffolding, curing etc. all complete as per drawing & direction of EIC. (cement will be supplied by client) | Sq.Mtr. | 15.5 | 300 | Approved
The Ramdulari | COMMON INFRASTRUCTURE | Hardscape |  | WO/RP/RP03/36 | MATUR ENTERPRISE | AAC block | Providing and laying AAC block filling work at Ground Floor using 600×250×75 mm size blocks (client supplied) with 15 mm thick cement mortar bed/joints, complete in proper line, level and alignment, including all labour, tools & tackles, leads & lifts, as per drawings and direction of Engineer-in-Charge. | Sq.Mtr. | 743 | 230 | Approved
The Ramdulari | COMMON INFRASTRUCTURE | Hardscape |  | WO/RP/RP03/36 | MATUR ENTERPRISE | 140mm Screed | Providing and laying average 140 mm thick screed concrete in proportion 1:1.5:3 (1 part cement : 1.5 parts sand : 3 parts aggregate) over basement drain, including leading and conveying of client-supplied RMC from site gate to work location, complete with all labour, tools & tackles, finishing, curing, leads & lifts, as per specifications and direction of Engineer-in-Charge.(RMC Supplied By Client ) | Sq.Mtr. | 52.5 | 550 | Approved
The Ramdulari | COMMON INFRASTRUCTURE | Hardscape |  | WO/RP/RP03/36 | MATUR ENTERPRISE | Neat Cement | Labour charges for laying of neat cement punning work including all tools tackles all complete as per direction of EIC. (Cement to be supplied by client but subject to reconciliation.) | Sq.Mtr. | 350 | 40 | Approved
The Ramdulari | COMMON INFRASTRUCTURE | Hardscape |  | WO/RP/RP03/36 | MATUR ENTERPRISE | 100mm Screed | Providing and laying average 100 mm thick screed concrete in proportion 1:1.5:3 (1 part cement : 1.5 parts sand : 3 parts aggregate) in Swimming Pool Area 1st floor , including leading and conveying of client-supplied RMC from site gate to work location, complete with all labour, tools & tackles, finishing, curing, leads & lifts, as per specifications and direction of Engineer-in-Charge.(RMC Supplied By Client ) | Sq.Mtr. | 80 | 450 | Approved
The Ramdulari | COMMON INFRASTRUCTURE | Hardscape |  | WO/RP/RP03/36 | MATUR ENTERPRISE | Pipe | Labour charges for encasing 150 mm dia PVC pipes at Swimming Pool floor area including providing, placing, and compacting sand and aggregate supplied by contractor, complete with all labour, tools, tackles, leads & lifts, as per drawings and direction of Engineer-in-Charge. | RMT | 26.5 | 325 | Approved
The Ramdulari | COMMON INFRASTRUCTURE | Hardscape |  | WO/RP/RP03/36 | MATUR ENTERPRISE | RCC Band | Providing and fixing RCC bend work of size 150x150 mm at 1st floor window bottom on East side, with sand and aggregate supplied by contractor, complete with all labour, shuttering, mixing, placing, curing, tools, leads & lifts as per drawings and direction of Engineer-in-Charge. | RMT | 4.8 | 475 | Approved
The Ramdulari | COMMON INFRASTRUCTURE | Hardscape |  | WO/RP/RP03/36 | MATUR ENTERPRISE | Shuttering | Hire and labour charges for circular shuttering with centering and necessary staging up to required height (if required) using horizontal & vertical support and 6 mm thick quality plywood shuttering, including required bracing, fixing, and striking off after completion at superstructure, complete as per drawings, specifications, and direction of Engineer-in-Charge. | Sq.Mtr. | 160 | 675 | Approved
The Ramdulari | COMMON INFRASTRUCTURE | Hardscape |  | WO/RP/RP03/36 | MATUR ENTERPRISE | Screed Avg 40mm Thick | Charges for laying average 40 mm thick screed concrete in proportion 1:1.5:3 (1 part cement : 1.5 parts sand : 3 parts aggregate) over floor area at Ramp, with cement supplied by client, including all labour, supply of sand and aggregate, tools, finishing, curing, leads & lifts, as per specification and direction of Engineer-in-Charge. | Sq.Mtr. | 53 | 430.56 | Approved
Primarc Aadvika | EXPERIENCE CENTER | Manpower Services |  |  |  | Manpower Services. | Providing Receptionist, Security Guard, Housekeeping & Pantry Personnel at Experience Center. | Head |  |  | Draft
Primarc Aadvika | EXPERIENCE CENTER | Manpower Services |  |  |  | Providing Receptionist | Providing One (01) Receptionist/Help Desk Executive @8.5 Hrs. per day, 26/27 days in a month basis, from: 01-Jan-2026 to 28-Feb-2026 | Head |  |  | Draft
Primarc Aadvika | EXPERIENCE CENTER | Manpower Services |  |  |  | Providing Security Guard | Providing One (01) security guard @12 Hrs. per day, 30/31 days in a month basis, from: 01-Jan-2026 to 30-Jun-2026 | Head |  |  | Draft
Primarc Aadvika | EXPERIENCE CENTER | Manpower Services |  |  |  | Providing HK Assistant | Providing one (01) HK assistant @8.5 Hrs. per day, 30/31 days in a month basis, from: 01-Jan-2026 to 30-Jun-2026. | Head |  |  | Draft
Primarc Aadvika | EXPERIENCE CENTER | Manpower Services |  |  |  | Providing Pantry Assistant | Providing Pantry service@8.5 Hrs. per day, 30/31 days in a month basis, from: 01-Jan-2026 to 30-Jun-2026. | Head |  |  | Draft
Primarc Aadvika | EXPERIENCE CENTER | Manpower Services |  |  |  | Management fees | Management fees (LS), from: 01-Jan-2026 to 28-Feb-2026. | Monthly |  |  | Draft
Primarc Aadvika | EXPERIENCE CENTER | Manpower Services |  |  |  | Management fees | Management fees (LS), from: 01-Mar-2026 to 30-Jun-2026. | Monthly |  |  | Draft
Primarc Aadvika | EXPERIENCE CENTER | Manpower Services |  |  |  | Manpower Services | Providing Receptionist, Security Guard, Housekeeping & Pantry Personnel at Experience Center | Head |  |  | Draft
Primarc Aadvika | EXPERIENCE CENTER | Manpower Services |  |  |  | Providing Receptionist | Providing One (01) Receptionist/Help Desk Executive @8.5 Hrs. per day, 26/27 days in a month basis, from: 01-Jan-2026 to 28-Feb-2026 | Head |  |  | Draft
Primarc Aadvika | EXPERIENCE CENTER | Manpower Services |  |  |  | Providing Security Guard | Providing One (01) security guard @12 Hrs. per day, 30/31 days in a month basis, from: 01-Jan-2026 to 30-Jun-2026 | Head |  |  | Draft
Primarc Aadvika | EXPERIENCE CENTER | Manpower Services |  |  |  | Providing HK Assistant | Providing one (01) HK assistant @8.5 Hrs. per day, 30/31 days in a month basis, from: 01-Jan-2026 to 30-Jun-2026. | Head |  |  | Draft
Primarc Aadvika | EXPERIENCE CENTER | Manpower Services |  |  |  | Providing Pantry Assistant | Providing Pantry service@8.5 Hrs. per day, 30/31 days in a month basis, from: 01-Jan-2026 to 30-Jun-2026. | Head |  |  | Draft
Primarc Aadvika | EXPERIENCE CENTER | Manpower Services |  |  |  | Management fees | Management fees (LS), from: 01-Jan-2026 to 28-Feb-2026. | Monthly |  |  | Draft
Primarc Aadvika | EXPERIENCE CENTER | Manpower Services |  |  |  | Management fees | Management fees (LS), from: 01-Mar-2026 to 30-Jun-2026. | Monthly |  |  | Draft
Primarc Aadvika | EXPERIENCE CENTER | Manpower Services |  |  |  | Manpower Services, | Providing Receptionist, Security Guard, Housekeeping & Pantry Personnel at Experience Center, | Head |  |  | Draft
Primarc Aadvika | EXPERIENCE CENTER | Manpower Services |  |  |  | Providing Receptionist | Providing One (01) Receptionist/Help Desk Executive @8.5 Hrs. per day, 26/27 days in a month basis, from: 01-Jan-2026 to 28-Feb-2026 | Head |  |  | Draft
Primarc Aadvika | EXPERIENCE CENTER | Manpower Services |  |  |  | Providing Security Guard | Providing One (01) security guard @12 Hrs. per day, 30/31 days in a month basis, from: 01-Jan-2026 to 30-Jun-2026 | Head |  |  | Draft
Primarc Aadvika | EXPERIENCE CENTER | Manpower Services |  |  |  | Providing HK Assistant | Providing one (01) HK assistant @8.5 Hrs. per day, 30/31 days in a month basis, from: 01-Jan-2026 to 30-Jun-2026. | Head |  |  | Draft
Primarc Aadvika | EXPERIENCE CENTER | Manpower Services |  |  |  | Providing Pantry Assistant | Providing Pantry service@8.5 Hrs. per day, 30/31 days in a month basis, from: 01-Jan-2026 to 30-Jun-2026. | Head |  |  | Draft
Primarc Aadvika | EXPERIENCE CENTER | Manpower Services |  |  |  | Management fees | Management fees (LS), from: 01-Jan-2026 to 28-Feb-2026. | Monthly |  |  | Draft
Primarc Aadvika | EXPERIENCE CENTER | Manpower Services |  |  |  | Management fees | Management fees (LS), from: 01-Mar-2026 to 30-Jun-2026. | Monthly |  |  | Draft
Primarc Aadvika | EXPERIENCE CENTER | Manpower Services |  |  |  | Manpower Services, | Providing Receptionist, Security Guard, Housekeeping & Pantry Personnel at Experience Center, | Per head per month |  |  | Draft
Primarc Aadvika | EXPERIENCE CENTER | Manpower Services |  |  |  | Providing Receptionist | Providing One (01) Receptionist/Help Desk Executive @8.5 Hrs. per day, 26/27 days in a month basis, from: 01-Jan-2026 to 28-Feb-2026. | Head |  |  | Draft
Primarc Aadvika | EXPERIENCE CENTER | Manpower Services |  |  |  | Providing Security Guard | Providing One (01) security guard @12 Hrs. per day, 30/31 days in a month basis, from: 01-Jan-2026 to 30-Jun-2026 | Head |  |  | Draft
Primarc Aadvika | EXPERIENCE CENTER | Manpower Services |  |  |  | Providing HK Assistant | Providing one (01) HK assistant @8.5 Hrs. per day, 30/31 days in a month basis, from: 01-Jan-2026 to 30-Jun-2026. | Head |  |  | Draft
Primarc Aadvika | EXPERIENCE CENTER | Manpower Services |  |  |  | Providing Pantry Assistant | Providing Pantry service@8.5 Hrs. per day, 30/31 days in a month basis, from: 01-Jan-2026 to 30-Jun-2026. | Head |  |  | Draft
Primarc Aadvika | EXPERIENCE CENTER | Manpower Services |  |  |  | Management fees | Management fees (LS), from: 01-Jan-2026 to 28-Feb-2026. | Monthly |  |  | Draft
Primarc Aadvika | EXPERIENCE CENTER | Manpower Services |  |  |  | Management fees | Management fees (LS), from: 01-Mar-2026 to 30-Jun-2026. | Monthly |  |  | Draft
Primarc Aadvika | EXPERIENCE CENTER | Manpower Services |  |  |  | Manpower Services, | Providing Receptionist, Security Guard, Housekeeping & Pantry Personnel at Experience Center, | Head/Month |  |  | Draft
Primarc Aadvika | EXPERIENCE CENTER | Manpower Services |  |  |  | Providing Receptionist | Providing One (01) Receptionist/Help Desk Executive @8.5 Hrs. per day, 26/27 days in a month basis, from: 01-Jan-2026 to 28-Feb-2026. | Head |  |  | Draft
Primarc Aadvika | EXPERIENCE CENTER | Manpower Services |  |  |  | Providing Security Guard | Providing One (01) security guard @12 Hrs. per day, 30/31 days in a month basis, from: 01-Jan-2026 to 30-Jun-2026 | Head |  |  | Draft
Primarc Aadvika | EXPERIENCE CENTER | Manpower Services |  |  |  | Providing HK Assistant | Providing one (01) HK assistant @8.5 Hrs. per day, 30/31 days in a month basis, from: 01-Jan-2026 to 30-Jun-2026. | Head |  |  | Draft
Primarc Aadvika | EXPERIENCE CENTER | Manpower Services |  |  |  | Providing Pantry Assistant | Providing Pantry service@8.5 Hrs. per day, 30/31 days in a month basis, from: 01-Jan-2026 to 30-Jun-2026. | Head |  |  | Draft
Primarc Aadvika | EXPERIENCE CENTER | Manpower Services |  |  |  | Management fees | Management fees (LS), from: 01-Jan-2026 to 28-Feb-2026. | Monthly |  |  | Draft
Primarc Aadvika | EXPERIENCE CENTER | Manpower Services |  |  |  | Management fees | Management fees (LS), from: 01-Mar-2026 to 30-Jun-2026. | Monthly |  |  | Draft
Primarc Aadvika | EXPERIENCE CENTER | Manpower Services |  |  |  | Manpower Services,, | Providing Receptionist, Security Guard, Housekeeping & Pantry Personnel at Experience Center, | Head |  |  | Draft
Primarc Aadvika | EXPERIENCE CENTER | Manpower Services |  |  |  | Providing Receptionist | Providing One (01) Receptionist/Help Desk Executive @8.5 Hrs. per day, 26/27 days in a month basis, from: 01-Jan-2026 to 28-Feb-2026. | Head |  |  | Draft
Primarc Aadvika | EXPERIENCE CENTER | Manpower Services |  |  |  | Providing Security Guard | Providing One (01) security guard @12 Hrs. per day, 30/31 days in a month basis, from: 01-Jan-2026 to 30-Jun-2026 | Head |  |  | Draft
Primarc Aadvika | EXPERIENCE CENTER | Manpower Services |  |  |  | Providing HK Assistant | Providing one (01) HK assistant @8.5 Hrs. per day, 30/31 days in a month basis, from: 01-Jan-2026 to 30-Jun-2026. | Head |  |  | Draft
Primarc Aadvika | EXPERIENCE CENTER | Manpower Services |  |  |  | Providing Pantry Assistant | Providing Pantry service@8.5 Hrs. per day, 30/31 days in a month basis, from: 01-Jan-2026 to 30-Jun-2026. | Head |  |  | Draft
Primarc Aadvika | EXPERIENCE CENTER | Manpower Services |  |  |  | Management fees | Management fees (LS), from: 01-Jan-2026 to 28-Feb-2026. | Monthly |  |  | Draft
Primarc Aadvika | EXPERIENCE CENTER | Manpower Services |  |  |  | Management fees | Management fees (LS), from: 01-Mar-2026 to 30-Jun-2026. | Monthly |  |  | Draft
Primarc Aadvika | EXPERIENCE CENTER | Manpower Services |  | WO/HW1/PHW3/41 | Colliers International India Property Services Private Limited | Manpower Services. | Providing Receptionist, Security Guard, Housekeeping & Pantry Personnel at Experience Center, | Head | 0 | 0 | Amended & Approved
Primarc Aadvika | EXPERIENCE CENTER | Manpower Services |  | WO/HW1/PHW3/41 | Colliers International India Property Services Private Limited | Providing Receptionist | Providing One (01) Receptionist/Help Desk Executive @8.5 Hrs. per day, 26/27 days in a month basis, from: 01-Jan-2026 to 28-Feb-2026 | Head | 2 | 40000 | Approved
Primarc Aadvika | EXPERIENCE CENTER | Manpower Services |  | WO/HW1/PHW3/41 | Colliers International India Property Services Private Limited | Providing Security Guard | Providing One (01) security guard @12 Hrs. per day, 30/31 days in a month basis, from: 01-Jan-2026 to 30-Jun-2026 | Head | 6 | 25675 | Approved
Primarc Aadvika | EXPERIENCE CENTER | Manpower Services |  | WO/HW1/PHW3/41 | Colliers International India Property Services Private Limited | Providing HK Assistant | Providing one (01) HK assistant @8.5 Hrs. per day, 30/31 days in a month basis, from: 01-Jan-2026 to 30-Jun-2026. | Head | 6 | 18049 | Approved
Primarc Aadvika | EXPERIENCE CENTER | Manpower Services |  | WO/HW1/PHW3/41 | Colliers International India Property Services Private Limited | Providing Pantry Assistant | Providing Pantry service@8.5 Hrs. per day, 30/31 days in a month basis, from: 01-Jan-2026 to 30-Jun-2026. | Head | 2.3 | 16277 | Approved
Primarc Aadvika | EXPERIENCE CENTER | Manpower Services |  | WO/HW1/PHW3/41 | Colliers International India Property Services Private Limited | Management fees | Management fees (LS), from: 01-Jan-2026 to 28-Feb-2026. | Months | 6 | 17500 | Approved
Primarc Aadvika | EXPERIENCE CENTER | Manpower Services |  | WO/HW1/PHW3/41 | Colliers International India Property Services Private Limited | Management fees | Management fees (LS), from: 01-Mar-2026 to 30-Jun-2026. | Months | 0 | 10000 | Approved
Primarc Aadvika | EXPERIENCE CENTER | HK Consumables |  | WO/HW1/PHW3/42 | Colliers International India Property Services Private Limited | HK Consumables & Toiletries. | Providing HK cleaning consumables and toiletries, as per requirement (Billing will be on actual) from: 01-Jan-2026 to 30-Jun-2026. | Months | 6 | 7000 | Approved
Primarc Aadvika | EXPERIENCE CENTER | HK Equipment Rental |  | WO/HW1/PHW3/43 | Colliers International India Property Services Private Limited | HK Equipment Rental | Rental Charges for providing HK equipment as per annexure I, from: 01-Jan-2026 to 30-Jun-2026. | Months | 6 | 6000 | Approved
Primarc Aadvika | EXPERIENCE CENTER | Pest Control |  | WO/HW1/PHW3/44 | Colliers International India Property Services Private Limited | Pest Control Service | Providing pest control service on twice in a month basis for GPC, cockroaches & rodent with odorless chemical, from: 01-Jan-2026 to 30-Jun-2026 | Months | 6 | 3000 | Approved
The Ramdulari | CLUB | Wood Work |  | WO/RP/RP06/22 | M.R. Furniture | Loading Unloading & transportation | Charges for loading unloading & transportation as per direction of Engineer in Charge. | Lump Sum | 1 | 2318 | Approved
The Ramdulari | BLOCK | Wood Work |  | WO/RP/RP02/125 | M.R. Furniture | Loading Unloading & transportation | Charges for loading unloading & transportation as per direction of Engineer in Charge. | Lump Sum | 1 | 875.19 | Approved
AARANYA | COMMON INFRASTRUCTURE | Landscaping | Softscape | WO/PKB/PKB2/30 | PROTECH ENGINEERS | Providing & Fixing of MS Round Cage for Tree. | Providing and Fixing MS Round Tree Guard Cage (2 ft dia × 4.5 ft height approx.) fabricated with 30mm × 3mm MS flat (three circular collars and three vertical legs) and covered with 2.6mm thick MS wire mesh, including welding, cutting, bending, fixing in position, application of one coat primer and two coats synthetic enamel paint of approved colour and shade, complete as per approved design and direction of Engineer-in-Charge. | Nos | 247 | 1250 | Approved
SOUTHWINDS PROJECT LLP (PHASE - III & IV) | FINISHING PHASE - IV | Internal Painting |  | WO/SP34/FW4/93 | ARTISAN | Two coats of Exterior Acrylic Emulsion Paint over one coat of Exterior Acrylic Primer at Ground Floor Level of all Block (Phase – IV) on PHE Pipe. | Providing & applying two coats of Exterior Acrylic Emulsion Paint over one coat of Exterior Acrylic Primer of approved shade and make Including Scaffolding, scraping, sand papering, all materials, labours, tools & tackles, all lead & lifts at all level with all finishing work as per drawing and direction of Engineer-in-Charge Location: Ground Floor Level of all Block (Phase – IV) on PHE Pipe. | Sq.Ft. | 5636.03 | 8.5 | Approved
SOUTHWINDS PROJECT LLP (PHASE - III & IV) | FINISHING PHASE - IV | Internal Painting |  | WO/SP34/FW4/93 | ARTISAN | Paint Work at Main Gate (Gate No. 3) | Paint Work at Main Gate (Gate No. 3) |  | 0 | 0 | Approved
SOUTHWINDS PROJECT LLP (PHASE - III & IV) | FINISHING PHASE - IV | Internal Painting |  | WO/SP34/FW4/93 | ARTISAN | One coat of approved primer followed by Two coat of Weather coat paint (Non Texture) - Main Gate (Gate No. 3) of Phase – IV | Providing & Applying of One coat of approved primer followed by Two coat of Weather coat paint (Non Texture) of approved brand on wall top surface area complete including Scaffolding, surface preparation with all materials & Labour etc. all complete as per drawing and direction of Engineer-in-Charge. Location: Main Gate (Gate No. 3) of Phase – IV | Sq.Ft. | 1437.62 | 9.5 | Approved
SOUTHWINDS PROJECT LLP (PHASE - III & IV) | FINISHING PHASE - IV | Internal Painting |  | WO/SP34/FW4/93 | ARTISAN | one coat Epoxy primer with two coats of synthetic enamel paint - Main Gate (Gate No. 3) of Phase – IV | Providing and applying of one coat Epoxy primer with two coats of synthetic enamel paint including scraping, sand papering with all finishing work on MS Surfaces at Main Gate as per direction of Engineer-in-Charge. including Scaffolding, surface preparation with all materials & Labour etc. Note: Material shall be applied after approval of Engineer-in-Charge. Brand: (Asian Paints/ICI/Berger) Location: Main Gate (Gate No. 3) of Phase – IV | Sq.Ft. | 172.22 | 15 | Approved
AARANYA | EXPERIENCE CENTER | Landscaping | Softscape | WO/PKB/PKX/42 | Mondal Nurseries & Exterior | Additional Plantation Charge | Additional Plantation Charge for Canna Indica Plant (953 Nos) Location: Pond-1 | Lump Sum | 0 | 4765 | Approved
AARANYA | EXPERIENCE CENTER | Landscaping | Softscape | WO/PKB/PKX/42 | Mondal Nurseries & Exterior | Transportation Charge for Canna Indica Plant | Transportation Charge for Canna Indica Plant (953 nos) | Trip | 0 | 3500 | Approved
SOUTHWINDS PROJECT LLP (PHASE - III & IV) | FINISHING PHASE - IV | Wood Work |  | WO/SP34/FW4/79 | M.R. Furniture | Extra Items. | Extra Items. |  | 0 | 0 | Approved
SOUTHWINDS PROJECT LLP (PHASE - III & IV) | FINISHING PHASE - IV | Wood Work |  | WO/SP34/FW4/79 | M.R. Furniture | Door closer fixing in toilet Door | Labour Charges for Door closer fixing in toilet Door | Nos | 4 | 300 | Approved
SOUTHWINDS PROJECT LLP (PHASE - III & IV) | FINISHING PHASE - IV | Wood Work |  | WO/SP34/FW4/79 | M.R. Furniture | Labour Charges for Door Cladding Edges Laminate Pasting | Labour Charges for Door Cladding Edges Laminate Pasting | Rft | 160.458 | 18 | Approved
SOUTHWINDS PROJECT LLP (PHASE - III & IV) | FINISHING PHASE - IV | Wood Work |  | WO/SP34/FW4/79 | M.R. Furniture | Labour charges for Meeting Table with Stand FLUTED paint finish (Size-2250mmX900mmX750mm) | Labour charges for Meeting Table with Stand FLUTED paint finish (Size-2250mmX900mmX750mm) | Lump Sum | 1 | 6500 | Approved
SOUTHWINDS PROJECT LLP (PHASE - III & IV) | FINISHING PHASE - IV | Wood Work |  | WO/SP34/FW4/79 | M.R. Furniture | Labour Charges for 4mmX4mm Groov polishing Matt finish | Labour Charges for 4mmX4mm Groov polishing Matt finish | Rft | 69.5 | 30 | Approved
SOUTHWINDS PROJECT LLP (PHASE - III & IV) | FINISHING PHASE - IV | Wood Work |  | WO/SP34/FW4/79 | M.R. Furniture | Labour charges for Wooden Handle polishing Matt finish | Labour charges for Wooden Handle polishing Matt finish | Rft | 38.92 | 35 | Approved
SOUTHWINDS PROJECT LLP (PHASE - III & IV) | FINISHING PHASE - IV | Wood Work |  | WO/SP34/FW4/79 | M.R. Furniture | Labour charges for wood polishing 25mmX25mm 3side matt finish | Labour charges for wood polishing 25mmX25mm 3side matt finish | Rft | 43.32 | 65 | Approved
SOUTHWINDS PROJECT LLP (PHASE - III & IV) | FINISHING PHASE - IV | Wood Work |  | WO/SP34/FW4/79 | M.R. Furniture | Labour charges for Shutter Edge & fram rabbit polishing Matt finish | Labour charges for Shutter Edge & fram rabbit polishing Matt finish | Rft | 210.15 | 65 | Approved
SOUTHWINDS PROJECT LLP (PHASE - III & IV) | FINISHING PHASE - IV | Wood Work |  | WO/SP34/FW4/79 | M.R. Furniture | Labour charges for 3"X5" Wooden Frame making (Size-1450mmX3450mm) | Labour charges for 3"X5" Wooden Frame making (Size-1450mmX3450mm) | Nos | 1 | 2000 | Approved
SOUTHWINDS PROJECT LLP (PHASE - III & IV) | FINISHING PHASE - IV | Wood Work |  | WO/SP34/FW4/79 | M.R. Furniture | Labour charges for 20mmX12mm Glass bit polishing | Labour charges for 20mmX12mm Glass bit polishing | Rft | 25.854 | 35 | Approved
SOUTHWINDS PROJECT LLP (PHASE - III & IV) | FINISHING PHASE - IV | Wood Work |  | WO/SP34/FW4/79 | M.R. Furniture | Labour charges for MainDoor Shutter cutting And glass panal fixing | Labour charges for MainDoor Shutter cutting And glass panal fixing | Nos | 1 | 1700 | Approved
SOUTHWINDS PROJECT LLP (PHASE - III & IV) | FINISHING PHASE - IV | Wood Work |  | WO/SP34/FW4/79 | M.R. Furniture | Labour charges for 8mmX8mm (T) Profile fixing | Labour charges for 8mmX8mm (T) Profile fixing | Rft | 145.506 | 30 | Approved
SOUTHWINDS PROJECT LLP (PHASE - III & IV) | FINISHING PHASE - IV | Wood Work |  | WO/SP34/FW4/79 | M.R. Furniture | Labour charges for 8mmX8mm (L) Profile fixing | Labour charges for 8mmX8mm (L) Profile fixing | Rft | 152.231 | 30 | Approved
SOUTHWINDS PROJECT LLP (PHASE - III & IV) | FINISHING PHASE - IV | Wood Work |  | WO/SP34/FW4/79 | M.R. Furniture | Laminate pasting for reception table(Change of color code) | Laminate pasting for reception table(Change of color code) | Lump Sum | 1 | 6500 | Approved
SOUTHWINDS PROJECT LLP (PHASE - III & IV) | FINISHING PHASE - IV | Wood Work |  | WO/SP34/FW4/79 | M.R. Furniture | Charges for loading - unloading, transportation, hire charges for machinery as per direction of Engineer-in-Charge | Charges for loading - unloading, transportation, hire charges for machinery as per direction of Engineer-in-Charge | Lump Sum | 1 | 2022 | Approved
BHOPAL - COMMERCIAL | MARKETING | Water Proofing |  | WO/BPC/BPC4/26 | Suhani Associates | Supply & application waterproofing treatment work with APP membrane system | Supply & application waterproofing treatment work with APP membrane system on roof external puff panel surface of Marketing office as per specification & direction of Engineer In Charge. |  | 0 | 0 | Amended & Approved
BHOPAL - COMMERCIAL | MARKETING | Water Proofing |  | WO/BPC/BPC4/26 | Suhani Associates | Supply & application waterproofing treatment work with APP membrane system | Waterproofing treatment work with APP membrane system(Roof External Puff Panel Surface): 1. Surface Preparation of puff panel roof -:Clean the surface by chipping and removing dirt particles/bituminous surface also, remove laitance by grinding, clean dust by air blower/ industrial vacuum cleaner followed by high pressure water jet cleaning. Allow Surface to dry, clean the surface again thoroughly with cloth or proper tools. All nuts and bolts have to be checked thoroughly and if any error is found, they must be repaired including repairing of old joints , packing over lap joint area properly with waterproofing compound. 2.Application of Sika Shield WP Primer: Supply & apply of solvent based bituminous primer Sika Shield WP Primer which is manufactured and supplied by the same manufacture whose App Polymeric membrane is applied must be used , this is to ensure proper compatibility of the primer and membrane so that effective bonding is achieved and performance of system ensured. 3. Application of APP membrane: Providing and Applying Sika Shield P24 PE ,3mm thick , APP modified bituminous waterproofing membrane using torch method & properly sealed on slopping Roof Surface ,reinforced with a non –woven polysterfabric and flexible at – 2 C. 4. Final Application of Heat resistant aluminium paint: Providing & Applying good heat deflecting ; air drying aluminium pigmented paint of approved shade (Product: Tuffkote, Make: Shalimar Paints) over APP membrane as a suitable protection layer. | Sq.Ft. | 0 | 45 | Approved
BHOPAL - COMMERCIAL | PRE-CONSTRUCTION PHASE | Grill / Steel Work |  | WO/BPC/BPC1/16 | Capital Group of Company | Supply,fabrication & erection work of MS Structure | Supply, fabrication & erection work of MS Structure & Shed fixing work at project peripheral area |  | 0 | 0 | Approved
BHOPAL - COMMERCIAL | PRE-CONSTRUCTION PHASE | Grill / Steel Work |  | WO/BPC/BPC1/16 | Capital Group of Company | Supply, Fabrication & Erection of Shed | Supply, Fabrication & Erection of Shed with MS Hollow Section 2''x2'' and 1.5'' x1.5''as a supporting structure and finish with one coat of Zinc Chromate Primer including fixing color coated profile sheet as approved, include all materials, tools and tackles, labour, transportation etc., and fixing by proper welding & scews,bolts, nuts, washers ,anchor fasteners as applicable for all levels as per drawing, specification and direction of Engineer-in-Charge. (All Material & Labour would be supplied by contractor) Location: DG Area, Borewell Area, Tank Room, Pump Room, Panel Shed etc. | Sq.Ft. | 520 | 115 | Approved
BHOPAL - COMMERCIAL | PRE-CONSTRUCTION PHASE | Grill / Steel Work |  | WO/BPC/BPC1/16 | Capital Group of Company | Supply ,Fabrication and Erection of MS Railing Work | Supply ,Fabrication and Erection of MS Railing Work using MS Pipe, MS Angle & MS Flat Bar with one coat zinc chromate primer finish, including all materials, tools and tackles, labour, transportation, etc. all complete .as per drawing, specification and direction of Engineer-in-Charge. Location: Marketing Office Entrance Canopy Area | Kg | 90 | 95 | Approved
BHOPAL - COMMERCIAL | PRE-CONSTRUCTION PHASE | Grill / Steel Work |  | WO/BPC/BPC1/16 | Capital Group of Company | Charges for Loading Unloading as per direction of EIC. | Charges for Loading Unloading as per direction of EIC. | Lump Sum | 1 | 2050 | Approved
SOUTHWINDS PROJECT LLP (PHASE - III & IV) | FINISHING PHASE - IV | Wood Work |  | WO/SP34/FW4/31 | M.R. Furniture | Extra Work | Extra Work |  | 0 | 0 | Approved
SOUTHWINDS PROJECT LLP (PHASE - III & IV) | FINISHING PHASE - IV | Wood Work |  | WO/SP34/FW4/31 | M.R. Furniture | Lover Fixing | Lover Fixing | Nos | 1 | 1500 | Approved
SOUTHWINDS PROJECT LLP (PHASE - III & IV) | FINISHING PHASE - IV | Wood Work |  | WO/SP34/FW4/31 | M.R. Furniture | Fixing of Door Closer (Stair, Lobby, Courtyard) | Fixing of Door Closer (Stair, Lobby, Courtyard) | Nos | 3 | 250 | Approved
The Ramdulari | BLOCK | False Celling |  | WO/RP/RP02/126 | Veer Enterprises | False Ceiling work at Ground Floor as per BOQ ,dwg and direction of EIC. | False Ceiling work at Ground Floor as per BOQ ,dwg and direction of EIC. |  | 0 | 0 | Amended & Approved
The Ramdulari | BLOCK | False Celling |  | WO/RP/RP02/126 | Veer Enterprises | False Ceiling -Providing and fixing with Gypsum board 12 mm thk. | False Ceiling -Providing and fixing with Gypsum board 12 mm thk. flat framework comprising of rolled galvanized metal sections consisting of the main channels to run in one direction at 1000mm c/c and secondary ceiling section at 525-650mm c/c in other direction connected to main channel with GI connecting clips of 10 SWG of approved quality. The grids shall be suspended from structural slab by GI strap hangers 15mmx15mm size @ 1000mm C/C both ways from structural support. Gypsum board 12 mm thick is then screwed & fixed to ceiling section, finished with jointing compound, paper tape including necessary scaffolding & tool tackles all complete as per direction of drawing and direction of Engineer-In-Charge | Sq.Ft. | 665 | 120 | Approved
The Ramdulari | BLOCK | False Celling |  | WO/RP/RP02/126 | Veer Enterprises | False Ceiling -Providing and fixing with Cement Fibre board 6mm thk. | False Ceiling Toilet Area including cutting of Trap door area in each Toilet: Providing and fixing with 6mm th. Cement fibre board (Moisture resistant) Flat framework comprising of rolled galvanized metal sections consisting of the main channels to run in one direction at 1000mm c/c and secondary ceiling section at 525-650mm c/c in other direction connected to main channel with GI connecting clips of 10 SWG of approved quality. The grids shall be suspended from structural slab by GI strap hangers 15mm x 15mm size @ 1000mm C/C both ways from structural support.6mm thk. Cement fibre board (Moisture resistant) is then screwed & fixed to ceiling section, finished with jointing compound, paper tape including necessary scaffolding & tool tackles all complete as per direction of drawing and direction of Engineer-In-Charge. Board Brand: Everest / Equivalent Channel Make: Indian Gypsum / Equivalent | Sq.Ft. | 150 | 80 | Approved
Primarc Aadvika | OVERHEAD | In-house labour |  | WO/HW1/PHW4/26 | Balaji Enterprise | Unskilled labour | Charges of Unskilled labour for misc work as per direction of EIC. |  | 0 | 0 | Approved
Primarc Aadvika | OVERHEAD | In-house labour |  | WO/HW1/PHW4/26 | Balaji Enterprise | Charges of Unskilled Labour | Charges of Unskilled Labour for misc. work at Site as per requirement & direction of EIC. Daily Time Schedule-6AM-6PM (12Hrs) 10:15 hours working time & 1hr 45mins of break time (Breakfast- 8AM-8.45AM & Lunch-1PM-2PM) Month of March'26 to June'26 | Nos | 488 | 510 | Approved
Primarc Aadvika | OVERHEAD | In-house labour |  | WO/HW1/PHW4/26 | Balaji Enterprise | Charges for Loading - Unloading | Charges for loading - unloading, transportation, hire charges for machinery work as per direction of Engineer-in-Charge. | Nos | 488 | 20.4 | Approved
The Soul, Rajarhat | BLOCK | Painting |  |  |  | Extra Item | Supply of Material, Skilled & Un-Skilled Labour for Painting Rectification Work. |  |  |  | Approved
The Soul, Rajarhat | BLOCK | Painting |  |  |  | Skilled Labour | Charges of Skilled Labour for paint rectification work at Site as per requirement & direction of EIC. Daily Time Schedule-6AM-6PM (12Hrs) 10:15 hours working time & 1hr 45mins of break time (Breakfast- 8AM-8.45AM & Lunch-1PM-2PM) | Nos |  |  | Approved
The Soul, Rajarhat | BLOCK | Painting |  |  |  | Un-Skill Labour | Charges of Un-Skilled Labour for paint rectification work at Site as per requirement & direction of EIC. Daily Time Schedule-6AM-6PM (12Hrs) 10:15 hours working time & 1hr 45mins of break time (Breakfast- 8AM-8.45AM & Lunch-1PM-2PM) | Nos |  |  | Approved
The Soul, Rajarhat | BLOCK | Painting |  |  |  | Material | Supply of Material for Paint Rectiction Work. | Lump Sum |  |  | Approved
The Soul, Rajarhat | BLOCK | Painting | External Painting | WO/HR01/BOK01/195 | ARTISAN | Extra Work - Supply of Material, Skilled & Un-Skilled Labour for Painting Rectification Work. | Supply of Material, Skilled & Un-Skilled Labour for Painting Rectification Work. |  | 0 | 0 | Approved
The Soul, Rajarhat | BLOCK | Painting | External Painting | WO/HR01/BOK01/195 | ARTISAN | Skilled Labour | Charges of Skilled Labour for paint rectification work at Site as per requirement & direction of EIC. Working Time- 8hr Excluding Lunch Time. | Nos | 112 | 650 | Approved
The Soul, Rajarhat | BLOCK | Painting | External Painting | WO/HR01/BOK01/195 | ARTISAN | Un-Skill Labour | Charges of Un-Skilled Labour for paint rectification work at Site as per requirement & direction of EIC. Working Time- 8hr Excluding Lunch Time. | Nos | 3 | 500 | Approved
The Soul, Rajarhat | BLOCK | Painting | External Painting | WO/HR01/BOK01/195 | ARTISAN | Material | Supply of Material for Paint Rectiction Work. | Lump Sum | 1 | 72864 | Approved
The Ramdulari | OVERHEAD | In-house labour |  | WO/RP/RP04/23 | LACKY BENGAL & CONSTRUCTION | Labour charges for shifting of soil-filled bags | Labour charges for shifting of soil-filled bags from Ground Floor to designated planter locations on 1st to 26th floors using lift, including loading at Ground Floor unloading at respective floors, and proper stacking at designated locations. Quantity Consideration: Floors: 1st to 26th Floor 204 Bags per Floor | Nos | 1474 | 33 | Approved
Primarc Aahana | MEP | Plumbing/Sanitory | External Plumbing | WO/AAH/AAH06/1 | PRAHALLAD CONSTRUCTION PRIVATE LIMITED | STROME WATER PIPE (250 mm O.D. Pipe) | Charges for laying, jointing, testing and commissioning laying the following diameters underground double wall corrugated pipe of HDPE SN 8 pipes with smooth internal and profiled external surface for non-pressure underground Sewerage pipe line as per ISO 21138-3 with suitable Snapfit coupler and rubber 'O' Ring for jointing in trenches for all depths ( up to invert level from FGL )and lengths to correct grades levels and alignment & adequate width of trench (minimum pipe OD + 300 mm) including PCC concrete of 75 mm for bedding (1:3:6) pipe supports 150 mm Silver sand filling along with compaction with water and 75mm thick encasing of the pipes wherever required (in every socket joint, 2 mtr. interval considering socket joint encasing), compacting the base before pcc work, disposing of surplus earth within the site premises (lead up to 0.5 km), backfilling work after completion of job, The rate is inclusive of bailing out of water during excavation and shoring work, testing and making good the leakages if any etc. as per directions of the Engineer-in-charge. (only pipe, fittings and cement would be supplied by the Employer free of cost, but subjected to reconciliation) (250 mm O.D. Pipe)-STROME WATER PIPE |  | 0 | 0 | Approved
Primarc Aahana | MEP | Plumbing/Sanitory | External Plumbing | WO/AAH/AAH06/1 | PRAHALLAD CONSTRUCTION PRIVATE LIMITED | STROME WATER PIPE (200 mm O.D. Pipe) | Charges for laying, jointing, testing and commissioning laying the following diameters underground double wall corrugated pipe of HDPE SN 8 pipes with smooth internal and profiled external surface for non-pressure underground Sewerage pipe line as per ISO 21138-3 with suitable Snapfit coupler and rubber 'O' Ring for jointing in trenches for all depths ( up to invert level from FGL )and lengths to correct grades levels and alignment & adequate width of trench (minimum pipe OD + 300 mm) including PCC concrete of 75 mm for bedding (1:3:6) pipe supports 150 mm Silver sand filling along with compaction with water and 75mm thick encasing of the pipes wherever required (in every socket joint, 2 mtr. interval considering socket joint encasing), compacting the base before pcc work, disposing of surplus earth within the site premises (lead up to 0.5 km), backfilling work after completion of job, The rate is inclusive of bailing out of water during excavation and shoring work, testing and making good the leakages if any etc. as per directions of the Engineer-in-charge. (only pipe, fittings and cement would be supplied by the Employer free of cost, but subjected to reconciliation) (200 mm O.D. Pipe)-STROME WATER PIPE |  | 0 | 0 | Approved
Primarc Aahana | MEP | Plumbing/Sanitory | External Plumbing | WO/AAH/AAH06/1 | PRAHALLAD CONSTRUCTION PRIVATE LIMITED | STROME WATER PIPE (160 mm O.D. Pipe) | Charges for laying, jointing, testing and commissioning laying the following diameters underground double wall corrugated pipe of HDPE SN 8 pipes with smooth internal and profiled external surface for non-pressure underground Sewerage pipe line as per ISO 21138-3 with suitable Snapfit coupler and rubber 'O' Ring for jointing in trenches for all depths ( up to invert level from FGL )and lengths to correct grades levels and alignment & adequate width of trench (minimum pipe OD + 300 mm) including PCC concrete of 75 mm for bedding (1:3:6) pipe supports 150 mm Silver sand filling along with compaction with water and 75mm thick encasing of the pipes wherever required (in every socket joint, 2 mtr. interval considering socket joint encasing), compacting the base before pcc work, disposing of surplus earth within the site premises (lead up to 0.5 km), backfilling work after completion of job, The rate is inclusive of bailing out of water during excavation and shoring work, testing and making good the leakages if any etc. as per directions of the Engineer-in-charge. (only pipe, fittings and cement would be supplied by the Employer free of cost, but subjected to reconciliation) (160 mm O.D. Pipe)-STROME WATER PIPE |  | 0 | 0 | Approved
Primarc Aahana | MEP | Plumbing/Sanitory | External Plumbing | WO/AAH/AAH06/1 | PRAHALLAD CONSTRUCTION PRIVATE LIMITED | Construction of water tight brick masonry in Gully Pit / Sewerage Pit | Charges for Construction of water tight brick masonry in Gully Pit / Sewerage Pit as per drawing of following sizes using designated brickwork(Red Brick) 250mm in cement sand mortar (1:4), over a bed of Single Layer BFS followed by 125 mm thk. PCC (1:3:6), 15 mm thick inside plastering work with cement plaster (1:4) finished with a floating coat of neat cement, outside making jointing & pointing and making channel and benching in cement concrete (1:2:4), RCC (1:1.5:3) 150 mm thick top slab with 10 mm dia reinforcement at 150mm c/c in double layer to hold the FRP cover, fixing FRP rectangular type manhole cover, fixing of rung ladder, testing all complete as per specifications and approved drawings. Rates shall include the cost of excavation in all sorts of soil, compacting the base, disposing of surplus earth within the site premises (lead up to 0.5 km), backfilling work after completion of job, sand bag filling and removing after complete of road work. The rate is inclusive of bailing out of water during excavation and shoring work, if required to prevent collapsing of soil. (Only cement, PVC Gully trap, Cover, Rung Ladder, Reinforcement Steel (From Scrap) would be supplied by the Employer but subjected to reconciliation). Work to be done as per drawing and direction of EIC. |  | 0 | 0 | Approved
Primarc Aahana | MEP | Plumbing/Sanitory | External Plumbing | WO/AAH/AAH06/1 | PRAHALLAD CONSTRUCTION PRIVATE LIMITED | PCC | Providing and laying 1:3:6 cement concrete for, pipe supports and 75 mm thick encasing the pipes where top cushion depth is not adequate, including necessary form work, compaction, etc. All complete as per specifications and directions of the Engineer-in-charge.(only cement would be supplied by the Employer free of cost, but subjected to reconciliation) | Cum. | 11.954 | 7500 | Approved
Primarc Aahana | MEP | Plumbing/Sanitory | External Plumbing | WO/AAH/AAH06/1 | PRAHALLAD CONSTRUCTION PRIVATE LIMITED | Invert Lvl -Less than 700 mm | Invert Lvl -Less than 700 mm | RMT | 0 | 0 | Approved
Primarc Aahana | MEP | Plumbing/Sanitory | External Plumbing | WO/AAH/AAH06/1 | PRAHALLAD CONSTRUCTION PRIVATE LIMITED | Invert Lvl -Greater than 700 mm but less than 1000 mm | Invert Lvl -Greater than 700 mm but less than 1000 mm | RMT | 35.175 | 955 | Approved
Primarc Aahana | MEP | Plumbing/Sanitory | External Plumbing | WO/AAH/AAH06/1 | PRAHALLAD CONSTRUCTION PRIVATE LIMITED | Invert Lvl -Less than 700 mm | Invert Lvl -Less than 700 mm | RMT | 0 | 0 | Approved
Primarc Aahana | MEP | Plumbing/Sanitory | External Plumbing | WO/AAH/AAH06/1 | PRAHALLAD CONSTRUCTION PRIVATE LIMITED | Invert Lvl -Greater than 700 mm but less than 1000 mm | Invert Lvl -Greater than 700 mm but less than 1000 mm | RMT | 99.3 | 850 | Approved
Primarc Aahana | MEP | Plumbing/Sanitory | External Plumbing | WO/AAH/AAH06/1 | PRAHALLAD CONSTRUCTION PRIVATE LIMITED | Invert Lvl -Less than 700 mm | Invert Lvl -Less than 700 mm | RMT | 27.75 | 690 | Approved
Primarc Aahana | MEP | Plumbing/Sanitory | External Plumbing | WO/AAH/AAH06/1 | PRAHALLAD CONSTRUCTION PRIVATE LIMITED | Invert Lvl -Greater than 700 mm but less than 1000 mm | Invert Lvl -Greater than 700 mm but less than 1000 mm | RMT | 0 | 0 | Approved
Primarc Aahana | MEP | Plumbing/Sanitory | External Plumbing | WO/AAH/AAH06/1 | PRAHALLAD CONSTRUCTION PRIVATE LIMITED | (600 X 600 X 501 to 1000)-Storm pit | (600 X 600 X 501 to 1000)-Storm pit | Nos | 5 | 9500 | Approved
Primarc Aahana | MEP | Plumbing/Sanitory | External Plumbing | WO/AAH/AAH06/1 | PRAHALLAD CONSTRUCTION PRIVATE LIMITED | (900 X 750 X 1001 to 1500)-Storm pit | (900 X 750 X 1001 to 1500)-Storm pit | Nos | 9 | 17000 | Approved
Primarc Aahana | MEP | Plumbing/Sanitory | External Plumbing | WO/AAH/AAH06/1 | PRAHALLAD CONSTRUCTION PRIVATE LIMITED | (900 X 900 X 1001 to 1500)-Storm pit (MT) | (900 X 900 X 1001 to 1500)-Storm pit (MT) | Nos | 1 | 18500 | Approved
The Ramdulari | BLOCK | False Celling |  | WO/RP/RP02/126 | Veer Enterprises | Providing and fixing 6 mm thick moisture resistant cement fibre board | Providing and fixing 6 mm thick moisture resistant cement fibre board false ceiling (Board Brand: Everest / Equivalent) on flat framework comprising rolled galvanized metal sections, consisting of main channels fixed at 1000 mm c/c in one direction and secondary ceiling sections at 525–650 mm c/c in the other direction, connected to the main channel with GI connecting clips of 10 SWG of approved quality. The grid shall be suspended from structural slab with GI strap hangers of size 15 mm × 15 mm at 1000 mm c/c both ways from structural support. The 6 mm thick cement fibre boards shall be screwed and fixed to the ceiling sections and finished with jointing compound and paper tape, including necessary scaffolding, tools and tackles, all complete as per drawings and direction of the Engineer-in-Charge. Channel Make: Indian Gypsum / Equivalent. | Sq.Ft. | 186 | 100 | Approved
BHOPAL - COMMERCIAL | MARKETING | Marketing Office | Interior Works |  |  | External Painting work at Canopy area | Providing & applying 2 to 3 coats of exterior enamel paint (as per approved sample) to canopy external area with roller finish using necessary tools & tackles all complete, as per direction of Engineer In Charge. (Scaffolding will be provided by client) | Sq.Ft. |  |  | Approved
The Ramdulari | BLOCK | POP/PUTTY Work |  | WO/RP/RP02/50 | GAZI PAINTS PRIVATE LIMITED | Door & Window Bit at Service Lift Lobby Wall, Main Lift Lobby Wall, Ground floor passage & drivers room | Door & Window Bit at Service Lift Lobby Wall, Main Lift Lobby Wall, Ground floor passage & drivers room (Basement to 26th Floor) | Rft | 3554 | 28.5 | Approved
SOUTHWINDS PROJECT LLP (PHASE - III & IV) | CLUB PHASE - III & IV | Painting | Internal Painting | WO/SP34/CW34/42 | ARTISAN | 2 coats of Exterior Acrylic Emulsion paint over 1 coat of PENTASEAL UNICOAT 555-GREY (MAKE: GROWEL) - Multipurpose Court WPC Signage. | Providing and applying of 2 coats of Exterior Acrylic Emulsion paint over 1 coat of PENTASEAL UNICOAT 555-GREY (MAKE: GROWEL) of approved shade and make, on WPC Board including scraping, sand papering, all materials, labours, tools & tackles, all lead & lifts at all level with all finishing work as per approved drawing and direction of Engineer-in-Charge. Brand: Asian Paints/Berger/AkzoNable. Colour: Taupe Wood – Background ; Matte Black – Players. Location: Multipurpose Court WPC Signage. | Sq.Ft. | 465 | 24 | Approved
BHOPAL - COMMERCIAL | MARKETING | Marketing Office | Civil and Finishing Work of Marketing Office | WO/BPC/BPC4/27 | UPKAR BUILDERS | Civil Works for Marketing Office Area Miscellaneous Work | Civil & Finishing Works for Main Entrance Gate renovation & boundary wall modification beside Porta Cabin at Marketing Office area As per drawing and direction of Engineer-in-Charge |  | 0 | 0 | Amended & Approved
BHOPAL - COMMERCIAL | MARKETING | Marketing Office | Civil and Finishing Work of Marketing Office | WO/BPC/BPC4/27 | UPKAR BUILDERS | RCC Dismantling | All charges for dismantling of Reinforced Cement Concrete(RCC) structure at all heights and level, as per the requirement including cleaning all rubbish, lifting and stacking, using necessary tools & tackles, labours all complete as per the direction and entire satisfaction of the Technical head/EIC | Cum. | 3.03 | 3000 | Approved
BHOPAL - COMMERCIAL | MARKETING | Marketing Office | Civil and Finishing Work of Marketing Office | WO/BPC/BPC4/27 | UPKAR BUILDERS | Excavation (Manual) | All Charges for doing excavation in required profile by manual means in hard rock type of soils in dry and wet condition for foundation or any other foundation of the proposed structure as per drawings or direction EIC including dressing of side, bottom, ramming of bottom, dewatering, shoring, strutting, diverting underground sewer line, water line, electrical line (if any) barricading the area providing caution board maintaining required slopes including all labour, materials, machinery, tools & tackles for all lead & lift as per drawing and direction of Engineer-in-Charge | Cum. | 4.82 | 950 | Approved
BHOPAL - COMMERCIAL | MARKETING | Marketing Office | Civil and Finishing Work of Marketing Office | WO/BPC/BPC4/27 | UPKAR BUILDERS | Excavation (Mechanical) | All Charges for doing excavation in required profile by mechanical means (hydraulic excavator) in all type of soils in dry and wet condition for foundation or any other foundation of the proposed structure as per drawings or direction EIC including, dressing of side, bottom, ramming of bottom, dewatering, shoring, strutting, diverting underground sewer line, water line, electrical line (if any) barricading the area providing caution board maintaining required slopes including all labour, materials, machinery, tools & tackles for all lead & lift as per drawing and direction of Engineer-in-Charge. | Cum. | 0 | 325 | Approved
BHOPAL - COMMERCIAL | MARKETING | Marketing Office | Civil and Finishing Work of Marketing Office | WO/BPC/BPC4/27 | UPKAR BUILDERS | P.C.C | All charges for providing & laying M20 grade (1:1.5:3) grade cement concrete (P.C.C) of required thickness(excluding cost of shuttering & reinforcement) at all levels using 20 mm nominal size well-graded approved quality aggregate including vibrating / compacting, scaffolding as required establishing curing complete as per drawing and direction of Engineer-in-Charge | Cum. | 0.74 | 6250 | Approved
BHOPAL - COMMERCIAL | MARKETING | Marketing Office | Civil and Finishing Work of Marketing Office | WO/BPC/BPC4/27 | UPKAR BUILDERS | R.C.C | All charges for providing & laying M20 grade (1:1.5:3) grade cement concrete (R.C.C) of required thickness(excluding cost of shuttering & reinforcement) at all levels using 20 mm nominal size well-graded approved quality aggregate as per design mix approved by PMC/Consultant/EIC including vibrating / compacting, scaffolding as required establishing curing complete as per drawing and direction of Engineer-in-Charge | Cum. | 7.3 | 7500 | Approved
BHOPAL - COMMERCIAL | MARKETING | Marketing Office | Civil and Finishing Work of Marketing Office | WO/BPC/BPC4/27 | UPKAR BUILDERS | Rebar Grouting-12mm dia | All charges for fixing reinforcement bars(12mm dia) including drilling & chemical injection in the concrete surface upto required depth & level as per the manufacturer's specification either Fischer /Hilti/equivalent product as per instruction of Engineer In Charge. | Nos. | 20 | 270 | Approved
BHOPAL - COMMERCIAL | MARKETING | Marketing Office | Civil and Finishing Work of Marketing Office | WO/BPC/BPC4/27 | UPKAR BUILDERS | Centering and shuttering | All Charges for providing, fabricating, erecting and fixing in position plained timber, plywood centering and shuttering true to line and level, including steel propping, staging, shuttering removal, applying shuttering oil, including required bracing, chamfering corners (of exposed edges) of beams, columns, walls etc. complete as per drawing and direction of Engineer-in-Charge. Rate shall also include removal and dismantling the aforesaid assembly after specified period complete at all depths and leads for all items, all profile and both sub & superstructure level all complete. | Sq.Mtr. | 15.48 | 500 | Approved
BHOPAL - COMMERCIAL | MARKETING | Marketing Office | Civil and Finishing Work of Marketing Office | WO/BPC/BPC4/27 | UPKAR BUILDERS | Charges for fixing steel reinforcement | All Charges for supply & fixing steel reinforcement (Tor Steel as per IS-1786, Fe 500) for RCC work including transporting, decoiling, straightening, removing loose rust, cutting, bending and placing for all profile and for all lead & lift at both sub & superstructure level and binding with 18 gauge annealed wire as per drawing and direction of Engineer-in-Charge. Payment of steel shall be made as per drawing and approved bar bending schedule with permissible laps and paid on the basis of the sectional weights of bar as per relevant I.S. Code. The rate shall include cost of binding wire, chairs, spacers, pins, cover blocks which will not be measured separately for payment. | Kg | 238.1 | 75 | Approved
BHOPAL - COMMERCIAL | MARKETING | Marketing Office | Civil and Finishing Work of Marketing Office | WO/BPC/BPC4/27 | UPKAR BUILDERS | Sheet Dismantling | All charges dismantling of MS fencing & sheet including necessary tools & tackles and stacking the same at the designated place as per direction of EIC | Sq.Mtr. | 77.4 | 180 | Approved
BHOPAL - COMMERCIAL | MARKETING | Marketing Office | Civil and Finishing Work of Marketing Office | WO/BPC/BPC4/27 | UPKAR BUILDERS | Brick Masonry Work- 200/250mm thick | All Charges for providing and laying 200/250mm thick brick masonry with flyash/clay bricks in cement mortar 1:6 adequately soaked in water before use etc., for wall, foundation & plinth level including the cost of all labour, tools, tackles, scaffolding, curing etc. complete as per direction of Engineer-in-Charge and technical specification. Location: Entrance Gate, Boundary Wall | Cum. | 8.22 | 8000 | Approved
BHOPAL - COMMERCIAL | MARKETING | Marketing Office | Civil and Finishing Work of Marketing Office | WO/BPC/BPC4/27 | UPKAR BUILDERS | External Plaster | Providing and applying external plaster to wall of 15 mm to 20mm .thick with sand cement mortar (6 parts sand : 1 part cement) including rounding off or chamfering corners as directed and raking out joints or roughening of concrete surface, scaffolding, curing, complete as per direction of Engineer-in-Charge. Location: Entrance Gate, Boundary Wall | Sq.Mtr. | 129.1 | 400 | Approved
BHOPAL - COMMERCIAL | MARKETING | Marketing Office | Civil and Finishing Work of Marketing Office | WO/BPC/BPC4/27 | UPKAR BUILDERS | Supply ,Fabrication and Erection of MS Work | All Charges for Supply ,Fabrication and Erection of MS Work using different types of MS Pipes, MS Flat & Base Plates in all vertical & horizontal members (MS Gate 50 x 50 x 3mm Outer Frame and Inner part with 50 x 25 x 2mm and Drain Cover using 35 x 5mm MS Flat) as per drawing & approved design including materials, Labour, tools & tackles, transportation, loading-unloading for all levels as per drawing, specification and direction of Engineer-in-Charge | Kg | 740 | 120 | Approved
BHOPAL - COMMERCIAL | MARKETING | Marketing Office | Civil and Finishing Work of Marketing Office | WO/BPC/BPC4/27 | UPKAR BUILDERS | Enamel Paint | Providing & applying zinc chromate primer & two coat synthetic enamel paint of approved shade, finish and brand including scraping, sand papering with all finishing work at top surface of all M.S member as per drawing & direction of Engineer-in-Charge. (Measurement to be considered based on the surface area of the M.S. members.) Approved Brand: ICI/Berger/Asian Paint or Equivalent | Sq.Ft. | 0 | 18.6 | Approved
BHOPAL - COMMERCIAL | MARKETING | Marketing Office | Civil and Finishing Work of Marketing Office | WO/BPC/BPC4/27 | UPKAR BUILDERS | Duco Paint on MS member | Charges for Providing & applying Duco paint including primer of approved shade, finish and brand to MS structure including necessary surface preparation, using required tools tackles all complete as per direction of Engineer In Charge. (Measurement to be considered based on the surface area of the M.S. members. ) Location: Entrance MS Gate | Sq.Ft. | 216.93 | 160 | Approved
BHOPAL - COMMERCIAL | MARKETING | Marketing Office | Civil and Finishing Work of Marketing Office | WO/BPC/BPC4/27 | UPKAR BUILDERS | Black Granite | Charges for Providing & Fixing for Lappato R Black Granite (18mm -20mm thick) in all levels in floor & wall over a bed of 20-25mm thick cement mortar (1:3) or over a bed of average thickness of 8-10mm approved adhesive in proper line and level. The joints will be filled with polymer based grout pigmented to match after acid washing, including all materials, labours, tools & tackles, all lead & lifts at all levels and finishing & cleaning all complete as per drawing, specification and direction of Engineer-in-Charge. Location: Main Entrance Gate Area Ramp & Wall | Sq.Mtr. | 52.853 | 4500 | Approved
BHOPAL - COMMERCIAL | MARKETING | Marketing Office | Civil and Finishing Work of Marketing Office | WO/BPC/BPC4/27 | UPKAR BUILDERS | External Paint at Boundary Wall | Providing & Applying of two coat of Acrylic Primer & two coat of exterior acrylic emulsion paint using colour shade as approved by Architect/E.I.C including surface preparation, loading-unloading, lifting of the material with all materials & labour etc. all complete as per drawing and direction of Engineer-in-Charge. Approved Brand: ICI/Berger/Asian Paint or equivalent. Location: Boundary Wall | Sq.Mtr. | 87.36 | 180 | Approved
The Ramdulari | COMMON INFRASTRUCTURE | Landscaping | Hardscape | WO/RP/RP03/44 | SHAQUIB ENTERPRISES | Granite Groove Joint Filling | "Charges for Groove filling 3mm (W) X 10 mm/12mm (D) and filling with polymer based grout (pigmented) including the cost of material at all level as per drawing and direction of Engineer-In-Charge. Grouting Chemical (35 mocha laticrete) | Rft | 872 | 8 | Approved
BHOPAL - COMMERCIAL | COMMON INFRASTRUCTURE | Land Development |  | WO/BPC/BPC3/17 | UPKAR BUILDERS | Civil & Finishing Work For Gymnasium | Charges for civil & finishing work for Gymnasium beside project as per direction of Engineer In Charge. |  | 0 | 0 | Approved
BHOPAL - COMMERCIAL | COMMON INFRASTRUCTURE | Land Development |  | WO/BPC/BPC3/17 | UPKAR BUILDERS | Excavation | All Charges for doing excavation in required profile by mechanical means (hydraulic excavator)/manual means in all type of soils in dry and wet condition for foundation or any other foundation of the proposed structure as per drawings or direction EIC including, dressing of side, bottom, ramming of bottom, dewatering, shoring, strutting, diverting underground sewer line, water line, electrical line (if any) barricading the area providing caution board maintaining required slopes including all labour, materials, machinery, tools & tackles for all lead & lift as per drawing and direction of Engineer-in-Charge. | Cum. | 68.4 | 200 | Approved
BHOPAL - COMMERCIAL | COMMON INFRASTRUCTURE | Land Development |  | WO/BPC/BPC3/17 | UPKAR BUILDERS | Backfilling | All Charges for doing backfilling of excavated pit, trench etc. with excavated earth in layer not exceeding 150mm in depth including watering, ramming, compaction and transportation of sand, all labour, materials, machinery, tools & tackles etc. for all lead & lift as per drawing and direction of Engineer-in-Charge | Cum. | 58.4 | 200 | Approved
BHOPAL - COMMERCIAL | COMMON INFRASTRUCTURE | Land Development |  | WO/BPC/BPC3/17 | UPKAR BUILDERS | Earth filling with earth (hard murrum) brought from outside | Earth filling with earth (hard murrum) brought from outside in foundation / plinth, sides of foundation retaining wall, trenches, lift pits, above existing ground level and under floors with selected earth in layers not exceeding 150 mm thick including watering, ramming, consolidation etc. as directed. The rates are inclusive of all labours, tools/tackles, pumps, vibratory roller/earth compactor temporary works, etc.complete (measurement of net compacted volume after consolidation/ completion will be paid | Cum. | 63.03 | 850 | Approved
BHOPAL - COMMERCIAL | COMMON INFRASTRUCTURE | Land Development |  | WO/BPC/BPC3/17 | UPKAR BUILDERS | P.C.C | All charges for providing & laying M20 grade (1:1.5:3) grade cement concrete (P.C.C) of required thickness(excluding cost of shuttering & reinforcement) at all levels using 20 mm nominal size well-graded approved quality aggregate including vibrating / compacting, scaffolding as required establishing curing complete as per drawing and direction of Engineer-in-Charge | Cum. | 11.8 | 5000 | Approved
BHOPAL - COMMERCIAL | COMMON INFRASTRUCTURE | Land Development |  | WO/BPC/BPC3/17 | UPKAR BUILDERS | R.C.C M20 at footing,beam,column,lintel | All charges for providing & laying M20 grade (1:1.5:3) grade cement concrete (R.C.C) of required thickness at footing, beam, column, lintel area using 20 mm nominal size well-graded approved quality aggregate as per design mix approved by PMC/Consultant/EIC including vibrating / compacting, scaffolding as required establishing curing complete as per drawing and direction of Engineer-in-Charge | Cum. | 11.23 | 7000 | Approved
BHOPAL - COMMERCIAL | COMMON INFRASTRUCTURE | Land Development |  | WO/BPC/BPC3/17 | UPKAR BUILDERS | R.C.C M20 at Grade Slab | All charges for providing & laying M20 grade (1:1.5:3) grade cement concrete (R.C.C) of required thickness at grade slab area using 20 mm nominal size well-graded approved quality aggregate as per design mix approved by PMC/Consultant/EIC including vibrating / compacting, scaffolding as required establishing curing complete as per drawing and direction of Engineer-in-Charge | Cum. | 10.51 | 6000 | Approved
BHOPAL - COMMERCIAL | COMMON INFRASTRUCTURE | Land Development |  | WO/BPC/BPC3/17 | UPKAR BUILDERS | Brick Masonry Work- 200/250mm thick | All Charges for providing and laying avg. 200/250mm thick brick masonry with flyash/clay bricks in cement mortar 1:6 adequately soaked in water before use etc., for wall, foundation & plinth level including the cost of all labour, tools, tackles, scaffolding, curing etc. complete as per direction of Engineer-in-Charge and technical specification. | Cum. | 49.64 | 8000 | Approved
BHOPAL - COMMERCIAL | COMMON INFRASTRUCTURE | Land Development |  | WO/BPC/BPC3/17 | UPKAR BUILDERS | Steel reinforcement | All Charges for supply & fixing steel reinforcement (Tor Steel as per IS-1786, Fe 500) for RCC work including transporting, decoiling, straightening, removing loose rust, cutting, bending and placing for all profile and for all lead & lift at both sub & superstructure level and binding with 18 gauge annealed wire as per drawing and direction of Engineer-in-Charge. Payment of steel shall be made as per drawing and approved bar bending schedule with permissible laps and paid on the basis of the sectional weights of bar as per relevant I.S. Code. The rate shall include cost of binding wire, chairs, spacers, pins, cover blocks which will not be measured separately for payment. | Kg | 1347 | 75 | Approved
BHOPAL - COMMERCIAL | COMMON INFRASTRUCTURE | Land Development |  | WO/BPC/BPC3/17 | UPKAR BUILDERS | Plaster (6 parts sand : 1 part cement) | Providing and applying plaster to wall of 15 mm to 20mm .thick with sand cement mortar (6 parts sand : 1 part cement) including rounding off or chamfering corners as directed and raking out joints or roughening of concrete surface, scaffolding, curing, complete as per direction of Engineer-in-Charge. | Sq.Mtr. | 457.2 | 400 | Approved
BHOPAL - COMMERCIAL | COMMON INFRASTRUCTURE | Land Development |  | WO/BPC/BPC3/17 | UPKAR BUILDERS | Whitewash & Acrylic Emulsion Paint | Providing & Applying of snowcem white wash & two coat of acrylic emulsion paint at wall plaster surface using colour shade as approved by Architect/E.I.C including surface preparation, loading-unloading, lifting of the material with all materials & labour etc. all complete as per drawing and direction of Engineer-in-Charge. Approved Brand: ICI/Berger/Asian Paint or equivalent. | Sq.Mtr. | 457.2 | 70 | Approved
SOUTHWINDS PROJECT LLP (PHASE - III & IV) | FINISHING PHASE - IV | Flooring Work |  | WO/SP34/FW4/15 | JYOTI TILES LLP | Extra Work | Extra Work |  | 0 | 0 | Approved
SOUTHWINDS PROJECT LLP (PHASE - III & IV) | FINISHING PHASE - IV | Flooring Work |  | WO/SP34/FW4/15 | JYOTI TILES LLP | V-Groove making at Kitchen granite | Labour Charges of V-Groove making at Kitchen granite vertical facia(Typical Floor) for all levels as per drawing and direction of Engineer-In-Charge. | Rft | 1260.34 | 25 | Approved
SOUTHWINDS PROJECT LLP (PHASE - III & IV) | FINISHING PHASE - IV | Flooring Work |  | WO/SP34/FW4/15 | JYOTI TILES LLP | Black Stone on Floor_GF Meter Room | Labour Charges for Fixing Black Stone on Floor_GF Meter Room | Sq.Ft. | 139.641 | 43 | Approved
BHOPAL - COMMERCIAL | COMMON INFRASTRUCTURE | Land Development |  | WO/BPC/BPC3/17 | UPKAR BUILDERS | Door Frame | Providing & Fixing Door frame as per instruction of Engineer In Charge | RMT | 5.4 | 500 | Approved
BHOPAL - COMMERCIAL | COMMON INFRASTRUCTURE | Land Development |  | WO/BPC/BPC3/17 | UPKAR BUILDERS | Flush Door | Providing & Fixing wooden flush door of required thickness including necessary fittings & fixture all complete as per direction of Engineer In charge | Sq.Mtr. | 2.52 | 2000 | Approved
BHOPAL - COMMERCIAL | COMMON INFRASTRUCTURE | Land Development |  | WO/BPC/BPC3/17 | UPKAR BUILDERS | Supply ,Fabrication and Erection of MS Window Grill Work | All Charges for Supply ,Fabrication and Erection of MS Window Grill using different types of MS Pipes, MS Flat in all vertical & horizontal members (as approved) including materials, Labour, tools & tackles, transportation, loading-unloading for all levels as per drawing, specification and direction of Engineer-in-Charge | Kg | 200.7 | 110 | Approved
BHOPAL - COMMERCIAL | COMMON INFRASTRUCTURE | Land Development |  | WO/BPC/BPC3/17 | UPKAR BUILDERS | Aluminium Sliding Window | Providing & fixing for Aluminium Sliding Window with glass at proper position & line level including all fitting fixture, all complete as per drawing & direction of EIC. | Sq.Mtr. | 10.08 | 2600 | Approved
BHOPAL - COMMERCIAL | COMMON INFRASTRUCTURE | Land Development |  | WO/BPC/BPC3/17 | UPKAR BUILDERS | Paint on Ms Member | Providing & applying zinc chromate primer & two coat synthetic enamel paint of approved shade, finish and brand including scraping, sand papering with all finishing work at top surface of all M.S member as per drawing & direction of Engineer-in-Charge. Approved Brand: ICI/Berger/Asian Paint or Equivalent | Sq.Mtr. | 45.6 | 180 | Approved
BHOPAL - COMMERCIAL | COMMON INFRASTRUCTURE | Land Development |  | WO/BPC/BPC3/17 | UPKAR BUILDERS | Roof Truss & Sheet Fixing Work. | Charges for providing, fabrication & erection of MS Roof Truss with MS Hollow Section, Purlin, angle, base plate etc. including fixing Color Coated Sheet of approved brand & color including transportation, loading-unloading, shifting & lifting to place all complete as per direction of Engineer In Charge. | Sq.Mtr. | 132 | 1900 | Approved
BHOPAL - COMMERCIAL | COMMON INFRASTRUCTURE | Land Development |  | WO/BPC/BPC3/17 | UPKAR BUILDERS | Kota Stone Flooring | Charges for Providing & Fixing for Kota stone flooring all levels over a bed of 30-40mm thick cement mortar (1:3). The joints will be filled with polymer based grout pigmented to match after acid washing, including all materials, labours, tools & tackles, all lead & lifts at all levels and finishing & cleaning all complete as per drawing, specification and direction of Engineer-in-Charge. | Sq.Mtr. | 92 | 1400 | Approved
Primarc Aadvika | BLOCK | Piling Work |  | WO/HW1/PHW9/1 | SEKH CONSTRUCTION | Differential cost for using BT Polymer | Differential cost for Rotary Pile (750 mm dia) due to use of KB Polymer instead of specified BT Polymer by contractor. | RMT | 942.55 | 320 | Approved
Primarc Aadvika | BLOCK | Piling Work |  | WO/HW1/PHW9/1 | SEKH CONSTRUCTION | 750 mm Dia (Polymer Supply by Client) | 750 mm Dia rotary pile, Polymer Supply by (BT Polymer) | RMT | 0 | 0 | Approved
Primarc Aadvika | BLOCK | Piling Work |  | WO/HW1/PHW9/1 | SEKH CONSTRUCTION | 750 mm dia (Polymer and Silver Sand Supply by Client) | 750 mm dia (Polymer and Silver Sand Supply by Client) | RMT | 231.5 | 2078 | Approved
Primarc Aadvika | BLOCK | Piling Work |  | WO/HW1/PHW9/1 | SEKH CONSTRUCTION | 750 mm dia Empty Boring using KB Polymer ( Silver Sand Supply By Client) | 750 mm dia Empty Boring using KB Polymer ( Silver Sand Supply By Client) | RMT | 108 | 2510 | Approved
Primarc Aadvika | BLOCK | Piling Work |  | WO/HW1/PHW9/1 | SEKH CONSTRUCTION | PVC Pipe Fixing - 750 Dia Pile | Charges for fixing of 2 nos. 65 mm diameter PVC pipe with 5 mm wall thickness alongwith the reinforcement cage (inside of stirrup) in position as per approved drawings and instructions of the Engineer-in-Charge. The scope includes accurate alignment, securing the pipe firmly, ensuring proper positioning as specified in the design, and all necessary labour, tools, equipment, and site supervision to complete the work satisfactorily. (PVC pipe materials will be supplied by the Client, subject to reconciliation.) - For 750mm dia pile of any shaft length. |  | 0 | 0 | Amended & Approved
Primarc Aadvika | BLOCK | Piling Work |  | WO/HW1/PHW9/1 | SEKH CONSTRUCTION | Termination Level (-) 28mtr | Termination Level (-) 28mtr | Nos | 2 | 400 | Approved
Primarc Aadvika | BLOCK | Piling Work |  | WO/HW1/PHW9/1 | SEKH CONSTRUCTION | Termination Level (-) 30mtr | Termination Level (-) 30mtr | Nos | 129 | 400 | Approved
Primarc Aadvika | BLOCK | Piling Work |  | WO/HW1/PHW9/1 | SEKH CONSTRUCTION | RCC disc Fixing - 750 Dia Pile | Charges for providing and fixing a precast reinforced cement concrete (M25/M30 grade) disc block of 100 mm thickness at the bottom of each pile, including cutting and binding of reinforcement, placing of concrete, curing, transportation, lowering into position, and installation as per approved drawings, technical specifications, and directions of the Engineer-in-Charge. Rate shall include all materials, labour, tools, equipment, and incidental works for proper completion of the item. (Only RMC and reinforcement steel will be supplied by the Client, subject to reconciliation.)- For 750mm dia pile of any shaft length | Nos | 225 | 325 | Approved
Primarc Aadvika | BLOCK | Piling Work |  | WO/HW1/PHW9/1 | SEKH CONSTRUCTION | DMC Empty Boring - Silver Sand Supply By Client | Empty boring by DMC Mechanical method for piles from existing ground level to projection of concrete above cut-off level, including cleaning/flushing, dewatering, silver sand placement, disposal of surplus excavated material to designated location and. Rate shall include labour, plant, tools, Bentonite, removal & shifting of bentonite slurry, solid, semisolid liquid muck fom vat/drain, dry/wet soil mixed with bentonite and the surplus earth excavated from vat to outside of the site premises by tanker & other tansport and all incidental works to complete the item as per site conditions and as directed by Engineer-in-Charge. Measurement: Measured from existing ground level to the projection of concrete above the cut-off level of the pile. Only Silver Sand will be supply by client. Pile Diameter - 1000 mm | RMT | 285 | 1990 | Approved
SOUTHWINDS PROJECT LLP (PHASE - III & IV) | FINISHING PHASE - IV | Flooring Work |  | WO/SP34/FW4/20 | A.M. Enterprise | Extra Work. | Extra Work. |  | 0 | 0 | Approved
SOUTHWINDS PROJECT LLP (PHASE - III & IV) | FINISHING PHASE - IV | Flooring Work |  | WO/SP34/FW4/20 | A.M. Enterprise | Floor Vitrified Tiles at Bed Room, Living-Dinning Room for all levels With Adhesive - Location-Block -13 1st Floor Flate-B,C,D | Providing & Fixing Charges for of Floor Vitrified Tiles at Bed Room, Living-Dinning Room for all levels With Adhesive , joints filled with white cement Grout pigmented to match after acid washing including all finishing & Cleaning as per drawing and direction of Engineer-In-Charge. Tiles, Adhesive will be supplied by Client. (Location-Block -13 1st Floor Flate-B,C,D) | Sq.Ft. | 2151.75 | 30 | Approved
SOUTHWINDS PROJECT LLP (PHASE - III & IV) | FINISHING PHASE - IV | Flooring Work |  | WO/SP34/FW4/20 | A.M. Enterprise | Floor Vitrified Tiles at Kitchen Floor for all levels With Adhesive - Location-Block -13 1st Floor Flate-B,C,D | Providing & Fixing Charges for of Floor Vitrified Tiles at Kitchen Floor for all levels With Adhesive , joints filled with white cement Grout pigmented to match after acid washing including all finishing & Cleaning as per drawing and direction of Engineer-In-Charge. Tiles, Adhesive will be supplied by Client. (Location-Block -13 1st Floor Flate-B,C,D) | Sq.Ft. | 281.92 | 30 | Approved
SOUTHWINDS PROJECT LLP (PHASE - III & IV) | FINISHING PHASE - IV | Flooring Work |  | WO/SP34/FW4/20 | A.M. Enterprise | Wall/Dado for all levels With Adhesive - Location- Block-13 Ground Floor Wall Tiles | Providing & Fixing Charges for Wall/Dado for all levels With Adhesive , joints filled with white cement Grout pigmented to match after acid washing including all finishing & Cleaning as per drawing and direction of Engineer-In-Charge. Tiles, Adhesive will be supplied by Client.(Location- Block-13 Ground Floor Wall Tiles) | Sq.Ft. | 1661.21 | 31 | Approved
SOUTHWINDS PROJECT LLP (PHASE - III & IV) | FINISHING PHASE - IV | Flooring Work |  | WO/SP34/FW4/20 | A.M. Enterprise | Tiles ( Vitrified/Antiskid Ceramic) at Skirting - Location- Block-13 Ground Floor Server Room | Providing & Fixing Charges for of Tiles ( Vitrified/Antiskid Ceramic) at Skirting for all levels over a bed of 35-45 mm thick cement mortar (1:4) , joints filled with white cement Grout pigmented to match after acid washing including all finishing & Cleaning as per drawing and direction of Engineer-In-Charge. Tiles , Cement will be supplied by Client. (Location- Block-13 Ground Floor Server Room) | Rft | 27.22 | 26 | Approved
SOUTHWINDS PROJECT LLP (PHASE - III & IV) | FINISHING PHASE - IV | Flooring Work |  | WO/SP34/FW4/20 | A.M. Enterprise | Granite at Tread & Landing Portion of Stair - Granite Stair Tread & Landing Block-13 Ground Floor | Providing & Fixing Charges for Granite at Tread & Landing Portion of Stair all levels over a bed of 35-45 mm thick cement mortar(1:4),joints filled with white cement Grout pigmented to match after acid washing including all finishing & cleaning as per drawing and direction of Engineer-In-Charge.{Tiles ,Cement will be Supplied by Client} (Location-Granite Stair Tread & Landing Block-13 Ground Floor) | Sq.Ft. | 296.9 | 51 | Approved
SOUTHWINDS PROJECT LLP (PHASE - III & IV) | FINISHING PHASE - IV | Flooring Work |  | WO/SP34/FW4/20 | A.M. Enterprise | Granite at Riser & Skirting Portion of Stair - Granite Stair Tread & Landing Block-13 Ground Floor | Providing & Fixing Charges for Granite at Riser & Skirting Portion of Stair all levels over a bed of 35-45 mm thick cement mortar(1:4),joints filled with white cement Grout pigmented to match after acid washing including all finishing & cleaning as per drawing and direction of Engineer-In-Charge.{Tiles ,Cement will be Supplied by Client} (Location-Granite Stair Tread & Landing Block-13 Ground Floor) | Rft | 434.7 | 44 | Approved
SOUTHWINDS PROJECT LLP (PHASE - III & IV) | FINISHING PHASE - IV | Flooring Work |  | WO/SP34/FW4/20 | A.M. Enterprise | Groove making of at Wall Tiles - Block-13 Ground Floor | Labour Charges of Groove making of at Wall Tiles vertical & Horizontal for all levels as per drawing and direction of Engineer-In-Charge.( Location - Block-13 Ground Floor) | Rft | 1096.72 | 6 | Approved
SOUTHWINDS PROJECT LLP (PHASE - III & IV) | FINISHING PHASE - IV | Flooring Work |  | WO/SP34/FW4/20 | A.M. Enterprise | Wall/Dado for all levels With Adhesive - Lift Facia Wall Tiles Block-13 Ground Floor | Providing & Fixing Charges for Wall/Dado for all levels With Adhesive , joints filled with white cement Grout pigmented to match after acid washing including all finishing & Cleaning as per drawing and direction of Engineer-In-Charge. Tiles, Adhesive will be supplied by Client.(Location- Lift Facia Wall Tiles Block-13 Ground Floor) | Sq.Ft. | 78.28 | 37 | Approved
SOUTHWINDS PROJECT LLP (PHASE - III & IV) | FINISHING PHASE - IV | Flooring Work |  | WO/SP34/FW4/20 | A.M. Enterprise | Granite at Planter Wall - 18th Floor Duplex Planter Wall | Providing & Fixing Charges of Granite at Planter Wall, for all levels over a bed of 35-45 mm thick cement mortar (1:4) , joints filled with white cement Grout pigmented to match after acid washing including all finishing & Cleaning as per drawing and direction of Engineer-In-Charge. Granite, Cement will be supplied by Client.-Typical Floor-18th Floor Duplex Planter Wall | Sq.Ft. | 164.69 | 51 | Approved
SOUTHWINDS PROJECT LLP (PHASE - III & IV) | FINISHING PHASE - IV | Flooring Work |  | WO/SP34/FW4/20 | A.M. Enterprise | Floor Tiles(200mm x1200mm) at 1st Floor Open Terrace - 1st Floor Open Terrace | Providing & Fixing Charges for of Floor Tiles(200mm x1200mm) at 1st Floor Open Terrace for all levels over a bed of 35-45 mm thick cement mortar (1:4) , joints filled with Polymer Based Grout pigmented to match after acid washing including all finishing & Cleaning as per drawing and direction of Engineer-In-Charge. Tiles, Cement will be supplied by Client. (Location- 1st Floor Open Terrace ) | Sq.Ft. | 1058.03 | 33.5 | Approved
SOUTHWINDS PROJECT LLP (PHASE - III & IV) | FINISHING PHASE - IV | Flooring Work |  | WO/SP34/FW4/20 | A.M. Enterprise | (200 X1200 ) at 1st Floor Open Terrice skirting - 1st Floor Open Terrace Area | Providing & Fixing Charges for of Tiles (200 X1200 ) at 1st Floor Open Terrice skirting for all levels over a bed of 35-45 mm thick cement mortar (1:4) , joints filled with Polymer Based Grout pigmented to match after acid washing including all finishing & Cleaning as per drawing and direction of Engineer-In-Charge. Tiles , Cement will be supplied by Client. (Location-1st Floor Open Terrace Area ) | Rft | 277.43 | 26.5 | Approved
SOUTHWINDS PROJECT LLP (PHASE - III & IV) | FINISHING PHASE - IV | Flooring Work |  | WO/SP34/FW4/20 | A.M. Enterprise | Groove making of at Floor Tiles - 1st Floor Open Terrace | Labour Charges of Groove making of at Floor Tiles for all levels as per drawing and direction of Engineer-In-Charge.( Location - 1st Floor Open Terrace) | Rft | 1766.65 | 6 | Approved
SOUTHWINDS PROJECT LLP (PHASE - III & IV) | FINISHING PHASE - IV | Flooring Work |  | WO/SP34/FW4/20 | A.M. Enterprise | Floor Tiles Dismantling - 1st Floor Lobby Tiles Flooring | Labour Charges for Floor Tiles Dismantling (Location-1st Floor Lobby Tiles Flooring) | Sq.Ft. | 840.3 | 16.5 | Approved
SOUTHWINDS PROJECT LLP (PHASE - III & IV) | FINISHING PHASE - IV | Flooring Work |  | WO/SP34/FW4/20 | A.M. Enterprise | V-Groove making of at granite Stair - 18Th Floor Duplex Strair | Labour Charges of V-Groove making of at granite Stair for all levels as per drawing and direction of Engineer-In-Charge.( Location - Block- 18Th Floor Duplex Strair) | Rft | 271.98 | 20 | Approved
SOUTHWINDS PROJECT LLP (PHASE - III & IV) | FINISHING PHASE - IV | Flooring Work |  | WO/SP34/FW4/20 | A.M. Enterprise | Groove making of at Granite Tread Top - 18Th Floor Duplex Strair | Labour Charges of Groove making of at Granite Tread Top for all levels as per drawing and direction of Engineer-In-Charge.( Location -18Th Floor Duplex Strair) | Rft | 815.54 | 6 | Approved
SOUTHWINDS PROJECT LLP (PHASE - III & IV) | FINISHING PHASE - IV | Flooring Work |  | WO/SP34/FW4/20 | A.M. Enterprise | Ground Floor Entrence Lobby Plaster Work | Labour Charge Ground Floor Entrence Lobby Plaster Work | Sq.Ft. | 1285.61 | 20 | Approved
SOUTHWINDS PROJECT LLP (PHASE - III & IV) | FINISHING PHASE - IV | Flooring Work |  | WO/SP34/FW4/20 | A.M. Enterprise | Ground Floor IPS Floring Dismantling | Labour Charges for Ground Floor IPS Floring Dismantling | Sq.Ft. | 394.43 | 15 | Approved
SOUTHWINDS PROJECT LLP (PHASE - III & IV) | FINISHING PHASE - IV | Flooring Work |  | WO/SP34/FW4/20 | A.M. Enterprise | Groung Floor Wall P.O.P Removing | Labour Charges Groung Floor Wall P.O.P Removing | Sq.Ft. | 482.99 | 14 | Approved
SOUTHWINDS PROJECT LLP (PHASE - III & IV) | FINISHING PHASE - IV | Flooring Work |  | WO/SP34/FW4/20 | A.M. Enterprise | Screed Con. Ground Floor Entrence Lift Lobby | Screed Con. Ground Floor Entrence Lift Lobby | Sq.Ft. | 128.2 | 44.5 | Approved
SOUTHWINDS PROJECT LLP (PHASE - III & IV) | FINISHING PHASE - IV | Flooring Work |  | WO/SP34/FW4/20 | A.M. Enterprise | IPS flooring work - Ground Floor Multipurpose Halls & Office area IPS Flooring | Charges for IPS flooring work of average 30mm-35 mm thickness using cement concrete 1:2:4 finished with floating coat of neat cement on treads and landing of fire staircase in Bl-13 including skirting average 100 mm height at any floor level all complete as per drawing and direction of EIC. (Location - Ground Floor Multipurpose Halls & Office area IPS Flooring) | Sq.Ft. | 655.65 | 41.8 | Approved
SOUTHWINDS PROJECT LLP (PHASE - III & IV) | FINISHING PHASE - IV | Flooring Work |  | WO/SP34/FW4/20 | A.M. Enterprise | V-Groove making of at kitchen granite - Ground Floor Multipurpose Halls & Office area Kitchen | Labour Charges of V-Groove making of at kitchen granite vertical facia for all levels as per drawing and direction of Engineer-In-Charge.( Location - Ground Floor Multipurpose Halls & Office area Kitchen) | Rft | 19.59 | 20 | Approved
SOUTHWINDS PROJECT LLP (PHASE - III & IV) | FINISHING PHASE - IV | Flooring Work |  | WO/SP34/FW4/20 | A.M. Enterprise | Tiles ( Vitrified/Antiskid Ceramic) at Skirting - Ground Floor Multipurpose Halls & Office are Kitchen Floor Skirting | Providing & Fixing Charges for of Tiles ( Vitrified/Antiskid Ceramic) at Skirting for all levels over a bed of 35-45 mm thick cement mortar (1:4) , joints filled with white cement Grout pigmented to match after acid washing including all finishing & Cleaning as per drawing and direction of Engineer-In-Charge. Tiles , Cement will be supplied by Client. (Location-Ground Floor Multipurpose Halls & Office are Kitchen Floor Skirting) | Rft | 11.09 | 26.5 | Approved
SOUTHWINDS PROJECT LLP (PHASE - III & IV) | FINISHING PHASE - IV | Flooring Work |  | WO/SP34/FW4/20 | A.M. Enterprise | Window Granite Jamb & Sofit-Sill - Ground Floor Multipurpose Halls & Office are Window | Providing and Labour Charges for fixing Window Granite Jamb & Sofit-Sill With Adhesive(Location-Ground Floor Multipurpose Halls & Office are Window ) | Rft | 221.6 | 52 | Approved
SOUTHWINDS PROJECT LLP (PHASE - III & IV) | FINISHING PHASE - IV | Flooring Work |  | WO/SP34/FW4/20 | A.M. Enterprise | Polishing Granite Edg - Ground Floor Multipurpose Halls & Office are Window | Labour Charges for Polishing Granite Edg for all levels as per drawing and direction of Engineer-In-Charge. (Location-Ground Floor Multipurpose Halls & Office are Window ) | Rft | 221.6 | 32 | Approved
SOUTHWINDS PROJECT LLP (PHASE - III & IV) | FINISHING PHASE - IV | Flooring Work |  | WO/SP34/FW4/20 | A.M. Enterprise | Urban Stone With Adhesive - Ground Floor Multipurpose Halls & Office are Outside Wall | Providing & Fixing Charges for Urban Stone With Adhesive (Location-Ground Floor Multipurpose Halls & Office are Outside Wall ) | Sq.Ft. | 507.99 | 50 | Approved
Primarc Aadvika | BLOCK | Piling Work |  | WO/HW1/PHW9/1 | SEKH CONSTRUCTION | 750 mm Dia (Polymer Supply by Client) | 750 mm Dia rotary pile, KB Polymer Supply by Client. | RMT | 3205 | 2078 | Approved
Primarc Aahana | COMMON INFRASTRUCTURE | Grill / Steel Work | Gate and Security Room | WO/AAH/AAH02/11 | ADA-METCON | MS Main Gate | MS Main Gate |  | 0 | 0 | Amended & Approved
Primarc Aahana | COMMON INFRASTRUCTURE | Grill / Steel Work | Gate and Security Room | WO/AAH/AAH02/11 | ADA-METCON | MS Gate | Providing, fabricating, supplying and fixing 2 Nos. MS Sliding Gates (provision kept for future motorization) of approved design and size, each gate consisting of one vehicular double sliding gate of 6200 mm width and one pedestrian sliding gate of 1600 mm width with MS post in between, fabricated with MS hollow sections comprising horizontal members of RHS 96 × 48 × 3.6 mm, vertical members of RHS 50 × 25 × 3.2 mm and SHS 25 × 25 × 2.8 mm, complete as per approved drawings and direction of the Engineer-in-Charge. The gate shall run on heavy-duty MS wheels with bearings and nylon rollers over ISMB 125 rail section with 25 mm dia MS rod as rail member.The item includes supply and fixing of base plate arrangement and necessary provisions for future installation of electric motor operated sliding mechanism, along with nuts, bolts and all required accessories, complete fabrication, transportation, loading-unloading, lifting, shifting and installation at site. All MS members shall be properly surface prepared and applied with one coat of epoxy primer. The work includes complete installation and handing over in proper working condition as per drawings, specifications and direction of the Engineer-in-Charge. Civil work for rail foundation/support shall be executed by the Client. | Kg | 2308.5 | 118 | Approved
Primarc Aahana | COMMON INFRASTRUCTURE | Grill / Steel Work | Gate and Security Room | WO/AAH/AAH02/11 | ADA-METCON | Wheel | Charges for Providing, Fabrication & Erection of Wheel for M.S Sliding Gate as per drawing and direction of Engineer-in-Charge. | Nos | 12 | 2200 | Approved
Primarc Aahana | COMMON INFRASTRUCTURE | Grill / Steel Work | Gate and Security Room | WO/AAH/AAH02/11 | ADA-METCON | Roller | Supply & erection of Roller (Nylon) as per direction of EIC. | Nos | 24 | 450 | Approved
Primarc Aadvika | BLOCK | Piling Work |  | WO/HW1/PHW9/1 | SEKH CONSTRUCTION | For 750 dia - shaft length 15.975 Rm | All Charges for ROUTINE VERTICAL LOAD TEST ( 750 mm Dia) on Cast-in-situ Piles (Design Load-150 MT, Test Load-225 MT, Kentledge Load- 281.25 MT) will be done by concrete blocks in accordance with IS Code of practice IS : 2911 (Part IV) including Mobilization & Demobilzation Charges and preparation of Pile Head taking necessary Readings and Submitting Two Copies of Reports etc. as per direction of Engineer in charge. (For 750 dia - shaft length 15.975 Rm) | Nos | 0 | 280062 | Approved
BHOPAL - COMMERCIAL | MARKETING | Landscaping | Hardscape | WO/BPC/BPC4/18 | A W CONSTRUCTIONS PRIVATE LIMITED | Brick masonry work | All Charges for providing and laying 200/250mm thick brick masonry with bricks in cement mortar 1:6 adequately soaked in water before use etc., for foundation to plinth level including the cost of all labour, tools, tackles, scaffolding, curing etc. complete as per direction of Engineer-in-Charge and technical specification. | Cum. | 3.53 | 7400 | Approved
BHOPAL - COMMERCIAL | MARKETING | Landscaping | Hardscape | WO/BPC/BPC4/18 | A W CONSTRUCTIONS PRIVATE LIMITED | Excavation Work | All Charges for doing excavation in required profile by mechanical means (hydraulic excavator)/ manual in all type of soils in dry and wet condition for foundation or any other foundation of the proposed structure as per drawings or direction EIC including dismantling of foundation (if any) made with brick, PCC, RCC, dressing of side, bottom, ramming of bottom, dewatering, shoring, strutting, diverting underground sewer line, water line, electrical line (if any) barricading the area providing caution board maintaining required slopes including all labour, materials, machinery, tools & tackles for all lead & lift as per drawing and direction of Engineer-in-Charge. | Cum. | 185.42 | 325 | Approved
BHOPAL - COMMERCIAL | MARKETING | Landscaping | Hardscape | WO/BPC/BPC4/18 | A W CONSTRUCTIONS PRIVATE LIMITED | External Plaster | Providing and applying external plaster of 15 mm to 20mm .thick with sand cement mortar (6 parts sand : 1 part cement) including rounding off or chamfering corners as directed and raking out joints or roughening of concrete surface, scaffolding, curing, complete as per direction of Engineer-in-Charge | Sq.Mtr. | 21.28 | 400 | Approved
BHOPAL - COMMERCIAL | MARKETING | Landscaping | Hardscape | WO/BPC/BPC4/18 | A W CONSTRUCTIONS PRIVATE LIMITED | Core Cutting | Charges for Core cutting work 125-150 mm dia and upto 200mm depth in RCC beam/slab/wall for making through holes at locations marked & directed by EIC, including all machineries, tools, tackles, transportation and labour as per drawing and direction of Engineer-in-Charge | Nos. | 10 | 600 | Approved
BHOPAL - COMMERCIAL | MARKETING | Landscaping | Hardscape | WO/BPC/BPC4/18 | A W CONSTRUCTIONS PRIVATE LIMITED | Rebar Grouting for Column Jacketing | All charges for fixing reinforcement bars(10mm dia) for Column Jacketing including drilling & chemical injection in the concrete surface upto required depth & level as per the manufacturer's specification as per instruction of Engineer In Charge. | Nos. | 18 | 120 | Approved
The Ramdulari | COMMON INFRASTRUCTURE | Grill / Steel Work |  | WO/RP/RP03/55 | OM ENGINEERING | Providing & Fixing MS Trellis with SS Wire Rope Infill | Providing and fixing trellis comprising outer frame of MS SHS section 50 × 50 × 5 mm thick, with 8 mm dia SS 304 wire rope infill fixed vertically at uniform spacing, including necessary tensioning arrangement, eye bolts, cleats and fasteners. The frame shall be fixed to deck slab with Hilti anchor fasteners, complete as per approved sample and direction of Engineer-in-Charge. Rate includes cost of all materials, labour and transportation. | Sq.Ft. | 0 |  | Amended & Approved
The Ramdulari | COMMON INFRASTRUCTURE | Grill / Steel Work |  | WO/RP/RP03/58 | Vinayak Fabtech | Providing & Fixing MS Trellis with SS Wire Rope Infill | Providing and fixing trellis comprising outer frame of MS SHS section 50 × 50 × 5 mm thick, with 8 mm dia SS 304 wire rope infill fixed vertically at uniform spacing, including necessary tensioning arrangement, eye bolts, cleats and fasteners. The frame shall be fixed to deck slab with Hilti anchor fasteners, complete as per approved sample and direction of Engineer-in-Charge. Rate includes cost of all materials, labour and transportation. | Sq.Ft. | 778 | 560 | Amended & Approved
The Ramdulari | BLOCK | Grill / Steel Work |  | WO/RP/RP02/85 | ADA-METCON | Remodification of a Mezzanine Floor | Remodification of existing mezzanine floor structure due to drawing change including charges for gas cutting with LPG & Oxygen, grinding with cutting wheels, welding with electrodes, and all required labour for dismantling, modification, alignment and re-fixing of structural members complete. | Lump Sum | 1 | 15000 | Approved
CHANDANNAGAR COMMERCIAL | COMMON INFRASTRUCTURE | Grill / Steel Work |  | WO/GC01/GC03/9 | ADA-METCON | MS Door | Fabrication and erection charges of Door made with ISA 65X65X6in door frame, ISA 40x40x5 in shutter frame, cross flat with 40x5 , 2MM Sheet in overall surface, including all transportation, loading, unloading, labour, tool, tackle, equipment with all required material, fitting , fixtures and complete with one coat of zinc chromate Primar as per drawing and direction of Engineer-in-Charge. | Kg | 171 | 116 | Approved
CHANDANNAGAR COMMERCIAL | COMMON INFRASTRUCTURE | Grill / Steel Work |  | WO/GC01/GC03/9 | ADA-METCON | MS Main gate | MS Main Gate (Sliding) |  | 0 | 0 | Approved
CHANDANNAGAR COMMERCIAL | COMMON INFRASTRUCTURE | Grill / Steel Work |  | WO/GC01/GC03/9 | ADA-METCON | Front boundary wall Fencing | All Charges for Providing, erecting and Fixing with MS flat 40X10mm & 32X8mm in all vertical & horizontal members as per drawing confirming to relevant IS code as per approved design including materials, Labour, tools & tackles, transportation, loading-unloading, complete with one coat of zinc chromate primer as per drawing, specification and direction of Engineer-in-Charge. Location - Front Boundary wall fencing | Kg | 613 | 115 | Approved
CHANDANNAGAR COMMERCIAL | COMMON INFRASTRUCTURE | Grill / Steel Work |  | WO/GC01/GC03/9 | ADA-METCON | Pond Side Railing Over Retaining Wall | All Charges for Providing, erecting and Fixing with SHS 50X50X4.5, SHS 25X25X2.6 & square bar 12x12 in all vertical & horizontal members as per drawing confirming to relevant IS code as per approved design including materials, Labour, tools & tackles, transportation, loading-unloading, complete with one coat of zinc chromate primer as per drawing, specification and direction of Engineer-in-Charge. Location - Pond Side Railing | Kg | 496 | 115 | Approved
CHANDANNAGAR COMMERCIAL | COMMON INFRASTRUCTURE | Grill / Steel Work |  | WO/GC01/GC03/9 | ADA-METCON | Anchor Fastener | Charges for Supply & Installation of Mechanical Anchor (12X100mm) including drilling & cleaning the holes to blow out the remaining dust, inserting & fixing of anchor fastener in the desired position all finishes and complete including all tools & tackles, machineries, labours at any heights and levels as per the specification, requirement and as directed by EIC | Nos | 72 | 40 | Approved
CHANDANNAGAR COMMERCIAL | COMMON INFRASTRUCTURE | Grill / Steel Work |  | WO/GC01/GC03/9 | ADA-METCON | Main Gate MS Work | Providing, fabricating, supplying and fixing 2 Nos. MS Sliding Gates of approved design and size, each gate consisting of one vehicular sigle sliding gate (of 4800 mm width), fabricated with MS hollow sections comprising horizontal and Vertical members of SHS 50X50X4.5, MS Flat 40X10, complete as per approved drawings and direction of the Engineer-in-Charge. The gate shall run on heavy-duty MS wheels with bearings and nylon rollers over ISMB 125 rail section with 25 mm dia MS rod as rail member fixed with necessary welding, anchoring along with all required accessories, complete fabrication, transportation, loading-unloading, lifting, shifting and installation at site. All MS members shall be properly surface prepared and applied with one coat of epoxy primer. The work includes complete installation and handing over in proper working condition as per drawings, specifications and direction of the Engineer-in-Charge. Civil work for rail foundation/support shall be executed by the Client. | Kg | 960 | 115 | Approved
CHANDANNAGAR COMMERCIAL | COMMON INFRASTRUCTURE | Grill / Steel Work |  | WO/GC01/GC03/9 | ADA-METCON | Bottom Sliding Wheel | Supplying and erecting bottom sliding wheels including all welding, fixing, alignment, grinding, and setting works with required accessories, complete as per approved design and direction of Engineer-in-Charge. | Nos | 10 | 2200 | Approved
CHANDANNAGAR COMMERCIAL | COMMON INFRASTRUCTURE | Grill / Steel Work |  | WO/GC01/GC03/9 | ADA-METCON | Top Roller | Charges for supply and fixing top guide heavy-duty roller mounted on MS bracket for sliding gate, installed at the top of gate to maintain proper alignment and smooth horizontal movement of the sliding gate including all labour, material, tools, tackle, equipement required to complete the job as per approve drawing and direction of Engineer-in-Charge. | Nos | 12 | 450 | Approved
Primarc Aahana | OVERHEAD | Networking-Interiors |  | WO/AAH/AAH03/7 | ZED SECURITY SERVICES | Charges for Existing CCTV System Rectification Work. | Charges for Existing CCTV System Rectification Work. |  | 0 | 0 | Approved
Primarc Aahana | OVERHEAD | Networking-Interiors |  | WO/AAH/AAH03/7 | ZED SECURITY SERVICES | 12V Power Supply - 1 AMP | 12V Power Supply - 1 AMP Make- Standard | Nos | 10 | 280 | Approved
Primarc Aahana | OVERHEAD | Networking-Interiors |  | WO/AAH/AAH03/7 | ZED SECURITY SERVICES | PVC Junction Box | PVC Junction Box Make- Standard | Nos | 10 | 50 | Approved
Primarc Aahana | OVERHEAD | Networking-Interiors |  | WO/AAH/AAH03/7 | ZED SECURITY SERVICES | BNC Jack | BNC Jack Make- Standard | Nos | 20 | 20 | Approved
Primarc Aahana | OVERHEAD | Networking-Interiors |  | WO/AAH/AAH03/7 | ZED SECURITY SERVICES | DC Jack | DC Jack Make- Standard | Nos | 10 | 10 | Approved
Primarc Aahana | OVERHEAD | Networking-Interiors |  | WO/AAH/AAH03/7 | ZED SECURITY SERVICES | Outdoor Rack | Outdoor Rack | Nos | 1 | 10500 | Approved
Primarc Aahana | OVERHEAD | Networking-Interiors |  | WO/AAH/AAH03/7 | ZED SECURITY SERVICES | Labour Charges for Rectification Work | Labour Charges for Rectification Work | Lump Sum | 1 | 8000 | Approved
The Ramdulari | CLUB | Grill / Steel Work |  | WO/RP/RP06/13 | ADA-METCON | Anchor Fastener | Providing and fixing mechanical anchor fastener (local make) of size 12x100 mm, including drilling and proper cleaning of holes by blowing out dust, inserting and fixing the anchor fastener in the required position, and completing the work in all respects. The scope shall include supply of all materials, tools & tackles, machinery, and labour, and execution at any height or level as per specifications, requirements, and the directions of the Engineer-in-Charge (EIC) | Nos | 118 | 40 | Approved
The Ramdulari | COMMON INFRASTRUCTURE | Grill / Steel Work |  | WO/RP/RP03/51 | ADA-METCON | Supply & Erection of Anchor Fastner ,Door Lock & Hinges | Supply of Anchor Fastener ,Door Lock & Hinges |  | 0 | 0 | Amended & Approved
The Ramdulari | COMMON INFRASTRUCTURE | Grill / Steel Work |  | WO/RP/RP03/51 | ADA-METCON | Anchor Fastener | Providing and fixing mechanical anchor fastener (local make) of size 16x150 mm, including drilling and proper cleaning of holes by blowing out dust, inserting and fixing the anchor fastener in the required position, and completing the work in all respects. The scope shall include supply of all materials, tools & tackles, machinery, and labour, and execution at any height or level as per specifications, requirements, and the directions of the Engineer-in-Charge (EIC). | Nos. | 104 | 120 | Approved
The Ramdulari | COMMON INFRASTRUCTURE | Grill / Steel Work |  | WO/RP/RP03/51 | ADA-METCON | Hinges | Supply & Erection for Mechanical Hinges 16mm for Door | Nos | 80 | 33 | Approved
The Ramdulari | COMMON INFRASTRUCTURE | Grill / Steel Work |  | WO/RP/RP03/51 | ADA-METCON | Door Lock | Supply & erection for Door Lock | Nos | 8 | 120 | Approved
The Ramdulari | COMMON INFRASTRUCTURE | Grill / Steel Work |  | WO/RP/RP03/56 | ADA-METCON | Supply, Fabrication and Erection of MS Structure for Solar Panel Installation. | Supply, Fabrication and Erection of MS Structure for Solar Panel Installation. |  | 0 | 0 | Approved
The Ramdulari | COMMON INFRASTRUCTURE | Grill / Steel Work |  | WO/RP/RP03/56 | ADA-METCON | Supply, fabrication and erection of Solar Panel MS Supporting Structure | Supply, fabrication and erection of Solar Panel MS Supporting Structure made of ISA 40×40×6 mm angle and SHS 40×40×3.6 mm section, including cutting, welding, fitting, all necessary fasteners and accessories, complete with one coat of red oxide primer, as per design and direction of Engineer-in-Charge. | Kg | 350 | 118 | Approved
The Ramdulari | COMMON INFRASTRUCTURE | Grill / Steel Work |  | WO/RP/RP03/56 | ADA-METCON | Extra Labour Charges | Extra Labour Charges for mislenious work. | Lump Sum | 1 | 10000 | Approved
The Ramdulari | COMMON INFRASTRUCTURE | Grill / Steel Work |  | WO/RP/RP03/56 | ADA-METCON | Transportation Charges | Transportation Charges | Lump Sum | 1 | 3000 | Approved
The Ramdulari | COMMON INFRASTRUCTURE | Solar Power Generation |  | WO/RP/RP03/57 | JUPITER INTERNATIONAL LIMITED | Supply of Balance of System (BOS) Materials for 10 KW Solar Power Plant | Supply of Balance of System (BOS) Materials for 10 KW Solar Power Plant including Zero Export Arrangement Components, DC Cables, DC Earthing Cable, Cat-6 Cable, AJB & ACDB, CT Meter Connection Wire, Fire Extinguisher, Upvc Conduits with accessories and other necessary electrical 85 items (Except AC Cable, Earthing Accessories & MMS) | Lot | 1 | 83800 | Approved
The Ramdulari | COMMON INFRASTRUCTURE | Solar Power Generation |  | WO/RP/RP03/57 | JUPITER INTERNATIONAL LIMITED | Installation, erection and integration of Solar Power System | Installation, erection and integration of Solar Power System including installation of Solar PV modules and inverter, laying, routing, dressing and termination of DC & AC cables, installation of Array Junction Box (AJB) and AC Distribution Box (ACDB), integration of Zero Export System, complete testing, commissioning and handing over of the system, as per specifications and direction of Engineer-in-Charge. | Job | 1 | 50000 | Approved
The Ramdulari | CLUB | Grill / Steel Work |  | WO/RP/RP06/23 | ADA-METCON | GYM LADDER | Supply, fabrication, erection, and commissioning of Gym Ladder made of 50×50 mm MS square pipe for horizontal and vertical members, 35 mm dia MS round pipe rungs, and 125×125 mm base plates, including cutting, welding, grinding, fixing, and primer, complete in all respects as per site requirement, including transportation, loading, and unloading. | Lump Sum | 1 | 40000 | Approved
BHOPAL - COMMERCIAL | COMMON INFRASTRUCTURE | Consultancy Charges | OTHER CONSLUTANTS | WO/BPC/BPC3/18 | UNI LEGA CHAMBERS | Consultancy charges for advisory & ancillary services of RERA | Consultancy charges for advisory & ancillary services of RERA application filling and complete RERA compliance for the Bhopal Commercial project. |  | 0 | 0 | Approved
BHOPAL - COMMERCIAL | COMMON INFRASTRUCTURE | Consultancy Charges | OTHER CONSLUTANTS | WO/BPC/BPC3/18 | UNI LEGA CHAMBERS | Charges towards legal advisory, strategy and conferences | Charges towards legal advisory, strategy and conferences (including Video Conferences) with respect to the exhaustive list of queries dated 02.02.2026 raised by the company, which were already addressed and orally opined during VC and physical meeting/conferences dated 13.01.2026 & 08.02.2026 to 09.02.2026 respectively. (Payable at the time of execution of Engagement Letter) | Lump Sum | 0.65 | 150000 | Approved
BHOPAL - COMMERCIAL | COMMON INFRASTRUCTURE | Consultancy Charges | OTHER CONSLUTANTS | WO/BPC/BPC3/18 | UNI LEGA CHAMBERS | Consolidated legal charges for drafting and filing an appropriate RERA application | Consolidated legal charges for drafting and filing an appropriate RERA application before the authority. (Charges include, if any early rejection of RERA application for title defect and post rectification of title refilling of RERA application) (Payable at the time of execution of Engagement Letter) | Lump Sum | 0.65 | 200000 | Approved
BHOPAL - COMMERCIAL | COMMON INFRASTRUCTURE | Consultancy Charges | OTHER CONSLUTANTS | WO/BPC/BPC3/18 | UNI LEGA CHAMBERS | Charges for complete follow-up of RERA application | Charges for complete follow-up of RERA application and on receipt of RERA approval as proposed. (Payable in two part: 50% on submission of RERA application & 50% on receipt of RERA approval) | Lump Sum | 0.65 | 200000 | Approved
BHOPAL - COMMERCIAL | COMMON INFRASTRUCTURE | Consultancy Charges | OTHER CONSLUTANTS | WO/BPC/BPC3/18 | UNI LEGA CHAMBERS | Charges for OPE's incurred | Charges for OPEs (Operational) incurred while conducting the aforesaid scope of work for filling & approval process of RERA application. (Payable in two part : 50% against execution of EL & 50% on submission of RERA application) | Lump Sum | 0.65 | 50000 | Approved
BHOPAL - COMMERCIAL | COMMON INFRASTRUCTURE | Consultancy Charges | OTHER CONSLUTANTS | WO/BPC/BPC3/18 | UNI LEGA CHAMBERS | Charges for Post RERA approval ,quarterly returns filling with RERA | Charges for Post RERA approval ,quarterly returns filling with RERA (Rate applicable per return) | Nos. | 20 | 11375 | Approved
BHOPAL - RESIDENTIAL | COMMON INFRASTRUCTURE | Consultancy Charges | OTHER CONSLUTANTS | WO/BPR/BPR3/13 | UNI LEGA CHAMBERS | Consultancy charges for advisory & ancillary services of RERA | Consultancy charges for advisory & ancillary services of RERA application filling and complete RERA compliance for the Bhopal Residential project. |  | 0 | 0 | Approved
BHOPAL - RESIDENTIAL | COMMON INFRASTRUCTURE | Consultancy Charges | OTHER CONSLUTANTS | WO/BPR/BPR3/13 | UNI LEGA CHAMBERS | Charges towards legal advisory, strategy and conferences | Charges towards legal advisory, strategy and conferences (including Video Conferences) with respect to the exhaustive list of queries dated 02.02.2026 raised by the company, which were already addressed and orally opined during VC and physical meeting/conferences dated 13.01.2026 & 08.02.2026 to 09.02.2026 respectively. (Payable at the time of execution of Engagement Letter) | Lump Sum | 0.35 | 150000 | Approved
BHOPAL - RESIDENTIAL | COMMON INFRASTRUCTURE | Consultancy Charges | OTHER CONSLUTANTS | WO/BPR/BPR3/13 | UNI LEGA CHAMBERS | Consolidated legal charges for drafting and filing an appropriate RERA application | Consolidated legal charges for drafting and filing an appropriate RERA application before the authority. (Charges include, if any early rejection of RERA application for title defect and post rectification of title refilling of RERA application) (Payable at the time of execution of Engagement Letter) | Lump Sum | 0.35 | 200000 | Approved
BHOPAL - RESIDENTIAL | COMMON INFRASTRUCTURE | Consultancy Charges | OTHER CONSLUTANTS | WO/BPR/BPR3/13 | UNI LEGA CHAMBERS | Charges for complete follow-up of RERA application | Charges for complete follow-up of RERA application and on receipt of RERA approval as proposed. (Payable in two part: 50% on submission of RERA application & 50% on receipt of RERA approval) | Lump Sum | 0.35 | 200000 | Approved
BHOPAL - RESIDENTIAL | COMMON INFRASTRUCTURE | Consultancy Charges | OTHER CONSLUTANTS | WO/BPR/BPR3/13 | UNI LEGA CHAMBERS | Charges for OPE's incurred | Charges for OPEs (Operational) incurred while conducting the aforesaid scope of work for filling & approval process of RERA application. (Payable in two part : 50% against execution of EL & 50% on submission of RERA application) | Lump Sum | 0.35 | 50000 | Approved
BHOPAL - RESIDENTIAL | COMMON INFRASTRUCTURE | Consultancy Charges | OTHER CONSLUTANTS | WO/BPR/BPR3/13 | UNI LEGA CHAMBERS | Charges for Post RERA approval ,quarterly returns filling with RERA | Charges for Post RERA approval ,quarterly returns filling with RERA (Rate applicable per return) | Nos. | 20 | 6125 | Approved
SOUTHWINDS PROJECT LLP (PHASE - III & IV) | OVERHEAD PHASE - III & IV | Security Expenditure |  | WO/SP34/OP34/66 | JMD SERVICES PRIVATE LIMITED | Providing Security Personnel at Site | Providing Five (05) Security Guard as per agreed criteria for 12 Hrs X 30/31 days in a month basis for Block 13 to 16 including management fees and NH from 01-Feb-2026 to 28-Feb-2026 | Head | 5 | 18502 | Approved
Primarc Aadvika | COMMON INFRASTRUCTURE | Consultancy Charges | LANDSCAPING CONSULTANT |  |  | Landscape Consultancy Services | Charges for consultancy services for landscape work at Howrah Project. | Lump Sum |  |  | Draft
Primarc Aadvika | COMMON INFRASTRUCTURE | Consultancy Charges | LANDSCAPING CONSULTANT | WO/HW1/PHW2/33 | IPDM Services (INDIA) Pvt. Ltd. | Landscape Consultancy Services | Charges for landscape consultancy services at Howrah Project. | Lump Sum | 1 | 2000000 | Approved
Primarc Aadvika | BLOCK | Piling Work |  | WO/HW1/PHW9/7 | A2S CONSTRUCTIVE | Dynamic Load Test - 1000mm Dia Pile | All Charges for conducting Vertical High-Strain Dynamic Pile Load Test in accordance with ASTM D4945 or relevant applicable standards on cast-in-situ piles, including recording and interpreting all readings; analysis of test results using CAPWAP; and submission of two (2) copies of the final test report. 1000 mm diameter working pile (Shaft length 15.075m) - (Design Load-300 Ton, Test Load-1.5 times of design load i.e 450 Ton) | Nos | 7 | 60000 | Approved
Primarc Aadvika | BLOCK | Piling Work |  | WO/HW1/PHW9/7 | A2S CONSTRUCTIVE | Dynamic Load Test - 750mm Dia Pile | All Charges for conducting Vertical High-Strain Dynamic Pile Load Test in accordance with ASTM D4945 or relevant applicable standards on cast-in-situ piles, including recording and interpreting all readings; analysis of test results using CAPWAP; and submission of two (2) copies of the final test report. 750 mm diameter working pile (Termination Level -30m from EGL) - (Design Load-300 Ton, Test Load-1.5 times of design load i.e 450 Ton) | Nos | 1 | 60000 | Approved
AARANYA | EXPERIENCE CENTER | Manpower Services |  | WO/PKB/PKX/55 | Colliers International India Property Services Private Limited | Providing Receptionist at Site. | Providing Receptionist for Marketing Office. | Head | 0 | 0 | Approved
AARANYA | EXPERIENCE CENTER | Manpower Services |  | WO/PKB/PKX/55 | Colliers International India Property Services Private Limited | Providing Receptionist | Providing one (01) front office receptionist for 27/26 days in a month for 8.5 Hrs duty in a day as per Colliers Policy from 15-Feb-2026 to 31-Aug-2026 | Head | 6.5 | 40000 | Approved
AARANYA | EXPERIENCE CENTER | Manpower Services |  | WO/PKB/PKX/55 | Colliers International India Property Services Private Limited | Management fees | Fixed Management fees from 15-Feb-2026 to 31-Aug-2026 | Months | 6.5 | 5000 | Approved
The Ramdulari | BLOCK | Window and Glazing |  | WO/RP/RP02/127 | AESTHETIK ENGINEERS LIMITED | Providing and fixing Aluminium Doors and Windows of SCHUCO make for Ground ,1st & 26th Floor as per BOQ & direction of EIC… | Providing and fixing Aluminium Doors and Windows of SCHUCO make for Ground ,1st & 26th Floor as per BOQ & direction of EIC… |  | 0 | 0 | Approved
The Ramdulari | BLOCK | Window and Glazing |  | WO/RP/RP02/127 | AESTHETIK ENGINEERS LIMITED | DW04 (3000x3280) DOUBLE LEAF CASEMENT DOOR + SIDE FIXED | DW04 (3000x3280) System:-SCHUCO ADS 50 .NI DOUBLE LEAF CASEMENT DOOR + SIDE FIXED Glass:- 23mm DGU(6mm SKN-176 HS +12mmAG+5mm Clear toughened Glass ) including all fitting and fixture at all level as per approved drawing and direction of EIC Location: Reception Lobby Ground Floor Detail material specification attached in Annexure-I | Sq.Ft. | 105.918 | 2540.81 | Approved
The Ramdulari | BLOCK | Window and Glazing |  | WO/RP/RP02/127 | AESTHETIK ENGINEERS LIMITED | D10 ( 1200x3280) SINGLE SHUTTER HINGE DOOR | D10 ( 1200x3280) System:-SCHUCO ADS 50 .NI SINGLE SHUTTER HINGE DOOR Glass:- 23mm DGU(6mm SKN-176 HS +12mm AG+5mm Clear toughened Glass ) including all fitting and fixture at all level as per approved drawing and direction of EIC Location: Ground Floor Corridor Detail material specification attached in Annexure-I | Sq.Ft. | 84.734 | 2110.08 | Approved
The Ramdulari | BLOCK | Window and Glazing |  | WO/RP/RP02/127 | AESTHETIK ENGINEERS LIMITED | D10A (1200x3280) SINGLE SHUTTER HINGE DOOR | D10A (1200x3280) System:-SCHUCO ADS 50 .NI SINGLE SHUTTER HINGE DOOR Glass:- 23mm DGU(6mm SKN-176 HS +12mm AG+5mm Clear toughened Glass ) including all fitting and fixture at all level as per approved drawing and direction of EIC Location: Ground Floor Kitchen Detail material specification attached in Annexure-I | Sq.Ft. | 42.367 | 2206.61 | Approved
The Ramdulari | BLOCK | Window and Glazing |  | WO/RP/RP02/127 | AESTHETIK ENGINEERS LIMITED | D11 (1000x3280) SINGLE SHUTTER HINGE DOOR | D11 (1000x3280) System:-SCHUCO ADS 50 .NI 2 Top hung top & bottom fixed window with bottom exhaust provision Glass:- 23mm DGU(6mm SKN-176 HS +12mm AG+5mm Clear toughened Glass) including all fitting and fixture at all level as per approved drawing and direction of EIC Location: Corridor Ground Floor Detail material specification attached in Annexure-I | Sq.Ft. | 70.612 | 2140.98 | Approved
The Ramdulari | BLOCK | Window and Glazing |  | WO/RP/RP02/127 | AESTHETIK ENGINEERS LIMITED | W18 (2720 x 2800 ) 2 TRACK 2 SHUTTER SLIDING WINDOW + BOTTOM FIXED | W18 (2720 x 2800 ) System:-SCHUCO AS 39 SC.NI (TROPTECH 2.0) SCHUCO AS 50 SC.NI 2 TRACK 2 SHUTTER SLIDING WINDOW + BOTTOM FIXED Glass:- 26mm DGU(8mm SKN-176 HS +12mm AG+6mm Clear toughened Glass) including all fitting and fixture at all level as per approved drawing and direction of EIC Location: Recreational Area 1st Floor Detail material specification attached in Annexure-I | Sq.Ft. | 81.979 | 1255.04 | Approved
The Ramdulari | BLOCK | Window and Glazing |  | WO/RP/RP02/127 | AESTHETIK ENGINEERS LIMITED | W19 (3000x2800) | W19 (3000x2800) System:-SCHUCO AS 39 SC.NI (TROPTECH 2.0) SCHUCO AS 50 SC.NI 2 TRACK 2 SHUTTER SLIDING WINDOW + BOTTOM FIXED Glass:- 28mm DGU(8mm SKN-176 HS +12mm AG+8mm Clear toughened)Glass including all fitting and fixture at all level as per approved drawing and direction of EIC Location: Lounge & Library Yoga & Meditation 1st Floor Detail material specification attached in Annexure-I | Sq.Ft. | 180.835 | 1264.39 | Approved
The Ramdulari | BLOCK | Window and Glazing |  | WO/RP/RP02/127 | AESTHETIK ENGINEERS LIMITED | W23 (1000x2800) SINGLE SHUTTER TOP HUNG + BOTTOM FIXED | W23 (1000x2800) System:-Schüco AW 40.NI SINGLE SHUTTER TOP HUNG + BOTTOM FIXED Glass:- 23mm DGU(6mm SKN-176 HS +12mm AG+5mm Clear toughened Glass) including all fitting and fixture at all level as per approved drawing and direction of EIC Location: Recreational Area 1st Floor Detail material specification attached in Annexure-I | Sq.Ft. | 30.139 | 1421.85 | Approved
The Ramdulari | BLOCK | Window and Glazing |  | WO/RP/RP02/127 | AESTHETIK ENGINEERS LIMITED | W24 (3000x2800) FIXED WINDOW | W24 (3000x2800) Schüco AW 40.NI FIXED WINDOW Glass:- 26mm DGU(8mm SKN-176 HS +12mm AG+6mm Clear toughened Glass) including all fitting and fixture at all level as per approved drawing and direction of EIC Location: Reception Area 1st Floor Detail material specification attached in Annexure-I | Sq.Ft. | 180.835 | 841.16 | Approved
The Ramdulari | BLOCK | Window and Glazing |  | WO/RP/RP02/127 | AESTHETIK ENGINEERS LIMITED | SLD07A (3500x3230)3 TRACK 3 SHUTTER SLIDING DOOR | SLD07A (3500x3230) SCHUCO AS 39 SC.NI 3 TRACK 3 SHUTTER SLIDING DOOR Glass:- 26mm DGU(8mm SKN-176 HS +12mm AG+6mm Clear toughened Glass) including all fitting and fixture at all level as per approved drawing and direction of EIC Location: Recreational Area 1st Floor Detail material specification attached in Annexure-I | Sq.Ft. | 121.687 | 1241.93 | Approved
The Ramdulari | BLOCK | Window and Glazing |  | WO/RP/RP02/127 | AESTHETIK ENGINEERS LIMITED | W21 (4900x2800) 2 TRACK 4 SHUTTER SLIDING WINDOW + BOTTOM FIXED | W21 (4900x2800) SCHUCO AS 39 SC.NI (TROPTECH 2.0) SCHUCO AS 50 SC.NI 2 TRACK 4 SHUTTER SLIDING WINDOW + BOTTOM FIXED Glass:-26mm DGU(8mm SKN-176 HS +12mm AG+6mm Clear toughened Glass ) including all fitting and fixture at all level as per approved drawing and direction of EIC Location: GYM Area 1st Floor Detail material specification attached in Annexure-I | Sq.Ft. | 147.682 | 1335.56 | Approved
The Ramdulari | BLOCK | Window and Glazing |  | WO/RP/RP02/127 | AESTHETIK ENGINEERS LIMITED | W01A (1400x1750) 2 TRACK 2 SHUTTER SLIDING WINDOW | W01A (1400x1750) Schüco AS 39 SC.NI (TropTec 2.0) 2 TRACK 2 SHUTTER SLIDING WINDOW Glass:-23mm DGU(6mm SKN-176 HS +12mm AG+5mm Clear toughened Glass) including all fitting and fixture at all level as per approved drawing and direction of EIC Location: Lift Lobby 26th Floor Detail material specification attached in Annexure-I | Sq.Ft. | 26.372 | 1963.07 | Approved
The Ramdulari | BLOCK | Window and Glazing |  | WO/RP/RP02/127 | AESTHETIK ENGINEERS LIMITED | SLD01A (2720x2150) 2 TRACK 2 SHUTTER SLIDING WINDOW | SLD01A (2720x2150) Schüco AS 39 SC.NI (TropTec 2.0) 2 TRACK 2 SHUTTER SLIDING WINDOW Glass:-26mm DGU(8mm SKN-176 HS +12mm AG+6mm Clear toughened Glass) including all fitting and fixture at all level as per approved drawing and direction of EIC Location: Resident's Lounge 26th Floor Detail material specification attached in Annexure-I | Sq.Ft. | 62.948 | 1272.83 | Approved
The Ramdulari | BLOCK | Window and Glazing |  | WO/RP/RP02/127 | AESTHETIK ENGINEERS LIMITED | SLD02A (3000x2150) 2 TRACK 2 SHUTTER SLIDING WINDOW | SLD02A (3000x2150) Schüco AS 39 SC.NI (TropTec 2.0) 2 TRACK 2 SHUTTER SLIDING WINDOW Glass:-28mm DGU(8mm SKN-176 HS +12mm AG+8mm Clear toughened Glass) including all fitting and fixture at all level as per approved drawing and direction of EIC Location: Resident's Lounge 26th Floor Detail material specification attached in Annexure-I | Sq.Ft. | 69.428 | 1329.94 | Approved
The Ramdulari | BLOCK | Window and Glazing |  | WO/RP/RP02/127 | AESTHETIK ENGINEERS LIMITED | SLD03A (3805x2375) 2 TRACK 4 SHUTTER SLIDING WINDOW | SLD03A (3805x2375) Schüco AS 39 SC.NI (TropTec 2.0) 2 TRACK 2 SHUTTER SLIDING WINDOW Glass:-23mm DGU(6mm SKN-176 HS +12mm AG+5mm Clear toughened Glass ) including all fitting and fixture at all level as per approved drawing and direction of EIC Location: Resident's Lounge 26th Floor Detail material specification attached in Annexure-I | Sq.Ft. | 97.273 | 1433.17 | Approved
The Ramdulari | BLOCK | Window and Glazing |  | WO/RP/RP02/127 | AESTHETIK ENGINEERS LIMITED | SLD04A (3600x2385) 2 TRACK 4 SHUTTER SLIDING WINDOW | SLD04A (3600x2385) Schüco AS 39 SC.NI (TropTec 2.0) 2 TRACK 4 SHUTTER SLIDING WINDOW Glass:-23mm DGU(6mm SKN-176 HS +12mm AG+5mm Clear toughened Glass ) including all fitting and fixture at all level as per approved drawing and direction of EIC Location: Resident's Lounge 26th Floor Detail material specification attached in Annexure-I | Sq.Ft. | 92.42 | 1452.12 | Approved
The Ramdulari | BLOCK | Window and Glazing |  | WO/RP/RP02/127 | AESTHETIK ENGINEERS LIMITED | SLD05A (2325x2385) 2 TRACK 4 SHUTTER SLIDING WINDOW | SLD05A (2325x2385) Schüco AS 39 SC.NI (TropTec 2.0) 2 TRACK 4 SHUTTER SLIDING WINDOW Glass:-23mm DGU(6mm SKN-176 HS +12mm AG+5mm Clear toughened Glass ) including all fitting and fixture at all level as per approved drawing and direction of EIC Location: Family Lounge26th Floor Detail material specification attached in Annexure-I | Sq.Ft. | 85.36 | 1463.13 | Approved
The Ramdulari | BLOCK | Window and Glazing |  | WO/RP/RP02/127 | AESTHETIK ENGINEERS LIMITED | D04 (900x2500) SINGLE SHUTTER HINGE DOOR | D04 (900x2500) SCHUCO ADS 50 .NI SINGLE SHUTTER HINGE DOOR Glass:23mm DGU(6mm SKN-176 HS +12mm AG+5mm Clear toughened)Glass including all fitting and fixture at all level as per approved drawing and direction of EIC Location: Toilet 26th Floor Detail material specification attached in Annexure-I | Sq.Ft. | 24.219 | 2282.46 | Approved
The Ramdulari | BLOCK | Window and Glazing |  |  |  | D04 (650x2410) SINGLE SHUTTER HINGE DOOR | D04 (650x2410) SCHUCO ADS 50 .NI SINGLE SHUTTER HINGE DOOR Glass:23mm DGU(6mm SKN-176 HS +12mm AG+5mm Clear toughened)Glass including all fitting and fixture at all level as per approved drawing and direction of EIC Location: Toilet 26th Floor Detail material specification attached in Annexure-I | Sq.Ft. |  |  | Approved
The Ramdulari | BLOCK | Window and Glazing |  | WO/RP/RP02/127 | AESTHETIK ENGINEERS LIMITED | D05 (705x2300) SINGLE SHUTTER HINGE DOOR | D05 (705x2300) SCHUCO ADS 50 .NI SINGLE SHUTTER HINGE DOOR Glass:23mm DGU(6mm SKN-176 HS +12mm AG+5mm Clear toughened)Glass including all fitting and fixture at all level as per approved drawing and direction of EIC Location: Toilet 26th Floor Detail material specification attached in Annexure-I | Sq.Ft. | 34.908 | 2503.62 | Approved
The Ramdulari | BLOCK | Window and Glazing |  | WO/RP/RP02/127 | AESTHETIK ENGINEERS LIMITED | D05A (720x2180) SINGLE SHUTTER HINGE DOOR | D05A (720x2180) SCHUCO ADS 50 .NI SINGLE SHUTTER HINGE DOOR Glass:23mm DGU(6mm SKN-176 HS +12mm AG+5mm Clear toughened)Glass including all fitting and fixture at all level as per approved drawing and direction of EIC Location: Toilet 26th Floor Detail material specification attached in Annexure-I | Sq.Ft. | 16.895 | 2487.76 | Approved
AARANYA | EXPERIENCE CENTER | Grill / Steel Work |  | WO/PKB/PKX/24 | PROTECH ENGINEERS | Polycarbonate Sheet Cap | All charges for supplying and fixing PVC cap at the edge of Polycarbonate sheet including cutting, aligning, watertight sealing, complete with all accessories, labour, material, tools and tackle as per direction of Engineer-in-Charge. | Rft | 96.39 | 42 | Approved
Primarc Aahana | COMMON INFRASTRUCTURE | Road Works |  | WO/AAH/AAH02/12 | NEW L. N. CONSTRUCTION | Earthwork in excavation | Earthwork in excavation upto 1.5 m deep & 50 Mtr Lead necessary for construction of road way embankment , in all types of soil, including clearing and grubbing of road land, removal of roots, stumps and vegetation,disposal of surplus earth at designated location with all leads and lifts etc. all complete as per Drawing & DIRECTION by the Engineer-in-Charge | Cum. | 671 | 250 | Approved
Primarc Aahana | COMMON INFRASTRUCTURE | Road Works |  | WO/AAH/AAH02/12 | NEW L. N. CONSTRUCTION | All charges disposal of excavated earth | All charges disposal of excavated earth outside of the site premises area as specified by statutory authorities under contractor's own arrangement including all statutory sanction and royalties if any shall be paid by the contractor. | Cum. | 671 | 385 | Approved
Primarc Aahana | COMMON INFRASTRUCTURE | Road Works |  | WO/AAH/AAH02/12 | NEW L. N. CONSTRUCTION | Embankment | Embankment with static roller of 8-10 ton capacity including minor cutting ,filling & dressing Note : - This activity to be followed by taking samples for 3rd party testing (to be arranged by Client) for the achieved compaction as per standard practices for roads construction. In case of non-achievement of the desired results, contractor has to repeat all steps at their own cost, till the desired results are obtained. All subsequent testing charges to be debited from Contractor's payments. Extension of time for re-working is not admissible) | Sq.Mtr. | 914 | 85 | Approved
Primarc Aahana | COMMON INFRASTRUCTURE | Road Works |  | WO/AAH/AAH02/12 | NEW L. N. CONSTRUCTION | Construction of subgrade and earthen shoulder | Construction of subgrade and earthen shoulder of minimum 200 mm thickness , with Silver Sand or suitable material satisfying the requirements of minimum soaked CBR (CBR>5) (95% Compaction) obtained from roadway, drainage excavation, etc. satisfying the requirements of specifications with all leads and lifts, watering, compaction etc. including clearing & Grubbing of road land, removal of roots, stumps, and vegetation all complete as per drawing and direction of Engineer-in-Charge | Cum. | 183 | 2100 | Approved
Primarc Aahana | COMMON INFRASTRUCTURE | Road Works |  | WO/AAH/AAH02/12 | NEW L. N. CONSTRUCTION | Single layer brick flat soling | Single layer brick flat soling work using Soling bricks including preparation of bed as necessary with joints properly filled in and packed with powdered earth or silver sand complete as per drawing, specification and direction of EIC. | Sq.Mtr. | 914 | 480 | Approved
Primarc Aahana | COMMON INFRASTRUCTURE | Road Works |  | WO/AAH/AAH02/12 | NEW L. N. CONSTRUCTION | burnt brick aggregate and binding material | Construction of water bound macadam (WBM) sub-base with over burnt brick aggregate and binding material, earth etc. of minimum thickness (125 mm + 75 mm Extra ) including screening, sorting, spreading to template and consolidation with 8-10 T Static Roller as per drawing and direction of Engineer-in-Charge. | Cum. | 183 | 3600 | Approved
Primarc Aahana | OVERHEAD | Housekeeping |  | WO/AAH/AAH03/8 | Integrated Security Service | Providing HK cum Office boy. | Providing One (01) Housekeeping cum Office boy at site @8 hrs daily basis for full month except Sunday Including NH & Management fees, from 1st Mar' 2026 to 30th Jun'2026. | Head | 4 | 13922 | Approved
The Ramdulari | BLOCK | Window and Glazing |  | WO/RP/RP02/127 | AESTHETIK ENGINEERS LIMITED | Providing and fixing Aluminium Doors and Windows of ALWIN make for Ground ,1st & 26th Floor | Providing and fixing Aluminium Doors and Windows of ALWIN make for Ground ,1st & 26th Floor as per BOQ & direction of EIC. |  | 0 | 0 | Approved
The Ramdulari | BLOCK | Window and Glazing |  | WO/RP/RP02/127 | AESTHETIK ENGINEERS LIMITED | W13 (1400x2720) FIXED WINDOW | W13 (1400x2720) Alwin 4500 FIXED WINDOW Glass:- 24mm DGU(6mm SKN-176 HS +10mm AG+8mm Clear toughened Glass) including all fitting and fixture at all level as per approved drawing and direction of EIC Location: Lift Lobby Ground Floor Detail material specification attached in Annexure-I | Sq.Ft. | 40.989 | 750.06 | Approved
The Ramdulari | BLOCK | Window and Glazing |  | WO/RP/RP02/127 | AESTHETIK ENGINEERS LIMITED | W16 (2450x1650) TOP LOUVER + BOTTOM FIXED GLASS | W16 (2450x1650) System:-Alwin 4500Series TOP LOUVER + BOTTOM FIXED GLASS Glass:- 6.0 mm ST 167 HS Glass including all fitting and fixture at all level as per approved drawing and direction of EIC Location: Fire Staircase Ground Floor Detail material specification attached in Annexure-I | Sq.Ft. | 43.513 | 611.54 | Approved
The Ramdulari | BLOCK | Window and Glazing |  | WO/RP/RP02/127 | AESTHETIK ENGINEERS LIMITED | W17 (2410x1580) TOP LOUVER + BOTTOM FIXED GLASS | W17 (2410x1580) System:-Alwin 4500Series TOP LOUVER + BOTTOM FIXED GLASS Glass:- 6.0 mm ST 167 HS Glass including all fitting and fixture at all level as per approved drawing and direction of EIC Location: Fire Staircase Ground Floor Detail material specification attached in Annexure-I | Sq.Ft. | 40.987 | 626.21 | Approved
The Ramdulari | BLOCK | Window and Glazing |  | WO/RP/RP02/127 | AESTHETIK ENGINEERS LIMITED | W14 (2000x1650) TOP LOUVER + BOTTOM FIXED GLASS | W14 (2000x1650) System:-Alwin 4500Series TOP LOUVER + BOTTOM FIXED GLASS Glass:- 6.0 mm ST 167 HS Glass including all fitting and fixture at all level as per approved drawing and direction of EIC Location: Staircase Ground Floor Detail material specification attached in Annexure-I | Sq.Ft. | 71.042 | 648.22 | Approved
The Ramdulari | BLOCK | Window and Glazing |  | WO/RP/RP02/127 | AESTHETIK ENGINEERS LIMITED | W15 (2000x1800) TOP LOUVER + BOTTOM FIXED GLASS | W15 (2000x1800) System:-Alwin 4500Series TOP LOUVER + BOTTOM FIXED GLASS Glass:- 6.0 mm ST 167 HS Glass including all fitting and fixture at all level as per approved drawing and direction of EIC Location: Staircase Ground Floor Detail material specification attached in Annexure-I | Sq.Ft. | 38.75 | 613.37 | Approved
The Ramdulari | BLOCK | Window and Glazing |  | WO/RP/RP02/127 | AESTHETIK ENGINEERS LIMITED | V05 (745x1350) SINGLE SHUTTER TOP HUNG | V05 (745x1350) System:-Alwin 4500Series SINGLE SHUTTER TOP HUNG Glass:- 23mm DGU(6mm SKN-176 HS +12mm AG+5mm Clear toughened)Glass including all fitting and fixture at all level as per approved drawing and direction of EIC Location: WashRoom/MeterRoom Ground Floor Detail material specification attached in Annexure-I | Sq.Ft. | 21.652 | 1056.56 | Approved
The Ramdulari | BLOCK | Window and Glazing |  | WO/RP/RP02/127 | AESTHETIK ENGINEERS LIMITED | V05A (745x1350) SINGLE SHUTTER TOP HUNG + TOP FIXED | V05A (745x1350) System:-Alwin 2600Series SINGLE SHUTTER TOP HUNG + TOP FIXED Glass:- 23mm DGU(6mm SKN- 176 HS +12mm AG+5mm Clear toughened) including all fitting and fixture at all level as per approved drawing and direction of EIC Location: WashRoom Ground Floor Detail material specification attached in Annexure-I | Sq.Ft. | 10.826 | 1084.07 | Approved
The Ramdulari | BLOCK | Window and Glazing |  | WO/RP/RP02/127 | AESTHETIK ENGINEERS LIMITED | W20 (2450x1575) TOP LOUVER + BOTTOM FIXED GLASS | W20 (2450x1575) System:-Alwin 4500Series TOP LOUVER + BOTTOM FIXED GLASS Glass:- 6.0 mm ST 167 HS Glass including all fitting and fixture at all level as per approved drawing and direction of EIC Location: Fire Staircase 1st Floor Detail material specification attached in Annexure-I | Sq.Ft. | 41.536 | 626.21 | Approved
The Ramdulari | BLOCK | Window and Glazing |  | WO/RP/RP02/127 | AESTHETIK ENGINEERS LIMITED | W22 ( 1380x3270) SINGLE LEAF DOOR WITH BOTTOM LOUVER | W22 ( 1380x3270) System:-Alwin 4500Series SINGLE LEAF DOOR WITH BOTTOM LOUVER Glass:- 24mm DGU(6mm SKN-176 HS +10mm AG+8mm Clear toughened)Glass including all fitting and fixture at all level as per approved drawing and direction of EIC Location: Lift Lobby 1st Floor Detail material specification attached in Annexure-I | Sq.Ft. | 48.574 | 1021.18 | Approved
The Ramdulari | BLOCK | Window and Glazing |  | WO/RP/RP02/127 | AESTHETIK ENGINEERS LIMITED | V06 (745x1950) SINGLE SHUTTER TOP HUNG | V06 (745x1950) System:-Alwin 4500Series SINGLE SHUTTER TOP HUNG Glass:-23mm DGU(6mm SKN-176 HS +12mm AG+5mm Clear toughened Glass) including all fitting and fixture at all level as per approved drawing and direction of EIC Location: Servant's Area 1st Floor Detail material specification attached in Annexure-I | Sq.Ft. | 78.187 | 1037.3 | Approved
The Ramdulari | BLOCK | Window and Glazing |  | WO/RP/RP02/127 | AESTHETIK ENGINEERS LIMITED | W09A (2000x1750) TOP LOUVER + BOTTOM FIXED GLASS | W09A (2000x1750) System:-Alwin 4500Series TOP LOUVER + BOTTOM FIXED GLASS Glass:-6.0 mm ST 167 HS Glass including all fitting and fixture at all level as per approved drawing and direction of EIC Location: Staircase 26th Floor Detail material specification attached in Annexure-I | Sq.Ft. | 37.674 | 624.38 | Approved
The Ramdulari | BLOCK | Window and Glazing |  | WO/RP/RP02/127 | AESTHETIK ENGINEERS LIMITED | V01A (1000x2150) SINGLE SHUTTER TOP HUNG + TOP FIXED + BOTTOM FIXED | V01A (1000x2150) System:-Alwin 4500Series SINGLE SHUTTER TOP HUNG + TOP FIXED + BOTTOM FIXED Glass:-23mm DGU(6mm SKN-176 HS +12mm AG+5mm Clear toughened)Glass including all fitting and fixture at all level as per approved drawing and direction of EIC Location: Powder Toilet Detail material specification attached in Annexure-I | Sq.Ft. | 23.143 | 984.11 | Approved
The Ramdulari | BLOCK | Window and Glazing |  | WO/RP/RP02/127 | AESTHETIK ENGINEERS LIMITED | V02A (655x1500) SINGLE SHUTTER TOP HUNG + TOP FIXED | V02A (655x1500) System:-Alwin 4500Series SINGLE SHUTTER TOP HUNG + TOP FIXED Glass:-23mm DGU(6mm SKN-176 HS +12mm AG+5mm Clear toughened)Glass including all fitting and fixture at all level as per approved drawing and direction of EIC Location: Male/Female Toilet Detail material specification attached in Annexure-I | Sq.Ft. | 21.151 | 1408.66 | Approved
The Ramdulari | BLOCK | Window and Glazing |  | WO/RP/RP02/127 | AESTHETIK ENGINEERS LIMITED | V04A (1390x1285) SINGLE SHUTTER TOP HUNG + TOP FIXED | V04A (1390x1285) System:-Alwin 4500Series SINGLE SHUTTER TOP HUNG + TOP FIXED Glass:-23mm DGU(6mm SKN-176 HS +12mm AG+5mm Clear toughened)Glass including all fitting and fixture at all level as per approved drawing and direction of EIC Location: Kitchen-05 Detail material specification attached in Annexure-I | Sq.Ft. | 19.226 | 1045.21 | Approved
The Ramdulari | BLOCK | Window and Glazing |  | WO/RP/RP02/127 | AESTHETIK ENGINEERS LIMITED | W6 (2450x1800) TOP LOUVER + BOTTOM FIXED GLASS | W6 (2450x1800) System:-Alwin 4500Series TOP LOUVER + BOTTOM FIXED GLASS Glass:-6.0 mm ST 167 HS Glass including all fitting and fixture at all level as per approved drawing and direction of EIC Location:Staircase Detail material specification attached in Annexure-I | Sq.Ft. | 47.469 | 585.86 | Approved
The Ramdulari | BLOCK | Window and Glazing |  | WO/RP/RP02/127 | AESTHETIK ENGINEERS LIMITED | W2 (930x1290) DOUBLE SHUTTER CASEMENT WINDOW | W2 (930x1290) System:-Alwin 4500Series DOUBLE SHUTTER CASEMENT WINDOW Glass:-6.0 mm ST 167 HS Glass including all fitting and fixture at all level as per approved drawing and direction of EIC Location: Kitchen Detail material specification attached in Annexure-I | Sq.Ft. | 12.914 | 1115.01 | Approved
SOUTHWINDS PROJECT LLP (PHASE - III & IV) | CLUB PHASE - III & IV | Signages and Art Work | Signage Work | WO/SP34/CW34/40 | Annex Design Pvt. Ltd. | WPC SHEET CLADDING COVERING | WPC SHEET CLADDING COVERING Providing, fabricating and installation of 8mm WPC panel cladding covering and fixed on as required vertically and horizontally MS backup frame to ensure water protection (MS materials as provided by client and 2 Coat of Red Oxide Primer in contractor Scope). Rate is including of 8mm WPC sheets, cutting, MS base plate, fixing screw and labour charges all complete as per approved drawing and direction of EIC. | Sq.Ft. | 95 | 398.75 | Approved
Primarc Aahana | COMMON INFRASTRUCTURE | Boundary Wall | Civil Work | WO/AAH/AAH02/10 | NEW L. N. CONSTRUCTION | Fixing of CGI sheet walling | Fixing of CGI sheet walling by self screw with MS hollow as per hand sketch. (only sheet,MS Hollow & scrap rod will be supplied by clients) | Sq.Mtr. | 278 | 269 | Approved
Primarc Aahana | COMMON INFRASTRUCTURE | Boundary Wall | Civil Work | WO/AAH/AAH02/10 | NEW L. N. CONSTRUCTION | Fixing of green net walling | Fixing of green net walling by binding wire wih MS hollow as per hand sketch. (only green net,MS Hollow & scrap rod will be supplied by clients) | Sq.Mtr. | 0 | 269 | Approved
Primarc Aahana | COMMON INFRASTRUCTURE | Boundary Wall | Civil Work | WO/AAH/AAH02/10 | NEW L. N. CONSTRUCTION | Fixing of CGI roofing | Fixing of CGI roofing by self screw with MS hollow over cement godown / store as per hand sketch. (only sheet,MS Hollow & scrap rod will be supplied by clients) | Sq.Mtr. | 122.5 | 323 | Approved
Primarc Aahana | COMMON INFRASTRUCTURE | Boundary Wall | Civil Work | WO/AAH/AAH02/10 | NEW L. N. CONSTRUCTION | Misc. Civil Work | Charges for Miscellaneous Civil Works at Pathway around Site Office, Cement Godown, Main Gate, and Car Wash Area. |  | 0 | 0 | Approved
Primarc Aahana | COMMON INFRASTRUCTURE | Boundary Wall | Civil Work | WO/AAH/AAH02/10 | NEW L. N. CONSTRUCTION | Excavation below sawtooth brick edge | Earthwork excavation up to 1.50 m depth below sawtooth brick edge in all types of soil, including dressing, leveling, and disposal of excavated material within specified lead and lift, complete as per drawings and instructions of Engineer-in-Charge. | RMT | 56 | 150 | Approved
Primarc Aahana | COMMON INFRASTRUCTURE | Boundary Wall | Civil Work | WO/AAH/AAH02/10 | NEW L. N. CONSTRUCTION | PCC (1:3:6) below sawtooth brick edge | Providing and laying Plain Cement Concrete (PCC) in proportion 1:3:6 (1 cement : 3 coarse sand : 6 graded stone aggregate) below sawtooth brick edge, including mixing, laying, compacting, curing, and finishing, complete as per drawings and instructions of the Engineer-in-Charge. (Cement will be supplied by the Client, subject to reconciliation.) | RMT | 56 | 180 | Approved
Primarc Aahana | COMMON INFRASTRUCTURE | Boundary Wall | Civil Work | WO/AAH/AAH02/10 | NEW L. N. CONSTRUCTION | Fixing of Sawtooth brick edge in cement-mortar(1:6) | Providing and fixing sawtooth brick edge in cement mortar (1:6) (1 cement : 6 coarse sand), including proper alignment, jointing, curing, and all necessary workmanship, complete as per drawings and instructions of the Engineer-in-Charge. (Cement will be supplied by the Client, subject to reconciliation.) | RMT | 56 | 250 | Approved
Primarc Aahana | COMMON INFRASTRUCTURE | Boundary Wall | Civil Work | WO/AAH/AAH02/10 | NEW L. N. CONSTRUCTION | Earthdressing (cutting or filling of avg 50 mm thick earth) and compaction before sand bed preparation | Earth dressing involving cutting or filling to an average thickness of 50 mm, including leveling, dressing to required lines and levels, and compaction of the prepared surface prior to sand bed preparation, complete as per drawings and instructions of the Engineer-in-Charge. | Sq.Mtr. | 31 | 120 | Approved
Primarc Aahana | COMMON INFRASTRUCTURE | Boundary Wall | Civil Work | WO/AAH/AAH02/10 | NEW L. N. CONSTRUCTION | Fixing of Paver block over avg. 40-50mm thick sand (Paver Supplied By Client) | Providing and fixing paver blocks over an average 40–50 mm thick sand bed, including laying, alignment, joint filling, compaction, and finishing to required levels and patterns, complete as per drawings and instructions of the Engineer-in-Charge. (Paver blocks shall be supplied by the Client.) | Sq.Mtr. | 31 | 425 | Approved
Primarc Aahana | COMMON INFRASTRUCTURE | Boundary Wall | Civil Work | WO/AAH/AAH02/10 | NEW L. N. CONSTRUCTION | Excavation | Earthwork excavation up to 1.50 m depth in all types of soil, including dressing of sides, leveling of bottom, disposal of excavated material within specified lead and lift, and using necessary machinery, complete as per drawings and instructions of the Engineer-in-Charge. | Cum. | 49 | 300 | Approved
Primarc Aahana | COMMON INFRASTRUCTURE | Boundary Wall | Civil Work | WO/AAH/AAH02/10 | NEW L. N. CONSTRUCTION | BACK FILLING WORK | Backfilling of excavated area with approved excavated earth in layers not exceeding 150 mm thickness, including watering, ramming, and compaction to achieve required density, complete as per drawings and instructions of the Engineer-in-Charge. | Cum. | 35 | 250 | Approved
Primarc Aahana | COMMON INFRASTRUCTURE | Boundary Wall | Civil Work | WO/AAH/AAH02/10 | NEW L. N. CONSTRUCTION | PCC (1:3:6) | Providing and laying Plain Cement Concrete (PCC) in proportion 1:3:6 (1 cement : 3 coarse sand : 6 graded stone aggregate), including mixing, laying, compacting, curing, and finishing, complete as per drawings and instructions of the Engineer-in-Charge. (Cement will be supplied by the Client, subject to reconciliation.) | Cum. | 4 | 8150 | Approved
Primarc Aahana | COMMON INFRASTRUCTURE | Boundary Wall | Civil Work | WO/AAH/AAH02/10 | NEW L. N. CONSTRUCTION | BFS | Providing and laying Brick Flat Soling (BFS) with bricks laid flat in proper line and level over prepared surface, including filling of joints with sand, watering, and ramming, complete as per drawings and instructions of the Engineer-in-Charge. | Sq.Mtr. | 38 | 495 | Approved
Primarc Aahana | COMMON INFRASTRUCTURE | Boundary Wall | Civil Work | WO/AAH/AAH02/10 | NEW L. N. CONSTRUCTION | BRICKWORK-375MM THICK | Providing and constructing brickwork of 375mm thickness in cement mortar (1:6) with approved quality bricks, including proper bonding, jointing, curing, and scaffolding, complete as per drawings and instructions of the Engineer-in-Charge. (Cement will be supplied by the Client, subject to reconciliation.) | Cum. | 2 | 7800 | Approved
Primarc Aahana | COMMON INFRASTRUCTURE | Boundary Wall | Civil Work | WO/AAH/AAH02/10 | NEW L. N. CONSTRUCTION | BRICKWORK-250MM THICK | Providing and constructing brickwork of 250 mm thickness in cement mortar (1:6) with approved quality bricks, including proper bonding, jointing, curing, and scaffolding, complete as per drawings and instructions of the Engineer-in-Charge. (Cement will be supplied by the Client, subject to reconciliation.) | Cum. | 6.5 | 7600 | Approved
Primarc Aahana | COMMON INFRASTRUCTURE | Boundary Wall | Civil Work | WO/AAH/AAH02/10 | NEW L. N. CONSTRUCTION | BRICKWORK-125MM THICK | Providing and constructing brickwork of 125 mm thickness in cement mortar (1:4) with approved quality bricks, including proper bonding, jointing, curing, and scaffolding, complete as per drawings and instructions of the Engineer-in-Charge. (Cement will be supplied by the Client, subject to reconciliation.) | Sq.Mtr. | 0 | 1200 | Approved
Primarc Aahana | COMMON INFRASTRUCTURE | Boundary Wall | Civil Work | WO/AAH/AAH02/10 | NEW L. N. CONSTRUCTION | RCC OVER PLASTIC SHEET LAYING | Providing and laying Reinforced Cement Concrete (RCC) of grade M20 (site mix) over laid plastic sheet, including mixing, placing, vibrating, finishing, curing, and all necessary workmanship, complete as per drawings and instructions of the Engineer-in-Charge. (Cement will be supplied by the Client, subject to reconciliation.) | Cum. | 14.5 | 8000 | Approved
Primarc Aahana | COMMON INFRASTRUCTURE | Boundary Wall | Civil Work | WO/AAH/AAH02/10 | NEW L. N. CONSTRUCTION | REINFORCEMENT | Providing, cutting, bending, placing, and binding of reinforcement steel of approved grade, including binding wire, spacers, chairs, and all necessary accessories, complete as per drawings and instructions of the Engineer-in-Charge. (Reinforcement will be supplied by the Client, subject to reconciliation.) | Kg | 1149.5 | 10.5 | Approved
Primarc Aahana | COMMON INFRASTRUCTURE | Boundary Wall | Civil Work | WO/AAH/AAH02/10 | NEW L. N. CONSTRUCTION | SHUTTERING | Providing and fixing formwork (shuttering) for concrete works, including centering, strutting, propping, staging, and removal after completion, complete as per drawings and instructions of the Engineer-in-Charge.” | Sq.Mtr. | 37.5 | 550 | Approved
AARANYA | COMMON INFRASTRUCTURE | Landscaping | Softscape | WO/PKB/PKB2/31 | Mondal Nurseries & Exterior | Maintenance of plant | Maintenance of plant at external landscaping area of project surroundings (Compulsory & Compensate Plant) : - Charges for Maintenance, which includes Gardener, supervision, watering, supply and application of manure, fertilizer & pesticides as per requirement and direction of EIC. (Duration- April’26 to Sep’26) |  | 0 | 0 | Approved
AARANYA | COMMON INFRASTRUCTURE | Landscaping | Softscape | WO/PKB/PKB2/31 | Mondal Nurseries & Exterior | Labour (Gardener) | Charges For Deployment of 1Nos Labour (Gardener) Daily Time Schedule:- (8 Hours of Working/Sunday is Weekly off) | Monthly | 6 | 14196 | Approved
AARANYA | COMMON INFRASTRUCTURE | Landscaping | Softscape | WO/PKB/PKB2/31 | Mondal Nurseries & Exterior | Supervision Charge | Supervision Charge | Monthly | 6 | 1000 | Approved
AARANYA | COMMON INFRASTRUCTURE | Landscaping | Softscape | WO/PKB/PKB2/31 | Mondal Nurseries & Exterior | Manure, Pesticide, Insecticide, Tools Tackles Charges | Manure, Pesticide, Insecticide, Tools Tackles Charges | Monthly | 6 | 1000 | Approved
Primarc Aadvika | COMMON INFRASTRUCTURE | Land Development |  | WO/HW1/PHW2/12 | GOBINDA CHANDRA SAHOO | Water Flow Meter Fixing | Labour charge for fixing forged brass 50 mm Dia WATER FLOW METER | Nos | 1 | 450 | Approved
The Ramdulari | BLOCK | Flooring Work |  | WO/RP/RP02/46 | SHAQUIB ENTERPRISES | Mason | Charges for Supply of Mason for Internal Misc. work as per direction of EIC. (8 Hours including Lunchtime.) | Nos | 9.5 | 800 | Approved
The Ramdulari | BLOCK | Flooring Work |  | WO/RP/RP02/46 | SHAQUIB ENTERPRISES | Daily labour For Marble Shifting | Charges for Supply of Unskilled Labour for Internal Misc. work as per direction of EIC. (8 Hours including Lunchtime.) | Nos | 23.5 | 500 | Approved
Primarc Aahana | COMMON INFRASTRUCTURE | Consultancy Charges | OTHER CONSLUTANTS | WO/AAH/AAH02/13 | GLOBAL LAB | Testing Charges for reinforcement Steel bar: | Testing Charges for reinforcement Steel bar: A. Chemical Test (Carbon, Sulphur & Phosphorus) [01] Test Method: ASTM E 415;2021, Reference Standard IS 1786:2008 RA 2018 amendement-04 Minimum sample Qty- 3 Specimen of about 100mm B. Physical Test- (Unit Mass, Yield Stress, Tensile Strength, % Elongation at fracture, Bend & Rebend Test) [01] Test Method: IS 1608 Part-01:2022, IS 1786:2008 RA 2018 amendement-04, IS 1599:2023 Minimum sample Qty- 3 Specimen of about 1.5m | Set | 25 | 1950 | Approved
The Ramdulari | BLOCK | Flooring Work |  | WO/RP/RP02/46 | SHAQUIB ENTERPRISES | Ground Floor BOH Area Flooring Work | Ground Floor BOH Area Flooring Work |  | 0 | 0 | Approved
The Ramdulari | BLOCK | Flooring Work |  | WO/RP/RP02/46 | SHAQUIB ENTERPRISES | Vitrified Flooring | Providing & Fixing Charges for of Floor Vitrified Tiles 600x600 mm at Drivers ,Lobby & Handicap Toilet Ground Floor for all levels over a bed of 35-45 mm thick cement mortar (1:4) , joints filled with white cement grout pigmented to match after acid washing including all finishing & Cleaning as per drawing and direction of Engineer-In-Charge. Tiles, Cement will be supplied by Client | Sq.Ft. | 925 | 35 | Approved
The Ramdulari | BLOCK | Flooring Work |  | WO/RP/RP02/46 | SHAQUIB ENTERPRISES | Vitrified Flooring | Providing & Fixing Charges for of Wall Vitrified Tiles 600x1200 mm at Drivers & Handicap Toilet Ground Floor for all levels over a bed of 35-45 mm thick cement mortar (1:4) , joints filled with white cement grout pigmented to match after acid washing including all finishing & Cleaning as per drawing and direction of Engineer-In-Charge. Tiles, Cement will be supplied by Client | Sq.Ft. | 980 | 37.5 | Approved
The Ramdulari | BLOCK | Flooring Work |  | WO/RP/RP02/46 | SHAQUIB ENTERPRISES | Vitrified Skirting | Providing & Fixing Charges for of Tiles ( Vitrified) at Skirting Drivers Room & Lobby for all levels over a bed of 35-45 mm thick cement mortar (1:4) , joints filled with white cement grout pigmented to match after acid washing including all finishing & Cleaning as per drawing and direction of Engineer-In-Charge. Tiles , Cement will be supplied by Client | Rft | 135 | 27.5 | Approved
The Ramdulari | BLOCK | Flooring Work |  | WO/RP/RP02/46 | SHAQUIB ENTERPRISES | V Groove | Labour Charges of V-Groove making of at Wall Tiles Ground Floor for all levels as per drawing and direction of Engineer-In-Charge. | Rft | 50 | 25 | Approved
The Ramdulari | BLOCK | Flooring Work |  | WO/RP/RP02/46 | SHAQUIB ENTERPRISES | Granite Groove Joint Filling | Granite Groove Joint Filling Cementous Grout (Same As Item No Qty 8.5 ,8.10 & 1.7) | Rft | 5220.5 | 8 | Approved
The Ramdulari | BLOCK | Flooring Work |  |  |  | Daily labour For Unskilled | Charges for Supply of Unskilled Labour for Internal Misc. work as per direction of EIC. (8 Hours including Lunchtime.) | Nos |  |  | Approved
The Soul, Rajarhat | CLUB | Flooring Work |  | WO/HR01/CL07/46 | A.M. Enterprise | Charges for Flooring Work | Charges for Flooring Work on Swiming Pool Area |  | 0 | 0 | Approved
The Soul, Rajarhat | CLUB | Flooring Work |  | WO/HR01/CL07/46 | A.M. Enterprise | Dismantling and removal of existing swimming pool finishing Work | Dismantling and removal of existing swimming pool finish comprising tiles and granite, including mortar bed and waterproofing layer, complete. The work shall include careful chipping, removal of debris, cleaning of surface, and disposal of dismantled materials as directed by the Engineer-in-Charge. | Sq.Ft. | 565 | 27.03 | Approved
The Soul, Rajarhat | CLUB | Flooring Work |  | WO/HR01/CL07/46 | A.M. Enterprise | Providing and applying cement plaster of average 30–40 mm thickness | Providing and applying cement plaster of average 30–40 mm thickness over existing protective plaster for surface leveling in swimming pool area, including surface preparation, application, finishing to required line and level, complete. (Cement shall be supplied by Client). | Sq.Ft. | 455 | 35 | Approved
The Soul, Rajarhat | CLUB | Flooring Work |  | WO/HR01/CL07/46 | A.M. Enterprise | Porcelain Mosaic Tiles - fixing | Providing and Labour charges for fixing of Porcelain Mosaic Tiles (50mm x 50mm) at Riser, Step Border of adhesive (LATICRETE® 335 -- Coverage - 55 - 60 Sft per 20 Kg bag) mixed with Water proofing chemical and Jointing the tiles with epoxy grouting material (Latapoxy SP 100 - Coverage - 64 - 72 Sft per 5 Kg for 2 mm joint width and 6 mm joint depth) including 20-25 mm thk. plastering work(1:4) all complete at all level as per drawing & direction of Engineer in charge. Tiles, Cement will be supplied by Client, but subjected to reconciliation. | Sq.Ft. | 455 | 140 | Approved
The Soul, Rajarhat | CLUB | Flooring Work |  | WO/HR01/CL07/46 | A.M. Enterprise | Granite Top Fixing Drain Side Wall | Providing and fixing tiles on drain side walls using approved quality tiles, laid over prepared surface with cement mortar / tile adhesive, including surface preparation, alignment, joint filling with grout, curing, and finishing, complete as per specifications and direction of Engineer-in-Charge. | Rft | 400 | 55 | Approved
The Soul, Rajarhat | CLUB | Flooring Work |  | WO/HR01/CL07/46 | A.M. Enterprise | Daily Chipper | Charges for Supply of Chipper for Internal Misc. work as per direction of EIC. (8 Hours including Lunchtime.) | Nos | 30 | 800 | Approved
Primarc Aadvika | COMMON INFRASTRUCTURE | Consultancy Charges | ARCHITECT | WO/HW1/PHW2/1 | GROUP DCA LLP | Additional charges for Cub interior design | Additional charges for consultancy services for detail interior design & development of club at Howrah Project. | Lump Sum | 0 | 5000000 | Approved
BHOPAL - COMMERCIAL | MARKETING | Marketing Office | Interior Works | WO/BPC/BPC4/29 | INGRAIN ARRIVA SPACE SOLUTIONS PRIVATE LIMITED | Supply and fitting fixing furniture | Supply and fitting fixing furniture (2 Nos Chair & Table ) at marketing office as per instruction of Engineer In Charge. Location: Guest Lounge |  | 0 | 0 | Approved
BHOPAL - COMMERCIAL | MARKETING | Marketing Office | Interior Works | WO/BPC/BPC4/29 | INGRAIN ARRIVA SPACE SOLUTIONS PRIVATE LIMITED | Chair with Arm | Supply and fitting fixing Chair with Arm as per approved design & direction of EIC. Size: 650 mm X 800mm X 850mm (H) | Nos. | 2 | 48500 | Approved
BHOPAL - COMMERCIAL | MARKETING | Marketing Office | Interior Works | WO/BPC/BPC4/29 | INGRAIN ARRIVA SPACE SOLUTIONS PRIVATE LIMITED | Nesting Coffee Table | Supply and fitting fixing nesting coffee table set as per approved design & direction of EIC Size: 450mm(D) X 400 mm (H) & 900 mm(D) X 450mm(H) | Set | 1 | 19900 | Approved
BHOPAL - COMMERCIAL | MARKETING | Marketing Office | Interior Works | WO/BPC/BPC4/29 | INGRAIN ARRIVA SPACE SOLUTIONS PRIVATE LIMITED | Console Table | Supply and fitting fixing Console table in rubber wood as per approved design & direction of EIC. Size: 1500 mm X 400mm X 750mm | Nos. | 1 | 47000 | Approved
BHOPAL - COMMERCIAL | MARKETING | Housekeeping |  | WO/BPC/BPC4/30 | AQUA CLEAN SERVICES PVT PTD | Deep Cleaning | Housekeeping Charges for Deep cleaning at Marketing Office on 12-03-2026. | Lump Sum | 1 | 10000 | Approved
SOUTHWINDS PROJECT LLP (PHASE - III & IV) | HARDSCAPE & LANDSCAPE PHASE - IV | Softscape |  | WO/SP34/HL4/16 | Green View | Gardener – 2 Heads Each Day | Gardener – 2 Heads Each Day | Nos | 41 | 1084.16 | Approved
AARANYA | EXPERIENCE CENTER | Interior Work |  | WO/PKB/PKX/19 | SWASH TECH SOLUTIONS PRIVATE LIMITED | 65mm thk. Full Height solid partition made of Aluminium Box Section | Providing and making of 65mm thk. full Height solid partition made of Aluminium box section (35x35mm section to be fixed with 600 c/c vertically and horizontally with necessary support from true ceiling) and 3mm HDF over 12mm thk. plywood, fixed on Single side. Surface to be finished as per wall finish specifications with all necessary hardware, fire retardant paint etc all complete as per direction of the Engineer In Charge / Architect. (FINISHES NOT INCLUDED) | Sq.Mtr. | 95.99 | 3200 | Approved
CHANDANNAGAR COMMERCIAL | MAIN TOWER | Water Proofing |  | WO/GC01/GC01/22 | PRERONA CONSTRUCTION | ROOF WATERPROOFING | ROOF WATERPROOFING i) Surface preparation : Charges towards cleaning the mother slab concrete surface with grinding, wire brush, water etc. to remove all loose dirt, dust, cement latience etc., sealing the cracks (if any) by polymer modified mortar enriched with Sika Latex Power etc., including necessary groove cutting along the construction joints, cleaning properly to remove all loose adhering particles, sealing & chamfering the same with fillet of mortar (Cement: sand – 1:4) admixed with Sika Latex Power, all complete as per manufacturers specification & direction of EIC. ii) Coating Work : Charges towards providing & application of two coats of 2 Comp.Acrylic polymer modified waterproofing slurry coating Sikatop Seal-109 hi, (after application of 1st coat Sikatop Seal 109 hi laying of Fibre glass cloth while the coating is in green stage then application of 2nd coat shall be applied ) as per manufacturer's specification and direction of EIC. After 24 hrs of coating , the same shall be cured for 3-4 days by sprinkling water on it. iii) Protective Plastering work : Charges towards providing 10-12 mm avg. thick cement Plaster (1:4) admixed with polymer based waterproofing admixture admixed with integral waterproofing compound Sika Plastocrete Plus @ 0.2% by wt. of cement, as per manufacturers specification and direction of EIC. All work to be done as per attached Method Statement – Roof Treatment with SikaTop®Seal 109hi (Only Cement will be supplied by client) | Sq.Ft. | 4340 | 48 | Approved
CHANDANNAGAR COMMERCIAL | MAIN TOWER | Water Proofing |  | WO/GC01/GC01/22 | PRERONA CONSTRUCTION | TOILET WATERPROOFING | TOILET WATERPROOFING 1. Bore Packing: Preparing the inside surface of core and PVC by roughening using suitable file to get better adhesion prior to packing works. Cleaning the surface by wire brushing followed water-cleaning to remove any laitance or loose flaky particles. Providing necessary formwork for packing the bore using suitable arrangement (depending upon site conditions). Applying a coat of polymer coating using Sika Latex to enhance adhesion between the packing material and other surfaces and Packing the gap using non-shrink cement polymer based grout using Sika Grout 214 or equivalent upto the surface of the bore whilst the Sika latex is in tacky state and then sealing with epoxy/polyester sealant. 2.Chipping and Cleaning of concrete surface to remove dust, oil, grease , loose paint / coating. 3.Groove cutting and halloring work in floor and wall joints with Sika Raintite (Single Component Acrylic Polymer for cement based waterproof composite coating membrane) modified mortar. 4. Coating Work : Charges towards providing & application of two coats of 2 Comp.Acrylic polymer modified waterproofing slurry coating Sikatop Seal-109 hi, (after application of 1st coat Sikatop Seal 109 hi laying of Fibre glass cloth while the coating is in green stage then application of 2nd coat shall be applied ) as per manufacturer's specification and direction of EIC. After 24 hrs of coating , the same shall be cured for 3-4 days by sprinkling water on it. 5. Protective (Finish) Plastering work : Charges towards providing 8-10mm avg. thick cement Plaster (1:4) admixed with polymer based waterproofing admixture admixed with integral waterproofing compound Sika Plastocrete Plus @ 0.2% by wt. of cement, as per manufacturers specification and direction of EIC. 6. Curing Complete. (Only Cement will be supplied by Client, subjected to reconciliation) | Sq.Ft. | 141 | 48 | Approved
CHANDANNAGAR COMMERCIAL | MAIN TOWER | Water Proofing |  | WO/GC01/GC01/22 | PRERONA CONSTRUCTION | OHR Waterproofing | OHR Waterproofing |  | 0 | 0 | Approved
CHANDANNAGAR COMMERCIAL | MAIN TOWER | Water Proofing |  | WO/GC01/GC01/22 | PRERONA CONSTRUCTION | Water proofing work at UGR (From Inside) | "Water proofing work at UGR (From Inside) : Surface preparation : Charges towards cleaning the surface with wire brush, water etc. to remove all dirt,dust, loose particles etc., sealing the cracks (if any), making necessary groove along the existing construction joints, removal of loose mortar/concrete , providing a bond coat of Sika Latex admixed cement slurry & finally patching the same with Sika Latex enriched cement-sand mortar etc. incl. sealing of Tie rods with Sika Latex enriched cement-sand mortar, all complete as per manufacturers specification and direction of EIC. (Cutting of Rod is Client's Scope) . Water Proofing Coating : Charges towards Providing two coats of 2 Comp.Acrylic polymer modified waterproofing slurry coating Sikatop Seal-109 hi, (after application of 1st coat of Sikatop Seal 109 hi laying of Fibre glass cloth while the coating is in green stage then application of 2nd coat shall be applied ) as per manufacturer specification and direction of EIC. After 24 hrs of coating , the same shall be cured for 3-4 days by sprinkling water on it. Protective Plaster : Providing 10-12 mm thick cement protective plaster (1:4) admixed with Sika Plastocrete Super @ 100gms/ bag of cement over coated surface, as per direction of EIC. Neat Cement Finish Inside UGR: Charges towards provide 4mm neat cement Punning (Cement consumption not more than 2.75kg/sqm) over Plastered surface using approved brand cement, all complete as per the specification and direction of Engineer-in-Charge. Cement will be supplied by client but subjected to reconciliation. Only Cement will be supplied by Client, but subjected to reconciliation." | Sq.Ft. | 370 | 48 | Approved
CHANDANNAGAR COMMERCIAL | MAIN TOWER | Water Proofing |  | WO/GC01/GC01/22 | PRERONA CONSTRUCTION | Septic Tank Inside Wall & Floor | Septic Tank Inside Wall & Floor -"Water proofing work at UGR (From Inside) : Surface preparation : Charges towards cleaning the surface with wire brush, water etc. to remove all dirt,dust, loose particles etc., sealing the cracks (if any), making necessary groove along the existing construction joints, removal of loose mortar/concrete , providing a bond coat of Sika Latex admixed cement slurry & finally patching the same with Sika Latex enriched cement-sand mortar etc. incl. sealing of Tie rods with Sika Latex enriched cement-sand mortar, all complete as per manufacturers specification and direction of EIC. (Cutting of Rod is Client's Scope) . Water Proofing Coating : Charges towards Providing two coats of 2 Comp.Acrylic polymer modified waterproofing slurry coating Sikatop Seal-109 hi, (after application of 1st coat of Sikatop Seal 109 hi laying of Fibre glass cloth while the coating is in green stage then application of 2nd coat shall be applied ) as per manufacturer specification and direction of EIC. After 24 hrs of coating , the same shall be cured for 3-4 days by sprinkling water on it. Protective Plaster : Providing 10-12 mm thick cement protective plaster (1:4) admixed with Sika Plastocrete Super @ 100gms/ bag of cement over coated surface, as per direction of EIC. Neat Cement Finish Inside UGR: Charges towards provide 4mm neat cement Punning (Cement consumption not more than 2.75kg/sqm) over Plastered surface using approved brand cement, all complete as per the specification and direction of Engineer-in-Charge. Cement will be supplied by client but subjected to reconciliation. Only Cement will be supplied by Client, but subjected to reconciliation." | Sq.Ft. | 595 | 48 | Approved
CHANDANNAGAR COMMERCIAL | MAIN TOWER | Water Proofing |  | WO/GC01/GC01/22 | PRERONA CONSTRUCTION | Screed Including Roof Floor | Screed Including Roof Floor: Charges towards laying of avg. 50 mm screed concrete in prop. of 1:1.5:3 (1 part cement :1.5 part sand: 3 part aggregate) admixed with integral waterproofing compound Sika Plastocrete Plus @ 0.2% by wt. of cement over the floor area, complete as per specification & direction of EIC. (Only Cement will be supplied by client) (Location - Roof ,OHT,UGR & SEPTIC TANK (if required)) - | Sq.Ft. | 4250 | 45 | Approved
CHANDANNAGAR COMMERCIAL | MAIN TOWER | Water Proofing |  | WO/GC01/GC01/22 | PRERONA CONSTRUCTION | Roof Flooring | Roof Flooring |  | 0 | 0 | Approved
CHANDANNAGAR COMMERCIAL | MAIN TOWER | Water Proofing |  | WO/GC01/GC01/22 | PRERONA CONSTRUCTION | Waterproofing work in OHR with Protective Plaster: | Waterproofing work in OHR with Protective Plaster: I. Surface Preparation All surfaces which are to receive the coating must be free from oil, grease, wax, dirt or any other form of foreign matter that might affect adhesion. Typically, concrete surfaces can be cleaned using a high pressure water jet and detergent. Poor quality, friable, or contaminated surfaces require grit-blasting or scrabbling. Spalled surfaces or those containing large blow-holes and other such defects should be repaired using Fosroc approved repair mortar or render. II. Coving: Coving at the junction of slab and vertical offsets with CM 1:4 mixed with Nitobond SBR at the dosage of 1 L/CM210 (FOSCO) bag of cement under. III. Application of waterproofing layer: Supply and apply of two coat of acrylic polymer modified cementitious waterproof coating Brushbond RFX over RCC at a total thickness of 1mm. Brushbond RFX shall contain a liquid polymer component and a cementitious powder component, which shall be mixed as per manufacturer’s instructions and applied over prepared concrete surface strictly maintaining the coverage specified by the manufacturer. The applied material of Brushbond RFX should have a weight loss of less than 1gm when tested for abrasion resistance according to ASTM-D4060, Pull off adhesion of greater than 1N/mm2 as per ASTM-D4541 and static crack accommodation of 1mm according to ASTM- C836.The performance of the coating should remain unaffected when tested for continuous exposure to UV rays in QUV weather meter. Each coating of BrushbondRFX will be 90 degree to each other. (Application will be done as per Manufacturer’s specification). Sprinkle fine aggregate immediately after the application of second coat. Cure the BrushbondRFX membrane for minimum 3 days as per normal curing practice. Consumption of Fosroc Brushbond RFX - (15Kg +5.088 Kg Pack) 12m2 -14m2 Cement will be supplied by Client at free of cost but subjected to reconciliation. IV. Protective (Finish) Plaster: The water proofing surface shall be protected with cement plaster of 12 mm (1:4) admixed with integral water proofing compound CONPLAST WL .(The minimum dosage is 125ml and the maximum is 200ml per 50kgs of cement) VI. Curing Complete. (Only Cement will be supplied by Client, subjected to reconciliation)" | Sq.Ft. | 700 | 38 | Approved
CHANDANNAGAR COMMERCIAL | MAIN TOWER | Water Proofing |  | WO/GC01/GC01/22 | PRERONA CONSTRUCTION | Food Grade Epoxy Resin | As a special treatment/protection over the above treatment, 02 coats of Food Grade Epoxy Resin based products is required to be applied as per manufacturer's specification & supervision. (Within the Reservoir wall surface only) | Sq.Ft. | 700 | 25 | Approved
CHANDANNAGAR COMMERCIAL | MAIN TOWER | Water Proofing |  | WO/GC01/GC01/22 | PRERONA CONSTRUCTION | Neat Cement for roof flooring | Neat cement finish over plastered surface (cement not move than 2.75 kg/sqm.) as per direction of Engineer-in-Charge. Location - Roof Floor. | Sq.Ft. | 4250 | 4 | Approved
CHANDANNAGAR COMMERCIAL | MAIN TOWER | Water Proofing |  | WO/GC01/GC01/22 | PRERONA CONSTRUCTION | Panelling & Sealent | Control joints of 4M X 4M size or as per Site engineer lnstruction to be provided and filling the panels with Sika sealant Location - Roof Floor | Sq.Ft. | 4250 | 10 | Approved
AARANYA | EXPERIENCE CENTER | Interior Work |  | WO/PKB/PKX/19 | SWASH TECH SOLUTIONS PRIVATE LIMITED | 12mm Ply | Providing & fixing 12mm ply using necessary tools & tackles as per drawing and as directed by the Engineer in Charge /Architect. | Sq.Ft. | 59.6 | 180 | Approved
AARANYA | EXPERIENCE CENTER | Interior Work |  | WO/PKB/PKX/19 | SWASH TECH SOLUTIONS PRIVATE LIMITED | Ms powder coated ventilation grill | Providing & fixing MS powder coated ventilation grill (Avg. 600mm X 150 mm) as per drawing and as directed by the Engineer in Charge /Architect. Location: Washroom | Pcs. | 4 | 2250 | Approved
AARANYA | EXPERIENCE CENTER | Interior Work |  | WO/PKB/PKX/19 | SWASH TECH SOLUTIONS PRIVATE LIMITED | Ripple Panel | Providing & fixing Ripple panel of 4 mm thick HDHMR sheet, CNC routed with approved design, having smooth and finished edges, factory prepared as per approved drawing and profile, ready for site installation as directed by the Engineer in Charge /Architect. | Nos. | 1776 | 91.3 | Approved
Primarc Aadvika | PRE-CONSTRUCTION PHASE | Temp fencing wall & Gate |  | WO/HW1/PHW1/38 | ADA-METCON | Transportation Charges | Transportation Charges including loading, unloading, shifting, lifting & safe handling of material all complete as directed by Engineer-in-Charge. | Lump Sum | 1 | 3000 | Approved
Primarc Aadvika | PRE-CONSTRUCTION PHASE | Temp fencing wall & Gate |  |  |  | MS sliding wheel | Charges for supply & erection of Sliding wheel for Gate as per requirement / direction of EIC. | Nos |  |  | Approved
Primarc Aadvika | PRE-CONSTRUCTION PHASE | Temp fencing wall & Gate |  |  |  | Handing Charges | Labour Charges for handling of old MS gate including removal & re-fixing and make it functional. | Lump Sum |  |  | Approved
Primarc Aadvika | PRE-CONSTRUCTION PHASE | Temp fencing wall & Gate |  |  |  | Wicket Gate | Providing, fabricating and fixing of wicket gate of size 1000 mm × 1200 mm within the existing gate, using required MS SHS members of approved size and thickness, including cutting, welding, fixing with necessary hinges, locking arrangement and accessories, complete with all materials, labour, tools & tackles, equipment as directed by the Engineer-in-Charge. | Kg |  |  | Approved
Primarc Aadvika | PRE-CONSTRUCTION PHASE | Temp fencing wall & Gate |  | WO/HW1/PHW1/34 | GANAPATI ENTERPRISE | Dismantling Work for Main Gate Channel Fixing | Labour charges for concrete dismantling work for bottom ISMB channel fixing of 9mtr main gate. | Lump Sum | 1 | 10000 | Approved
AARANYA | EXPERIENCE CENTER | Rental Charges |  | WO/PKB/PKX/56 | ADITYA ENTERPRISE | Rental Charges of Coffee Machine | Rental Charges for Microbar Coffee Vending Machine of Lavazza Including Maintenance. | Monthly | 12 | 3500 | Approved
AARANYA | EXPERIENCE CENTER | Rental Charges |  |  |  | Rental Charges of Coffee Machine. | Rental Charges for Microbar Coffee Vending Machine of Lavazza Including Maintenance. | Monthly |  |  | Draft
AARANYA | EXPERIENCE CENTER | Rental Charges |  |  |  | Rental Charges of Coffee Machine.. | Rental Charges for Microbar Coffee Vending Machine of Lavazza Including Maintenance. | Monthly |  |  | Draft
Primarc Aadvika | PRE-CONSTRUCTION PHASE | Temp fencing wall & Gate |  | WO/HW1/PHW1/35 | ADA-METCON | MS Gate Repairing Work | Providing, fabricating and fixing of wicket gate of size 1000 mm × 1200 mm within the existing MS gate (9mtr) using required MS SHS members, including cutting, welding, alignment and fixing with necessary hinges and locking arrangement, complete, along with supply and erection of MS sliding wheels of approved size and capacity with all fittings for smooth operation, and labour charges for dismantling, re-fixing and making the existing gate fully functional, complete in all respects as directed by the Engineer-in-Charge (EIC). |  | 0 | 0 | Approved
Primarc Aadvika | PRE-CONSTRUCTION PHASE | Temp fencing wall & Gate |  | WO/HW1/PHW1/35 | ADA-METCON | Wicket Gate | Providing, fabricating and fixing of wicket gate of size 1000 mm × 1200 mm within the existing MS gate using new MS SHS and applying one coat of red oxide primer. | Kg | 45 | 115 | Approved
Primarc Aadvika | PRE-CONSTRUCTION PHASE | Temp fencing wall & Gate |  | WO/HW1/PHW1/35 | ADA-METCON | MS sliding wheels | Charges for supply & erection of Sliding wheel for Gate as per requirement / direction of EIC . | Nos | 8 | 2200 | Approved
Primarc Aadvika | PRE-CONSTRUCTION PHASE | Temp fencing wall & Gate |  | WO/HW1/PHW1/35 | ADA-METCON | Handing Charges | Labour Charges for handling of old MS gate including removal & re-fixing and make it functional. | Lump Sum | 1 | 15000 | Approved
Primarc Aadvika | EXPERIENCE CENTER | Rental Charges |  | WO/HW1/PHW3/45 | ADITYA ENTERPRISE | Rental Charges of Coffee Machine | Rental Charges for Microbar Coffee Vending Machine of Lavazza Including Maintenance. | Monthly | 12 | 3500 | Approved
The Ramdulari | BLOCK | Window and Glazing |  | WO/RP/RP02/38 | AESTHETIK ENGINEERS LIMITED | Fixed Beside Pivot Door | Fixed Beside Pivot Door System-SCHUCO SERIES ADS 50 NI 24.0 DGU (6 SKN 176 HS +12MM AIR GAP +5MM CLEAR TOUGHENED GLASS. | Sq.Ft. | 220.5 | 3500 | Approved
The Ramdulari | COMMON INFRASTRUCTURE | Boundary Wall |  | WO/RP/RP03/32 | NEW L. N. CONSTRUCTION | Extra Additional Items | Extra Additional Items |  | 0 | 0 | Approved
The Ramdulari | COMMON INFRASTRUCTURE | Boundary Wall |  | WO/RP/RP03/32 | NEW L. N. CONSTRUCTION | RCC dismantling | All charges for RCC dismantling all complete including cleaning all rubbish, lifting and staging as per direction of Engineer in charge. | Cum. | 4.5 | 3950 | Approved
The Ramdulari | COMMON INFRASTRUCTURE | Boundary Wall |  | WO/RP/RP03/32 | NEW L. N. CONSTRUCTION | Mason | Charges for Mason for misc. work 12 hrs/day at site as per requirement & direction of Engineer-in-Charge. | Nos | 17 | 680 | Approved
The Ramdulari | COMMON INFRASTRUCTURE | Boundary Wall |  | WO/RP/RP03/32 | NEW L. N. CONSTRUCTION | Helper | Charges for Helper for misc. work 12 hrs/day at site as per requirement & direction of Engineer-in-Charge. | Nos | 21 | 580 | Approved
The Ramdulari | COMMON INFRASTRUCTURE | Boundary Wall |  | WO/RP/RP03/32 | NEW L. N. CONSTRUCTION | Pouring of RMC | Labour charges for Pouring of RMC including labour, tools, tackles, scaffolding, curing etc. complete as per direction of Engineer-in-Charge and technical specification. (RMC supplied by client). | Nos | 4.5 | 1450 | Approved
The Soul, Rajarhat | BASEMENT WITH PODIUM | Water Proofing |  | WO/HR01/BP01/78 | DRS AQUA ENGINEER | Crystalline coating over Vertical and Horizontal surface | Crystalline coating over Vertical and Horizontal surface : Providing and applying integral crystalline slurry (Penetron Slurry) of hydrophilic in nature for waterproofing treatment to the RCC walls in the ration 3:1 ( 3 part penetron slurry : 1 part water). Before application of penetron slurry the surface must be sufficiently wet with the clean water. Damp and wet surface required for this appliocation. Total coverage 1.4 kg/sqmt. | Sq.Mtr. | 162.3 | 645.84 | Approved
The Ramdulari | BLOCK | Water Proofing |  | WO/RP/RP02/79 | DRS AQUA ENGINEER | MAPEROOF SWEEL (310ML) FOR BORE PACKING | Providing and applying one-component hydro-expansive hydrophilic sealant paste using Mapei Mapeproof Swell (in 320 ml cartridges), for sealing pipe penetrations, construction joints, cracks, and water seepage points in reinforced concrete, applied by extrusion gun in continuous bead (6–13 mm dia) on clean and sound substrate, including surface preparation, removal of dust/loose particles, cutting nozzle, application, ensuring proper confinement within joint/crack, allowing for expansion on contact with water, and all materials, labour, tools, and incidental works complete as per manufacturer’s specifications and Engineer-in-charge instructions.Location Planter | Nos | 19 | 3500 | Approved
Primarc Chambers | BLOCK | Interior Work |  | WO/PCH/PC01/104 | S.M. ENTERPRISE | Charges for Partition Wall dismantling & repairing work at 5th floor, Unit No-106,107,108 & 109 | Charges for partition wall dismantling work (3 nos-25ft X 9 ft. approx.) & repairing of wall with proper finish including shifting of rubbish all complete using necessary tools, tackles ,materials & labour, as per direction of Engineer In Charge Location: 5th floor, Unit No-106,107,108,109 Work Timing : 7 PM to 7 AM (Next Day) | Lump Sum | 1 | 50000 | Approved
Primarc Chambers | BLOCK | Interior Work |  | WO/PCH/PC01/104 | S.M. ENTERPRISE | Charges for loading & unloading | Charges for loading-unloading, transportation ,hire charges for machinery as per direction of EIC | Lump Sum | 1 | 2000 | Approved
Primarc Aahana | MEP | Plumbing/Sanitory | External Plumbing | WO/AAH/AAH06/1 | PRAHALLAD CONSTRUCTION PRIVATE LIMITED | Charges for laying, fitting and fixing UPVC Pipe (SH-40 or 80) | Charges for laying, fitting and fixing UPVC Pipe (SH-40 or 80) (For Construction Water Supply purpose) as per IS:4984 of various dia at 600 to 700mm depth from FGL and perfect alignment as shown in drawing complete ….to prevent collapsing of soil.with solvent cement joints including cutting the pipes to correct length testing, including providing an fixing with all types of UPVC fittings all complete. (For Cold Water Piping) (only pipe, fittings would be supplied by the Employer free of cost, but subjected to reconciliation)- Under Ground |  | 0 | 0 | Approved
Primarc Aahana | MEP | Plumbing/Sanitory | External Plumbing | WO/AAH/AAH06/1 | PRAHALLAD CONSTRUCTION PRIVATE LIMITED | Fitting and fixing uPVC pipe (SCH 40 or SCH 80) | Labour Charges for Laying, fitting and fixing uPVC pipe (SCH 40 or SCH 80) as per IS: 4984 various dia as shown in drawing complete with all sorts of fittings ( e.g tee, bends, elbows, coupler, unions, reducers, flanges etc.) as required jointed with heavy duty solvent cement as per manufacturers specification or threaded joint wherever required and as per instruction of EIC. (for the above, Groove Cutting, mending good the damages, uPVC Pipe concealed inside of the Toilet (Required) for Cold Line including their necessary fittings as Elbows, Tees, Sockets),in case available standard fittings is not possible to use, fabricated fittings as per site requirement / as per drawing is to be used to lay the pipe in specified manner.[ Necessary Dia. of Pipes & their Fittings and all CP Fitting Materials will be supplied by Client and Sand, Stone Chips, Other Loose Materials as Screws, Nail, MS Hooks, Solvent Cement, Jute, White Zinc, White Cement, MS Angle / Bracket,Universal clamp, MS Saddle Clamp will be supplied by Client] (Domestic water supply .). - Above Ground |  | 0 | 0 | Approved
Primarc Aahana | MEP | Plumbing/Sanitory | External Plumbing | WO/AAH/AAH06/1 | PRAHALLAD CONSTRUCTION PRIVATE LIMITED | Fixing forged brass nickel plated lever operated ball valve | Labour charge for fixing forged brass nickel plated lever operated ball valve of full flow with forged brass hard chrome plated ball with min. working pressure of 16 Kg/cm2 . Lever should be anti rust coating, complete in all respects (For Domestic CWS/FWS Application) |  | 0 | 0 | Approved
Primarc Aahana | MEP | Plumbing/Sanitory | External Plumbing | WO/AAH/AAH06/1 | PRAHALLAD CONSTRUCTION PRIVATE LIMITED | Fixing forged brass nickel plated NRV | Labour charge for fixing forged brass nickel plated NRV of full flow with forged brass hard chrome plated ball with min. working pressure of 16 Kg/cm2 . Lever should be anti rust coating, complete in all respects (For Domestic CWS/FWS Application) |  | 0 | 0 | Approved
Primarc Aahana | MEP | Plumbing/Sanitory | External Plumbing | WO/AAH/AAH06/1 | PRAHALLAD CONSTRUCTION PRIVATE LIMITED | 50 mm Dia | 50 mm Dia | RMT | 35 | 270 | Approved
Primarc Aahana | MEP | Plumbing/Sanitory | External Plumbing | WO/AAH/AAH06/1 | PRAHALLAD CONSTRUCTION PRIVATE LIMITED | 20 mm Dia | 20 mm Dia | RMT | 30 | 170 | Approved
Primarc Aahana | MEP | Plumbing/Sanitory | External Plumbing | WO/AAH/AAH06/1 | PRAHALLAD CONSTRUCTION PRIVATE LIMITED | 50 mm Dia | 50 mm Dia | RMT | 270 | 240 | Approved
Primarc Aahana | MEP | Plumbing/Sanitory | External Plumbing | WO/AAH/AAH06/1 | PRAHALLAD CONSTRUCTION PRIVATE LIMITED | 20 mm Dia | 20 mm Dia | Nos | 18 | 190 | Approved
Primarc Aahana | MEP | Plumbing/Sanitory | External Plumbing | WO/AAH/AAH06/1 | PRAHALLAD CONSTRUCTION PRIVATE LIMITED | 50 mm Dia (UPVC) | 50 mm Dia (UPVC) | Nos | 6 | 350 | Approved
Primarc Aahana | MEP | Plumbing/Sanitory | External Plumbing | WO/AAH/AAH06/1 | PRAHALLAD CONSTRUCTION PRIVATE LIMITED | 50 mm Dia | 50 mm Dia | Nos | 1 | 350 | Approved
Primarc Aahana | MEP | Plumbing/Sanitory | External Plumbing | WO/AAH/AAH06/1 | PRAHALLAD CONSTRUCTION PRIVATE LIMITED | Labour charge for fixing forged brass 50 mm Dia WATER FLOW METER | Labour charge for fixing forged brass 50 mm Dia WATER FLOW METER | Nos | 1 | 550 | Approved
The Ramdulari | COMMON INFRASTRUCTURE | Consultancy Charges | ARCHITECT | WO/RP/RP03/1 | Nexus | Resubmission Drawing for Rule 26 Approval | Preparation, modification, and resubmission of drawings as per Rule 26 requirements, including incorporation of authority comments, coordination with relevant departments, and submission for approval, complete in all respects. | Lump Sum | 1 | 154798 | Approved
AARANYA | COMMON INFRASTRUCTURE | Grill / Steel Work |  | WO/PKB/PKB2/32 | PROTECH ENGINEERS | Supply,Fabrication & Erection of MS Gate | Supply, fabrication and erection of MS Gate including paint finish, all complete as per drawing, specification and direction of Engineer-in-Charge. |  | 0 | 0 | Approved
AARANYA | COMMON INFRASTRUCTURE | Grill / Steel Work |  | WO/PKB/PKB2/32 | PROTECH ENGINEERS | Supply,Fabrication & Erection of MS Gate | Supply,fabrication and erection of MS Gate with all complete including materials,equipments,Ms plate,hinge ,lock,latch,handle, necessary tools & tackles, labours, cost of one coat Epoxy Primer, transportation and loading-unloading for all levels as per drawing, specification and direction of Engineer-in-Charge. (Only SHS 125mm X 125mm X 5mm MS Section will be provided by client subject to reconciliation and rest all material will be in contractor scope) Location : MS Gate - G3 4200mm Wide (CESC-Transformer Area) | Lump Sum | 1 | 36000 | Approved
AARANYA | COMMON INFRASTRUCTURE | Grill / Steel Work |  | WO/PKB/PKB2/32 | PROTECH ENGINEERS | Providing and applying Epoxy Primer & Synthetic Enamel Paint | Providing and applying of one coat Epoxy Primer followed by two coats of synthetic enamel paint of approved shade and brand including scraping, sand papering with all finishing work at top surface of all M.S member as per drawing & direction of Engineer-in-Charge. Approved Brand: ICI/Berger/Asian Paint Location : MS Gate - G3- 4200mm Wide(CESC-Transformer Area) Colour: As Approved from Site/ Architect | Lump Sum | 1 | 4200 | Approved
The Ramdulari | BLOCK | AC Ledge Works |  | WO/RP/RP02/55 | AESTHETIK ENGINEERS LIMITED | M10 | Supply and installation of GI Anchor Fastener M10 of approved make (Hilti/Klimas), including drilling, fixing as per BOQ & direction of EIC. | Nos | 300 | 100 | Approved
SOUTHWINDS PROJECT LLP (PHASE - III & IV) | BLOCK PHASE - IV | Civil |  | WO/SP34/BP4/25 | M.A Construction | Cost difference of Diesel | Charges for cost difference of Diesel (Apr'2024 to Sept'2025) | Ltrs. | 27053.83 | 15.99 | Approved
SOUTHWINDS PROJECT LLP (PHASE - III & IV) | FINISHING PHASE - IV | Flooring Work |  | WO/SP34/FW4/22 | JYOTI TILES LLP | Extra Work.. | Extra Work.. |  | 0 | 0 | Approved
SOUTHWINDS PROJECT LLP (PHASE - III & IV) | FINISHING PHASE - IV | Flooring Work |  | WO/SP34/FW4/22 | JYOTI TILES LLP | Labour Charges for backing Plaster at GF Lift Wall | Labour Charges for backing Plaster at GF Lift Wall | Sq.Ft. | 140.24 | 25 | Approved
SOUTHWINDS PROJECT LLP (PHASE - III & IV) | FINISHING PHASE - IV | Flooring Work |  | WO/SP34/FW4/22 | JYOTI TILES LLP | Labour Charges for Fixing Black Stone on Floor_GF Meter Room | Labour Charges for Fixing Black Stone on Floor_GF Meter Room | Sq.Ft. | 134.37 | 43 | Approved
SOUTHWINDS PROJECT LLP (PHASE - III & IV) | CLUB PHASE - III & IV | Networking-Interiors |  | WO/SP34/CW34/12 | SHREE E-SOLUTIONS | IP Dome Camera 2 MP 1920 x 1080@30fps - Make: CP PLUS-UNC-DA41L3B-D-LQ | Supply, Intallations, Testing & Commissiong of H.265+ High quality imaging 1/2.8" Progressive Scan CMOS SENSOR, IP Dome Camera 2 MP 1920 x 1080@30fps, IR upto 30 mtr, Fixed Lens, H.265+ compression technology to save bandwidth and storage, Clear imaging Nos. (against strong back light due to DWDR technology, 3D DNR technology delivers clean and sharp images, 12V DC, Day & Night - IR Cut Filter, Water and dust resistant (IP67), PoE Supported. Make: CP PLUS-UNC-DA41L3B-D-LQ) | Nos | 6 | 4150 | Approved
SOUTHWINDS PROJECT LLP (PHASE - III & IV) | CLUB PHASE - III & IV | Networking-Interiors |  | WO/SP34/CW34/12 | SHREE E-SOLUTIONS | IP Bullet Camera 2 MP 1920 1080@30fps - Make: CP PLUS-UNC-TA41L3B-D-LQ | Supply, Intallations, Testing & Commissiong of H.265+ High quality imaging 1/2.8" Progressive Scan CMOS SENSOR, IP Bullet Camera 2 MP 1920 1080@30fps, IR upto 30 mtr, Fixed Lens, H.265+ compression technology to save bandwidth and storage, Clear imaging Nos. against strong back light due to DWDR technology, 3D DNR technology delivers clean and sharp images, 12V DC, Day & Night IR Cut Filter, Water and dust resistant (IP67), PoE Supported. Make: CP PLUS-UNC-TA41L3B-D-LQ) | Nos | 9 | 4250 | Approved
SOUTHWINDS PROJECT LLP (PHASE - III & IV) | CLUB PHASE - III & IV | Networking-Interiors |  | WO/SP34/CW34/12 | SHREE E-SOLUTIONS | NVR 32 Channel - Make: CP PLUS UNR-4K4322-V3 | Supply, Intallations, Testing & Commissiong of NVR 32 Channel, 12MP@30fps, DEFINATION DISPLAY & RECORDING, LAN, TCP/IP, back-up on USB, 5 USERS on Client S/W over LAN, built-in Web Server for Remote Surveillance on Internet Explorer, VGA O/P, HDMI O/P, 4K Display, 4 SATA HDD(Support upto 10TB Capacity each HDD) 4K4322-V3). Make: CP PLUS UNR-4K4322-V3 | Nos | 1 | 12600 | Approved
SOUTHWINDS PROJECT LLP (PHASE - III & IV) | MEP PHASE - IV | Networking-Interiors |  | WO/SP34/MW4/56 | SHREE E-SOLUTIONS | 16 CH DVR Channel metal body DVR with HDMI VGA output upto 720p resolution | Supply, Intallations, Testing & Commissiong of 16 CH DVR Channel metal body DVR with HDMI VGA output upto 720p resolution | Nos | 6 | 14350 | Approved
SOUTHWINDS PROJECT LLP (PHASE - III & IV) | MEP PHASE - IV | Networking-Interiors |  | WO/SP34/MW4/56 | SHREE E-SOLUTIONS | 8 port switch with all accessories | Supply, Intallations, Testing & Commissiong of 8 port switch with all accessories | Nos | 1 | 1650 | Approved
SOUTHWINDS PROJECT LLP (PHASE - III & IV) | MEP PHASE - IV | Networking-Interiors |  | WO/SP34/MW4/56 | SHREE E-SOLUTIONS | Cat-6 Video cable | Supply, laying, Testing & Commissiong of Cat-6 Video cable | Mtrs. | 256 | 29 | Approved
SOUTHWINDS PROJECT LLP (PHASE - III & IV) | CLUB PHASE - III & IV | External Plumbing |  | WO/SP34/CW34/20 | Satya Agro Irrigation Co. (ARJPS5167N) | 20mm / 3/4" UPVC Ball Valve | 20mm / 3/4" UPVC Ball Valve | Nos | 8 | 750 | Approved
SOUTHWINDS PROJECT LLP (PHASE - III & IV) | BLOCK PHASE - IV | Internal Plumbing |  |  |  | New Item | New Item |  |  |  | Cancelled
SOUTHWINDS PROJECT LLP (PHASE - III & IV) | BLOCK PHASE - IV | Internal Plumbing |  |  |  | GI pipe - 20 mm dia | Labour Charges for Laying, fitting and fixing GI pipe various dia as shown in drawing complete with all sorts of fittings ( e.g tee, bends, elbows, coupler, unions, reducers, flanges etc.) as required jointed with heavy duty Joot and Zinc Bitumin painting with insulation wrapping coating as per manufacturers specification or threaded joint wherever required and as per instruction of EIC. (for the above, Groove Cutting, mending good the damages, GI Pipe concealed inside of the Heat Room (Required) for Hot water Line including their necessary fittings as Elbows, Tees, Sockets),in case available standard fittings is not possible to use, fabricated fittings as per site requirement / as per drawing is to be used to lay the pipe in specified manner.[ Necessary Dia. of Pipes & their Fittings will be supplied by Client and Sand, Stone Chips, Other Loose Materials as Screws, Nail, MS Hooks, Zinc, Jute, White Zinc, White Cement, MS Angle / Bracket,Universal clamp, MS Saddle Clamp will be supplied by Contractor] (Domestic/Flu./Hot water supply at Terrace, Down takes ,Risers, Overflow drain and vent pipe for OHT etc.). 20 mm dia | RMT |  |  | Approved
SOUTHWINDS PROJECT LLP (PHASE - III & IV) | BLOCK PHASE - IV | Internal Plumbing |  |  |  | forged CPVC lever operated ball valve - 20 mm dia | Labour charge for fixing forged CPVC lever operated ball valve of full flow with forged brass hard chrome plated ball with min. working pressure of 16 Kg/cm2 . Lever should be anti rust coating, complete in all respects (For Domestic CWS/FWS Application) 20 mm dia | Nos |  |  | Approved
SOUTHWINDS PROJECT LLP (PHASE - III & IV) | BLOCK PHASE - IV | Internal Plumbing |  |  |  | 50 mm Flow Switch | Labour Charges for Fitting & fixing of 50 mm Flow Switch | Nos |  |  | Approved
SOUTHWINDS PROJECT LLP (PHASE - III & IV) | BLOCK PHASE - IV | Internal Plumbing |  |  |  | Booster Pump | Labour Charges for fitting & fixing of Booster Pump | Nos |  |  | Approved
SOUTHWINDS PROJECT LLP (PHASE - III & IV) | BLOCK PHASE - IV | Internal Plumbing |  |  |  | Heat pump | Labour Charges for fitting & fixing of Heat pump | Nos |  |  | Approved
SOUTHWINDS PROJECT LLP (PHASE - III & IV) | BLOCK PHASE - IV | Internal Plumbing |  |  |  | Recycle pump | Labour Charges for fitting & fixing of Recycle pump | Nos |  |  | Approved
SOUTHWINDS PROJECT LLP (PHASE - III & IV) | BLOCK PHASE - IV | Internal Plumbing |  |  |  | Hand Dryer | Labour Charges for fitting & fixing of Hand Dryer | Nos |  |  | Approved
SOUTHWINDS PROJECT LLP (PHASE - III & IV) | BLOCK PHASE - IV | Internal Plumbing |  |  |  | Paper Towel Dispencer | Labour Charges for fitting & fixing of Paper Towel Dispencer | Nos |  |  | Approved
SOUTHWINDS PROJECT LLP (PHASE - III & IV) | BLOCK PHASE - IV | Internal Plumbing |  |  |  | Table Mounted Sink Cock | Labour Charges for fitting & fixing of Table Mounted Sink Cock | Nos |  |  | Approved
SOUTHWINDS PROJECT LLP (PHASE - III & IV) | BLOCK PHASE - IV | Internal Plumbing |  |  |  | Angular Stop Cock | Labour Charges for fitting & fixing of Angular Stop Cock | Nos |  |  | Approved
SOUTHWINDS PROJECT LLP (PHASE - III & IV) | MEP PHASE - IV | Internal Plumbing |  | WO/SP34/MW4/39 | GOBINDA CHANDRA SAHOO | New Item | New Item |  | 0 | 0 | Approved
SOUTHWINDS PROJECT LLP (PHASE - III & IV) | MEP PHASE - IV | Internal Plumbing |  | WO/SP34/MW4/39 | GOBINDA CHANDRA SAHOO | GI pipe - 20 mm dia | Labour Charges for Laying, fitting and fixing GI pipe various dia as shown in drawing complete with all sorts of fittings ( e.g tee, bends, elbows, coupler, unions, reducers, flanges etc.) as required jointed with heavy duty Joot and Zinc Bitumin painting with insulation wrapping coating as per manufacturers specification or threaded joint wherever required and as per instruction of EIC. (for the above, Groove Cutting, mending good the damages, GI Pipe concealed inside of the Heat Room (Required) for Hot water Line including their necessary fittings as Elbows, Tees, Sockets),in case available standard fittings is not possible to use, fabricated fittings as per site requirement / as per drawing is to be used to lay the pipe in specified manner.[ Necessary Dia. of Pipes & their Fittings will be supplied by Client and Sand, Stone Chips, Other Loose Materials as Screws, Nail, MS Hooks, Zinc, Jute, White Zinc, White Cement, MS Angle / Bracket,Universal clamp, MS Saddle Clamp will be supplied by Contractor] (Domestic/Flu./Hot water supply at Terrace, Down takes ,Risers, Overflow drain and vent pipe for OHT etc.). 20 mm dia | RMT | 12.8 | 195 | Approved
SOUTHWINDS PROJECT LLP (PHASE - III & IV) | MEP PHASE - IV | Internal Plumbing |  | WO/SP34/MW4/39 | GOBINDA CHANDRA SAHOO | forged CPVC lever operated ball valve - 20 mm dia | Labour charge for fixing forged CPVC lever operated ball valve of full flow with forged brass hard chrome plated ball with min. working pressure of 16 Kg/cm2 . Lever should be anti rust coating, complete in all respects (For Domestic CWS/FWS Application) 20 mm dia | Nos | 5 | 160 | Approved
SOUTHWINDS PROJECT LLP (PHASE - III & IV) | MEP PHASE - IV | Internal Plumbing |  | WO/SP34/MW4/39 | GOBINDA CHANDRA SAHOO | 50 mm Flow Switch | Labour Charges for Fitting & fixing of 50 mm Flow Switch | Nos | 3 | 350 | Approved
SOUTHWINDS PROJECT LLP (PHASE - III & IV) | MEP PHASE - IV | Internal Plumbing |  | WO/SP34/MW4/39 | GOBINDA CHANDRA SAHOO | Booster Pump | Labour Charges for fitting & fixing of Booster Pump | Nos | 1 | 2500 | Approved
SOUTHWINDS PROJECT LLP (PHASE - III & IV) | MEP PHASE - IV | Internal Plumbing |  | WO/SP34/MW4/39 | GOBINDA CHANDRA SAHOO | Heat pump | Labour Charges for fitting & fixing of Heat pump | Nos | 1 | 2500 | Approved
SOUTHWINDS PROJECT LLP (PHASE - III & IV) | MEP PHASE - IV | Internal Plumbing |  | WO/SP34/MW4/39 | GOBINDA CHANDRA SAHOO | Recycle pump | Labour Charges for fitting & fixing of Recycle pump | Nos | 1 | 2000 | Approved
SOUTHWINDS PROJECT LLP (PHASE - III & IV) | MEP PHASE - IV | Internal Plumbing |  | WO/SP34/MW4/39 | GOBINDA CHANDRA SAHOO | Hand Dryer | Labour Charges for fitting & fixing of Hand Dryer | Nos | 6 | 125 | Approved
SOUTHWINDS PROJECT LLP (PHASE - III & IV) | MEP PHASE - IV | Internal Plumbing |  | WO/SP34/MW4/39 | GOBINDA CHANDRA SAHOO | Paper Towel Dispencer | Labour Charges for fitting & fixing of Paper Towel Dispencer | Nos | 6 | 100 | Approved
SOUTHWINDS PROJECT LLP (PHASE - III & IV) | MEP PHASE - IV | Internal Plumbing |  | WO/SP34/MW4/39 | GOBINDA CHANDRA SAHOO | Table Mounted Sink Cock | Labour Charges for fitting & fixing of Table Mounted Sink Cock | Nos | 3 | 125 | Approved
SOUTHWINDS PROJECT LLP (PHASE - III & IV) | MEP PHASE - IV | Internal Plumbing |  | WO/SP34/MW4/39 | GOBINDA CHANDRA SAHOO | Angular Stop Cock | Labour Charges for fitting & fixing of Angular Stop Cock | Nos | 1 | 125 | Approved
The Ramdulari | OVERHEAD | Housekeeping |  |  |  | Providing Housekeeping | Providing supervisor & HK staff for deep cleaning. | Head |  |  | Draft
The Ramdulari | OVERHEAD | Housekeeping |  |  |  | Supervisor | Providing one supervisor for supervise the deep cleaning activity | Head/Day |  |  | Draft
The Ramdulari | OVERHEAD | Housekeeping |  |  |  | Housekeeper | Providing housekeeper for deep cleaning | Head/Day |  |  | Draft
The Ramdulari | OVERHEAD | Housekeeping |  |  |  | Scrubbing Machine | Rental charges for single disk scrubbing machine | Monthly |  |  | Draft
The Ramdulari | OVERHEAD | Housekeeping |  |  |  | Vacuum Cleaner | Rental charges for industrial vacuum cleaner | Monthly |  |  | Draft
The Ramdulari | OVERHEAD | Housekeeping |  | WO/RP/RP04/27 | DEC PROPERTY MANAGEMENT INDIA PVT LTD | Providing Housekeeping.. | Providing supervisor & HK staff for deep cleaning.. | Head | 0 | 0 | Approved
The Ramdulari | OVERHEAD | Housekeeping |  | WO/RP/RP04/27 | DEC PROPERTY MANAGEMENT INDIA PVT LTD | Supervisor | Providing one supervisor for supervise the deep cleaning activity | Head/Day | 6 | 1000 | Approved
The Ramdulari | OVERHEAD | Housekeeping |  | WO/RP/RP04/27 | DEC PROPERTY MANAGEMENT INDIA PVT LTD | Housekeeper | Providing housekeeper for deep cleaning | Head/Day | 13 | 750 | Approved
The Ramdulari | OVERHEAD | Housekeeping |  | WO/RP/RP04/27 | DEC PROPERTY MANAGEMENT INDIA PVT LTD | Scrubbing Machine | Rental charges for single disk scrubbing machine | Monthly | 1 | 5500 | Approved
The Ramdulari | OVERHEAD | Housekeeping |  | WO/RP/RP04/27 | DEC PROPERTY MANAGEMENT INDIA PVT LTD | Vacuum Cleaner | Rental charges for industrial vacuum cleaner | Monthly | 1 | 2000 | Approved
Primarc Aadvika | PRE-CONSTRUCTION PHASE | Borewell Installation |  | WO/HW1/PHW1/40 | MOHINI HIGHTECH MOTOR STORES | 2.0 HP Jockey Pump & Motor Repair | Charges for Repairing of 2.0 HP Jockey Pump & Motor, complete as per site requirement and direction Engineer in Charge, including flowing - 1. Motor re-winding 2. Upper/Lower bearing change 3. Motor back side fan cover change 4. Motor stuck & bolt change (4pcs) 5. Pump mechanic seal change 6. Pump bush change (4pcs) 7. Lifting and fitting 8. Transportation | Lump Sum | 1 | 10000 | Amended & Approved
Primarc Aadvika | PRE-CONSTRUCTION PHASE | Borewell Installation |  | WO/HW1/PHW1/40 | MOHINI HIGHTECH MOTOR STORES | 1.5 HP Slash Pump Repair | Charges for Repairing of 1.5 HP Slash Pump, complete as per site requirement and direction Engineer in Charge, including flowing - 1. Heat Varnishing 2. Mechanic seal change 3. Upper/Lower bearing change 4. Capacitor change 5. Transportation | Lump Sum | 1 | 4000 | Approved
Primarc Aadvika | PRE-CONSTRUCTION PHASE | Site Office | Plumbing Work | WO/HW1/PHW1/41 | RELIABLE REFRIGERATION COMPANY | Repairing of RO Plant | Repairing of RO Plant |  | 0 | 0 | Amended & Submitted
Primarc Aadvika | PRE-CONSTRUCTION PHASE | Site Office | Plumbing Work | WO/HW1/PHW1/41 | RELIABLE REFRIGERATION COMPANY | Media | Charges for Supply of Media as per requirement. | Kg | 200 | 38 | Approved
Primarc Aadvika | PRE-CONSTRUCTION PHASE | Site Office | Plumbing Work | WO/HW1/PHW1/41 | RELIABLE REFRIGERATION COMPANY | Activated Carbon | Charges for Supply of Activated Carbon as per requirement. | Kg | 25 | 128 | Approved
Primarc Aadvika | PRE-CONSTRUCTION PHASE | Site Office | Plumbing Work | WO/HW1/PHW1/41 | RELIABLE REFRIGERATION COMPANY | Resin | Charges for Supply of Resin as per requirement. | Ltrs. | 50 | 260 | Approved
Primarc Aadvika | PRE-CONSTRUCTION PHASE | Site Office | Plumbing Work | WO/HW1/PHW1/41 | RELIABLE REFRIGERATION COMPANY | Float Sensor | Charges for Supply of Float Sensor as per requirement. | Nos | 2 | 680 | Approved
Primarc Aadvika | PRE-CONSTRUCTION PHASE | Site Office | Plumbing Work | WO/HW1/PHW1/41 | RELIABLE REFRIGERATION COMPANY | Delivery charges | Delivery charges of material | Lump Sum | 1 | 1500 | Approved
Primarc Aadvika | PRE-CONSTRUCTION PHASE | Site Office | Plumbing Work | WO/HW1/PHW1/41 | RELIABLE REFRIGERATION COMPANY | Labour charges | Labour charges for repairing job all complete | Lump Sum | 1 | 3000 | Approved
The Ramdulari | PRE-CONSTRUCTION PHASE | Plumbing/Sanitory |  | WO/RP/RP01/58 | MOHINI HIGHTECH MOTOR STORES | Repairing Work for 5.0Hp Openwell Submersible Pump & Motor with Following Spares. | Repairing Work for 5.0Hp Openwell Submersible Pump & Motor with Following Spares. |  | 0 | 0 | Approved
The Ramdulari | PRE-CONSTRUCTION PHASE | Plumbing/Sanitory |  | WO/RP/RP01/58 | MOHINI HIGHTECH MOTOR STORES | Repairing Work for 3.0Hp Sump Pump & Motor with Following Spares. | Repairing Work for 3.0Hp Sump Pump & Motor with Following Spares. |  | 0 | 0 | Approved
The Ramdulari | PRE-CONSTRUCTION PHASE | Plumbing/Sanitory |  | WO/RP/RP01/58 | MOHINI HIGHTECH MOTOR STORES | Repairing Work for 1/2Hp Tulu Pump & Motor with Following Spares. | Repairing Work for 1/2Hp Tulu Pump & Motor with Following Spares. |  | 0 | 0 | Approved
The Ramdulari | PRE-CONSTRUCTION PHASE | Plumbing/Sanitory |  | WO/RP/RP01/58 | MOHINI HIGHTECH MOTOR STORES | Transportation Charge | Transportation Charge | Lump Sum | 1 | 1200 | Approved
The Ramdulari | PRE-CONSTRUCTION PHASE | Plumbing/Sanitory |  | WO/RP/RP01/58 | MOHINI HIGHTECH MOTOR STORES | Re-winding motor with supply of wire | Re-winding motor with supply of wire | Job | 1 | 7000 | Approved
The Ramdulari | PRE-CONSTRUCTION PHASE | Plumbing/Sanitory |  | WO/RP/RP01/58 | MOHINI HIGHTECH MOTOR STORES | Rotor grinding , upper/lower bush change | Rotor grinding , upper/lower bush change | Job | 1 | 3000 | Approved
The Ramdulari | PRE-CONSTRUCTION PHASE | Plumbing/Sanitory |  | WO/RP/RP01/58 | MOHINI HIGHTECH MOTOR STORES | Thrust plate thrust bearing change | Thrust plate thrust bearing change | Job | 2 | 1000 | Approved
The Ramdulari | PRE-CONSTRUCTION PHASE | Plumbing/Sanitory |  | WO/RP/RP01/58 | MOHINI HIGHTECH MOTOR STORES | Seal change | Seal change | Set | 1 | 1100 | Approved
The Ramdulari | PRE-CONSTRUCTION PHASE | Plumbing/Sanitory |  | WO/RP/RP01/58 | MOHINI HIGHTECH MOTOR STORES | Water seal change | Water seal change | Pcs. | 1 | 500 | Approved
The Ramdulari | PRE-CONSTRUCTION PHASE | Plumbing/Sanitory |  | WO/RP/RP01/58 | MOHINI HIGHTECH MOTOR STORES | Neck ring & bush change of pump | Neck ring & bush change of pump | Job | 2 | 500 | Approved
The Ramdulari | PRE-CONSTRUCTION PHASE | Plumbing/Sanitory |  | WO/RP/RP01/58 | MOHINI HIGHTECH MOTOR STORES | Re-winding motor with supply of wire | Re-winding motor with supply of wire | Job | 1 | 6000 | Approved
The Ramdulari | PRE-CONSTRUCTION PHASE | Plumbing/Sanitory |  | WO/RP/RP01/58 | MOHINI HIGHTECH MOTOR STORES | Upper/lower bearing change | Upper/lower bearing change | Pcs. | 2 | 600 | Approved
The Ramdulari | PRE-CONSTRUCTION PHASE | Plumbing/Sanitory |  | WO/RP/RP01/58 | MOHINI HIGHTECH MOTOR STORES | Mechanical seal change | Mechanical seal change | Set | 1 | 4000 | Approved
The Ramdulari | PRE-CONSTRUCTION PHASE | Plumbing/Sanitory |  | WO/RP/RP01/58 | MOHINI HIGHTECH MOTOR STORES | Water seal change | Water seal change | Pcs. | 1 | 600 | Approved
The Ramdulari | PRE-CONSTRUCTION PHASE | Plumbing/Sanitory |  | WO/RP/RP01/58 | MOHINI HIGHTECH MOTOR STORES | O' Ring change | O' Ring change | Pcs. | 3 | 200 | Approved
The Ramdulari | PRE-CONSTRUCTION PHASE | Plumbing/Sanitory |  | WO/RP/RP01/58 | MOHINI HIGHTECH MOTOR STORES | Transformer oil change | Transformer oil change | Ltrs. | 3 | 200 | Approved
The Ramdulari | PRE-CONSTRUCTION PHASE | Plumbing/Sanitory |  | WO/RP/RP01/58 | MOHINI HIGHTECH MOTOR STORES | a) Re-winding motor with supply of wire 1Job b) Upper/lower bearing change 2Pcs c) Seal change 1Pc d) Capacitor change 1Pc | a) Re-winding motor with supply of wire 1Job b) Upper/lower bearing change 2Pcs c) Seal change 1Pc d) Capacitor change 1Pc | Job | 1 | 2000 | Approved
The Ramdulari | PRE-CONSTRUCTION PHASE | Plumbing/Sanitory |  | WO/RP/RP01/58 | MOHINI HIGHTECH MOTOR STORES | a) Heat varnish 1Job b) Upper/lower bearing change 2Pcs c) Seal change 1Pc d) Capacitor change 1Pc | a) Heat varnish 1Job b) Upper/lower bearing change 2Pcs c) Seal change 1Pc d) Capacitor change 1Pc | Job | 1 | 1200 | Approved
Primarc Aadvika | EXPERIENCE CENTER | Manpower Services |  | WO/HW1/PHW3/41 | Colliers International India Property Services Private Limited | Providing Pantry Assistant | Providing Pantry service@8.5 Hrs. per day, 30/31 days in a month basis, from: 01-Mar-2026 to 30-Jun-2026. | Head | 4 | 18990 | Approved
AARANYA | OVERHEAD | General |  | WO/PKB/PKB3/13 | WONDER APERTURE | Graphical Marking for PCB Video | Graphical Marking for PCB Video | Lump Sum | 1 | 4000 | Approved
Primarc Aadvika | BLOCK | Piling Work |  | WO/HW1/PHW9/2 | PRIYA CONSTRUCTION | Driving and withdrawal of 750mm dia casing | All charges for driving and withdrawal of 750mm dia casing with vibro hammer (6 TON) & Crane (45 TON) along with supply of 3 nos. 750 mm dia casing pipes, 2 nos MS Plate (30-32mm Thk.), including all required manpower, necessary tools, tackles such as rope, sling, pulley etc., fuel, maintenance, safety arrangements, and all required third-party tests, complete as per the direction of the Engineer-in-Charge and as per attached Annexure-II. | Months | 2 | 2237500 | Approved
SOUTHWINDS PROJECT LLP (PHASE - III & IV) | OVERHEAD PHASE - III & IV | Maintenance Service |  |  |  | Providing Plumber, Electrica & Technical Helper | Providing Plumber, MST & Electrical Helper. | Head |  |  | Approved
SOUTHWINDS PROJECT LLP (PHASE - III & IV) | OVERHEAD PHASE - III & IV | Maintenance Service |  |  |  | MST | Providing 01 (One) No. MST @8.5 hr per day for 26/27 days in a month including NH and Management fees from 15-Jan-2026 to 28-Feb-2026 | Head |  |  | Approved
SOUTHWINDS PROJECT LLP (PHASE - III & IV) | OVERHEAD PHASE - III & IV | Maintenance Service |  |  |  | Electrical Helper | Providing 1 (One) No. Electrical Helper @8.5 hr per day for 26/27 days in a month including NH and Management fees from 15-Jan-2026 to 28-Feb-2026 | Head |  |  | Approved
SOUTHWINDS PROJECT LLP (PHASE - III & IV) | OVERHEAD PHASE - III & IV | Maintenance Service |  |  |  | Plumber | Providing 1 (One) No. Plumber @8.5 hr per day for 26/27 days in a month including NH and Management fees from 15-Jan-2026 to 28-Feb-2026 | Head |  |  | Approved
BHOPAL - COMMERCIAL | MARKETING | Marketing Office | Civil and Finishing Work of Marketing Office | WO/BPC/BPC4/31 | UPKAR BUILDERS | Rectification work of MS Staircase | Charges for rectification work of MS Staircase inside the marketing office as per direction of Engineer In Charge |  | 0 | 0 | Amended & Approved
BHOPAL - COMMERCIAL | MARKETING | Marketing Office | Civil and Finishing Work of Marketing Office | WO/BPC/BPC4/31 | UPKAR BUILDERS | Dismantling of Staircase Steps | Charges for dismantling & removing work of existing MS staircase steps with proper care with necessary tools & tackles as per direction of Engineer In Charge. | Nos. | 11 | 350 | Approved
BHOPAL - COMMERCIAL | MARKETING | Marketing Office | Civil and Finishing Work of Marketing Office | WO/BPC/BPC4/31 | UPKAR BUILDERS | Removing of Angle | Charges for removing of existing 40mm X 5mm MS angles as per direction of Engineer In Charge. | RMT | 40.33 | 400 | Approved
BHOPAL - COMMERCIAL | MARKETING | Marketing Office | Civil and Finishing Work of Marketing Office | WO/BPC/BPC4/31 | UPKAR BUILDERS | Providing & fixing MS Angle | Providing & fixing MS Angles (40mm X 5mm) to the staircase framework, ensuring proper alignment of tread & riser levels as per design and direction of Engineer In Charge. | RMT | 40.33 | 700 | Approved
BHOPAL - COMMERCIAL | MARKETING | Marketing Office | Civil and Finishing Work of Marketing Office | WO/BPC/BPC4/31 | UPKAR BUILDERS | Supply & fixing rubber wood steps | Supply & fixing rubber wood steps made from 18mm thick plywood, including proper finishing and edge nosing as per design and direction of Engineer In Charge. | Sq.Ft. | 32.61 | 600 | Approved
BHOPAL - COMMERCIAL | MARKETING | Marketing Office | Civil and Finishing Work of Marketing Office | WO/BPC/BPC4/31 | UPKAR BUILDERS | 25mm thick bead fixing | Providing & fixing 25 mm thick beading along staircase edges to ensure a neat & seamless junction between wood & metal components as per design & direction of Engineer In Charge. | RMT | 0 | 75 | Approved
BHOPAL - COMMERCIAL | MARKETING | Marketing Office | Civil and Finishing Work of Marketing Office | WO/BPC/BPC4/31 | UPKAR BUILDERS | Providing & applying Duco paint | Charges for Providing & applying Duco paint including primer of approved shade, finish and brand to all exposed MS structure including necessary surface preparation, using required tools tackles all complete as per direction of Engineer In Charge. (Measurement to be considered based on the surface area of the M.S. members. ) | Sq.Ft. | 70.25 | 400 | Approved
BHOPAL - COMMERCIAL | MARKETING | Marketing Office | Civil and Finishing Work of Marketing Office | WO/BPC/BPC4/31 | UPKAR BUILDERS | Re-fixing staircase steps | Charges for re-fixing work of staircase steps including carrying out necessary touchups as per direction of Engineer In Charge. | Nos. | 11 | 650 | Approved
SOUTHWINDS PROJECT LLP (PHASE - III & IV) | OVERHEAD PHASE - III & IV | Manpower Services |  | WO/SP34/OP34/67 | TEKNOELECTRIKOL MANAGED SERVICES PRIVATE LIMITED | Providing Plumber, MST & Electrical Helper. | Providing Plumber, MST & Electrical Helper. | Head | 0 | 0 | Approved
SOUTHWINDS PROJECT LLP (PHASE - III & IV) | OVERHEAD PHASE - III & IV | Manpower Services |  | WO/SP34/OP34/67 | TEKNOELECTRIKOL MANAGED SERVICES PRIVATE LIMITED | MST | Providing 01 (One) No. MST @8.5 hr per day for 26/27 days in a month including NH and Management fees from 15-Jan-2026 to 28-Feb-2026 | Head | 1.5 | 18808 | Approved
SOUTHWINDS PROJECT LLP (PHASE - III & IV) | OVERHEAD PHASE - III & IV | Manpower Services |  | WO/SP34/OP34/67 | TEKNOELECTRIKOL MANAGED SERVICES PRIVATE LIMITED | Electrical Helper | Providing 1 (One) No. Electrical Helper @8.5 hr per day for 26/27 days in a month including NH and Management fees from 15-Jan-2026 to 28-Feb-2026 | Head | 1.5 | 15812 | Approved
SOUTHWINDS PROJECT LLP (PHASE - III & IV) | OVERHEAD PHASE - III & IV | Manpower Services |  | WO/SP34/OP34/67 | TEKNOELECTRIKOL MANAGED SERVICES PRIVATE LIMITED | Plumber | Providing 1 (One) No. Plumber @8.5 hr per day for 26/27 days in a month including NH and Management fees from 15-Jan-2026 to 28-Feb-2026 | Head | 1.5 | 17507 | Approved
The Ramdulari | COMMON INFRASTRUCTURE | Painting | External Painting | WO/RP/RP03/59 | ARTISAN | External Painting Work on Cement fibre board wall | Providing and applying of 2 coats of Exterior Acrylic Emulsion paint over 1 coat of PENTASEAL UNICOAT 555-GREY of approved shade and make, on Cement Fibre Board including scraping, sand papering, all materials, labours, tools & tackles, all lead & lifts at all level with all finishing work as per approved drawing and direction of Engineer-in-Charge. Brand: Birla/AkzoNable. Colour: Grey Location: External MS Wall. | Sq.Ft. | 2982 | 24 | Approved
SOUTHWINDS PROJECT LLP (PHASE - III & IV) | FINISHING PHASE - IV | Flooring Work |  | WO/SP34/FW4/94 | A.M. Enterprise | Supply of Daily Mason and Helper for Flooring rectification work at Block 13 to 16 | Supply of Daily Mason and Helper for Flooring rectification work at Block 13 to 16 |  | 0 | 0 | Approved
SOUTHWINDS PROJECT LLP (PHASE - III & IV) | FINISHING PHASE - IV | Flooring Work |  | WO/SP34/FW4/95 | JYOTI TILES LLP | Supply of Daily Mason and Helper for Flooring rectification work at Block 13 to 16 | Supply of Daily Mason and Helper for Flooring rectification work at Block 13 to 16 |  | 0 | 0 | Approved
SOUTHWINDS PROJECT LLP (PHASE - III & IV) | FINISHING PHASE - IV | Flooring Work |  | WO/SP34/FW4/96 | SHAQUIB ENTERPRISES | Supply of Daily Mason and Helper for Flooring rectification work at Block 13 to 16 | Supply of Daily Mason and Helper for Flooring rectification work at Block 13 to 16 |  | 0 | 0 | Approved
SOUTHWINDS PROJECT LLP (PHASE - III & IV) | FINISHING PHASE - IV | Flooring Work |  | WO/SP34/FW4/95 | JYOTI TILES LLP | Helper/ Daily labour | Helper/ Daily labour | Nos | 93 | 550 | Approved
SOUTHWINDS PROJECT LLP (PHASE - III & IV) | FINISHING PHASE - IV | Flooring Work |  | WO/SP34/FW4/96 | SHAQUIB ENTERPRISES | Helper/ Daily labour | Helper/ Daily labour | Nos | 82 | 550 | Approved
SOUTHWINDS PROJECT LLP (PHASE - III & IV) | FINISHING PHASE - IV | Flooring Work |  | WO/SP34/FW4/94 | A.M. Enterprise | Helper/ Daily labour | Helper/ Daily labour | Nos | 63 | 550 | Approved
SOUTHWINDS PROJECT LLP (PHASE - III & IV) | FINISHING PHASE - IV | Flooring Work |  | WO/SP34/FW4/94 | A.M. Enterprise | Supply of Daily Mason and Helper for Misc. Internal and External area rectification work at Phase - IV | Supply of Daily Mason and Helper for Misc. Internal and External area rectification work at Phase - IV |  | 0 | 0 | Approved
SOUTHWINDS PROJECT LLP (PHASE - III & IV) | FINISHING PHASE - IV | Flooring Work |  | WO/SP34/FW4/94 | A.M. Enterprise | Helper/ Daily labour | Helper/ Daily labour | Nos | 20 | 550 | Approved
SOUTHWINDS PROJECT LLP (PHASE - III & IV) | MEP PHASE - III | Networking-Interiors |  | WO/SP34/MW34/42 | RK TECHNO SERVICES | Matrix GenX EPABX SOS Pull Call Service Configuration for All Lift at Block - 1 to 12 | Supply, installation and testing of Matrix GenX EPABX SOS Pull Call Service Configuration for All Lifts at Block - 1 to 12 | Nos | 12 | 2000 | Approved
SOUTHWINDS PROJECT LLP (PHASE - III & IV) | COMMON INFRASTRUCTURE - PHASE III & IV | Boundary Wall |  | WO/SP34/CI34/15 | SHAHBAZ CONSTRUCTION | 250 mm thk B/w using Fly ash Bricks | 250 mm thk B/w using Fly ash Bricks in cement sand mortar (1:6) in foundation and plinth including the cost of all material, labour, tools, tackles, scaffolding, curing etc. complete as per direction of Engineer-in-Charge and technical specification.(Cement supplied free of cost at site). | Cum. | 2.61 | 8000 | Approved
SOUTHWINDS PROJECT LLP (PHASE - III & IV) | MEP PHASE - IV | External Electrical | Civil | WO/SP34/MW4/14 | SHAHBAZ CONSTRUCTION | Extra Items. | Extra Items. |  | 0 | 0 | Approved
SOUTHWINDS PROJECT LLP (PHASE - III & IV) | MEP PHASE - IV | External Electrical | Civil | WO/SP34/MW4/14 | SHAHBAZ CONSTRUCTION | "RCC M30 | "RCC M30 Providing and laying charges for M30 Grade of Concrete at all levels and excluding shuttering and reinforcement, including concrete pump, curing, vibrator with complete design of concrete mix as per IS code and relevant special publication, submission of job mix formula after preliminary mix design and testing of concrete cubes as per dir.of EIC." | Cum. | 14.92 | 6400 | Approved
SOUTHWINDS PROJECT LLP (PHASE - III & IV) | MEP PHASE - IV | External Electrical | Civil | WO/SP34/MW4/14 | SHAHBAZ CONSTRUCTION | Single layer brick flat soling work | Single layer brick flat soling work using soling bricks including preparation of bed as necessary with joints properly filled in & packed with powered earth or silver sand complete as per drawing,specification,and direction of EIC. | Sq.Mtr. | 23.25 | 450 | Approved
SOUTHWINDS PROJECT LLP (PHASE - III & IV) | MEP PHASE - IV | External Electrical | Civil | WO/SP34/MW4/14 | SHAHBAZ CONSTRUCTION | 250 mm thk B/w using Fly ash Bricks | All charges for 250 mm thk B/w using Fly ash Bricks in cement sand mortar (1:6) in foundation and plinth. including the cost of all material, labour, tools, tackles, scaffolding, curing etc. complete as per direction of Engineer-in-Charge and technical specification.(Cement supplied free of cost at site). " | Cum. | 5.93 | 8000 | Approved
SOUTHWINDS PROJECT LLP (PHASE - III & IV) | MEP PHASE - IV | External Electrical | Civil | WO/SP34/MW4/14 | SHAHBAZ CONSTRUCTION | plaster | Providing and applying plaster with sand and cement mortar including rounding off or chamfering of concrete surface,curing etc. complete as per direction of EIC-12 mm thick sand cement mortar (6 parts sand: 1 parts cement),at any floor and level(Cement would be supplied by the employer free of cost,but subjected to reconciliation) | Sq.Mtr. | 109.34 | 380 | Approved
SOUTHWINDS PROJECT LLP (PHASE - III & IV) | BLOCK PHASE - IV | Civil |  | WO/SP34/BP4/27 | A.M. Enterprise | Balance Misc. Civil Work at Block – 13 (1st Floor Office area) as per drawing and direction of EIC. | Balance Misc. Civil Work at Block – 13 (1st Floor Office area) as per drawing and direction of EIC. |  | 0 | 0 | Amended & Approved
SOUTHWINDS PROJECT LLP (PHASE - III & IV) | BLOCK PHASE - IV | Civil |  | WO/SP34/BP4/27 | A.M. Enterprise | RCC | All charges for Supply & laying of RCC at all levels for lintel-band and excluding shuttering and reinforcement, including concrete pump, curing, vibrator with complete design of concrete mix as per IS code and relevant special publication, submission of job mix formula after preliminary mix design and testing of concrete cubes as per direction of EIC | Cum. | 5.38 | 1200 | Approved
SOUTHWINDS PROJECT LLP (PHASE - III & IV) | BLOCK PHASE - IV | Civil |  | WO/SP34/BP4/27 | A.M. Enterprise | shuttering | Hire and Labour charges for shuttering with centering and necessary staging up to necessary height using approved stout props , 12 mm thick quality ply board shuttering , with required bracing for curved or straight fitting, fixing and striking out after completion of works (including bailing out of water) at any floor and level complete as per drawing , specification and direction of EIC | Sq.Mtr. | 15.77 | 100 | Approved
SOUTHWINDS PROJECT LLP (PHASE - III & IV) | BLOCK PHASE - IV | Civil |  | WO/SP34/BP4/27 | A.M. Enterprise | Reinforcements | Labour Charges for fixing Reinforcements Labour charges for fixing Reinforcement for reinforced cement concrete work for lintel-band in all sorts of structures including distribution bars, stirrups, binding wire etc., initial straighteneing and removal of loose rust (if necessary) , cutting to requisite length, hooking nad bending to correct shape, placing in proper position and binding with 16 gauge black aneealed wire / welding as per relevant IS code in every intersection complete as per drawing, specification or as directed by EIC, including bailing out of water during construction of foundation etc. all complete. | Kgs | 124.99 | 50 | Approved
SOUTHWINDS PROJECT LLP (PHASE - III & IV) | BLOCK PHASE - IV | Civil |  | WO/SP34/BP4/27 | A.M. Enterprise | 125th Brick work with Flyash Brick / Red Brick | All charges for 125th Brick work with Flyash Brick / Red Brick erecting 125mm. thick brick work with Fly ash / Red bricks for walls of specified thickness in sand cement mortar (4:1) including the cost of all material, labour, tools, tackles, scaffolding, curing etc. complete as per direction of Engineer-in-Charge and technical specification. (Cement and Bricks supplied free of cost at site). | Sq.Mtr. | 22.22 | 500 | Approved
SOUTHWINDS PROJECT LLP (PHASE - III & IV) | BLOCK PHASE - IV | Civil |  | WO/SP34/BP4/27 | A.M. Enterprise | 110th Block work | All charges for 110th Block work erecting Block for walls of specified thickness in sand cement mortar including the cost of all material, labour, tools, tackles, scaffolding, curing etc. complete as per direction of Engineer-in-Charge and technical specification. (Cement and Block supplied free of cost at site). | Sq.Mtr. | 90.62 | 500 | Approved
SOUTHWINDS PROJECT LLP (PHASE - III & IV) | BLOCK PHASE - IV | Civil |  | WO/SP34/BP4/27 | A.M. Enterprise | wooden door frame | Fixing of wooden door frame all charges for supplying & fixing of swan & sized timber set comprises of (2 or more no(s) vertical & 1 no horizontal of approved size and section as per drawing ) using 06 ( six ) no approved mechanical anchor fastener and/or ms holdfasts or combination of both as per locations mentioned in drawing and as instructed by project manager. Door frame of any dimensions | Nos | 3 | 300 | Approved
SOUTHWINDS PROJECT LLP (PHASE - III & IV) | BLOCK PHASE - IV | Civil |  | WO/SP34/BP4/27 | A.M. Enterprise | Dismantling of Tiles at toilet | Charges for (including lifting & shifting) dismantling of Tiles at toilet, Manually or Mechanically including, removal and disposal of debris from site premises area to outside area as per drawing, specification and direction of Engineer In Charge. | Sq.Mtr. | 14 | 215.28 | Approved
The Ramdulari | BLOCK | Grill / Steel Work |  | WO/RP/RP02/85 | ADA-METCON | Ac Ledge Work | Erection of MS AC Ledge Platform fabricated using SHS sections of size 40x40x2.6 mm and 6 mm thick chequered plate, complete in all respects. The scope includes supply of all materials, labour, tools and tackles, application of red oxide primer, transportation, loading and unloading, and execution at all levels, strictly as per drawings, specifications, and directions of the Engineer-in-Charge.. | Kg | 196.5 | 40 | Approved
SOUTHWINDS PROJECT LLP (PHASE - III & IV) | MEP PHASE - IV | Fire Fighting |  | WO/SP34/MW4/33 | Balajee Fire | Extension of Sprinkler | Extension of Sprinkler | Nos | 1380 | 350 | Approved
SOUTHWINDS PROJECT LLP (PHASE - III & IV) | MEP PHASE - IV | Fire Fighting |  | WO/SP34/MW4/33 | Balajee Fire | New Item for Domestic & Flushing Pump Installation | New Item for Domestic & Flushing Pump Installation |  | 0 | 0 | Approved
SOUTHWINDS PROJECT LLP (PHASE - III & IV) | MEP PHASE - IV | Fire Fighting |  | WO/SP34/MW4/33 | Balajee Fire | 200 mm NB (Medium Grade) | Installation, testing, commission of PIPING (ABOVE GROUND PIPING) as per specification/drawing and direction of Engineer-in-charge. a)200 mm NB (Medium Grade) (Client would supply pipes only.) | Mtrs. | 6.65 | 1055 | Approved
SOUTHWINDS PROJECT LLP (PHASE - III & IV) | MEP PHASE - IV | Fire Fighting |  | WO/SP34/MW4/33 | Balajee Fire | 150 mm NB (Medium Grade) INTERNAL | Installation, testing, commission of PIPING (ABOVE GROUND PIPING) as per specification/drawing and direction of Engineer-in-charge. a)150 mm NB (Medium Grade) INTERNAL (Client would supply pipes only.) | Mtrs. | 15.02 | 902 | Approved
SOUTHWINDS PROJECT LLP (PHASE - III & IV) | MEP PHASE - IV | Fire Fighting |  | WO/SP34/MW4/33 | Balajee Fire | 100 mm NB (Medium Grade) | Installation, testing, commission of SPRINKLER SYSTEM for ABOVE GROUND PIPING - as per specification/drawing and direction of Engineer-in-charge. (Pipes be supplied by client only.) a) 100 mm NB (Medium Grade) | Mtrs. | 4.2 | 655 | Approved
SOUTHWINDS PROJECT LLP (PHASE - III & IV) | MEP PHASE - IV | Fire Fighting |  | WO/SP34/MW4/33 | Balajee Fire | 80 mm NB (Medium Grade) | Installation, testing, commission of SPRINKLER SYSTEM for ABOVE GROUND PIPING - as per specification/drawing and direction of Engineer-in-charge. (Pipes be supplied by client only.) a) 80 mm NB (Medium Grade) | Mtrs. | 10.94 | 451 | Approved
SOUTHWINDS PROJECT LLP (PHASE - III & IV) | MEP PHASE - IV | Fire Fighting |  | WO/SP34/MW4/33 | Balajee Fire | 65 mm NB (Medium Grade) | Installation, testing, commission of SPRINKLER SYSTEM for ABOVE GROUND PIPING - as per specification/drawing and direction of Engineer-in-charge. (Pipes be supplied by client only.) a) 65 mm NB (Medium Grade) | Mtrs. | 4.91 | 385 | Approved
SOUTHWINDS PROJECT LLP (PHASE - III & IV) | MEP PHASE - IV | Fire Fighting |  | WO/SP34/MW4/33 | Balajee Fire | CAST IRON BUTTERFLY VALVE (PN 1.6)-200mm NB | Installation, testing, commission of VALVE AND SPECIALITIES - as per specification/drawing and direction of Engineer-in-charge. a) CAST IRON BUTTERFLY VALVE (PN 1.6)-200mm NB For INSIDE FLAT | Nos | 1 | 3000 | Approved
SOUTHWINDS PROJECT LLP (PHASE - III & IV) | MEP PHASE - IV | Fire Fighting |  | WO/SP34/MW4/33 | Balajee Fire | CAST IRON BUTTERFLY VALVE (PN 1.6)-150mm NB | CAST IRON BUTTERFLY VALVE (PN 1.6)-200mm NB | Nos | 2 | 2500 | Approved
SOUTHWINDS PROJECT LLP (PHASE - III & IV) | MEP PHASE - IV | Fire Fighting |  | WO/SP34/MW4/33 | Balajee Fire | CAST IRON BUTTERFLY VALVE (PN 1.6)-100mm NB | Installation, testing, commission of VALVE AND SPECIALITIES - as per specification/drawing and direction of Engineer-in-charge. a) CAST IRON BUTTERFLY VALVE (PN 1.6)-100mm NB For INSIDE FLAT | Nos | 4 | 2250 | Approved
SOUTHWINDS PROJECT LLP (PHASE - III & IV) | MEP PHASE - IV | Fire Fighting |  | WO/SP34/MW4/33 | Balajee Fire | CAST IRON BUTTERFLY VALVE (PN 1.6)-80mm NB | Installation, testing, commission of VALVE AND SPECIALITIES - as per specification/drawing and direction of Engineer-in-charge. a) CAST IRON BUTTERFLY VALVE (PN 1.6)-80mm NB For INSIDE FLAT | Nos | 7 | 2000 | Approved
SOUTHWINDS PROJECT LLP (PHASE - III & IV) | MEP PHASE - IV | Fire Fighting |  | WO/SP34/MW4/33 | Balajee Fire | CAST IRON BUTTERFLY VALVE (PN 1.6)-65mm NB | Installation, testing, commission of VALVE AND SPECIALITIES - as per specification/drawing and direction of Engineer-in-charge. a) CAST IRON BUTTERFLY VALVE (PN 1.6)-65mm NB For INSIDE FLAT | Nos | 2 | 1750 | Approved
SOUTHWINDS PROJECT LLP (PHASE - III & IV) | MEP PHASE - IV | Fire Fighting |  | WO/SP34/MW4/33 | Balajee Fire | Jockey pump of capacity 180 LPM at 110 MWC / 20HP ( STP Pump Room ) | Installation , Testing , Commissioning of electric Motor driven horizontal , centrifugal Multitage , Jockey pump of capacity 180 LPM at 110 MWC / 20HP ( STP Pump Room ) | Nos | 2 | 19000 | Approved
SOUTHWINDS PROJECT LLP (PHASE - III & IV) | MEP PHASE - IV | Fire Fighting |  | WO/SP34/MW4/33 | Balajee Fire | Jockey pump of capacity 180 LPM at 110 MWC / 25HP ( Pump Room ) | Installation , Testing , Commissioning of electric Motor driven horizontal , centrifugal Multitage , Jockey pump of capacity 180 LPM at 110 MWC / 25HP ( Pump Room ) | Nos | 3 | 19000 | Approved
SOUTHWINDS PROJECT LLP (PHASE - III & IV) | MEP PHASE - IV | Fire Fighting |  | WO/SP34/MW4/33 | Balajee Fire | CAST IRON NON RETURN VALVE (Duel plate Wafer Type) (PN 1.6) - 80 mm NB | Installation, testing, commission of VALVE AND SPECIALITIES - as per specification/drawing and direction of Engineer-in-charge. a) CAST IRON NON RETURN VALVE (Duel plate Wafer Type) (PN 1.6) - 80 mm NB | Nos | 3 | 1757 | Approved
SOUTHWINDS PROJECT LLP (PHASE - III & IV) | MEP PHASE - IV | Fire Fighting |  | WO/SP34/MW4/33 | Balajee Fire | CAST IRON NON RETURN VALVE (Duel plate Wafer Type) (PN 1.6) - 65 mm NB | Installation, testing, commission of VALVE AND SPECIALITIES - as per specification/drawing and direction of Engineer-in-charge. a) CAST IRON NON RETURN VALVE (Duel plate Wafer Type) (PN 1.6) - 65 mm NB | Nos | 2 | 1757 | Approved
SOUTHWINDS PROJECT LLP (PHASE - III & IV) | MEP PHASE - IV | Fire Fighting |  | WO/SP34/MW4/33 | Balajee Fire | Y Strainer 200mm NB | Installation , Testing , Commissioning of Y Strainer 200mm NB | Nos | 1 | 4000 | Approved
SOUTHWINDS PROJECT LLP (PHASE - III & IV) | MEP PHASE - IV | Fire Fighting |  | WO/SP34/MW4/33 | Balajee Fire | Y Strainer 150mm NB | Installation , Testing , Commissioning of Y Strainer 150mm NB | Nos | 1 | 3500 | Approved
SOUTHWINDS PROJECT LLP (PHASE - III & IV) | MEP PHASE - IV | Fire Fighting |  | WO/SP34/MW4/33 | Balajee Fire | Y Strainer 100mm NB | Installation , Testing , Commissioning of Y Strainer 100mm NB | Nos | 1 | 3000 | Approved
SOUTHWINDS PROJECT LLP (PHASE - III & IV) | MEP PHASE - IV | Fire Fighting |  | WO/SP34/MW4/33 | Balajee Fire | Pump Suction and delivery piping - 200mm NB | Installation , Testing , Commissioning of Pump Suction and delivery piping above Ground piping 200mm NB | Nos | 1 | 1055 | Approved
SOUTHWINDS PROJECT LLP (PHASE - III & IV) | MEP PHASE - IV | Fire Fighting |  | WO/SP34/MW4/33 | Balajee Fire | CI Suction with Strainer - 150 NB | Installation , Testing , Commissioning of CI Suction with Strainer - 150 NB | Nos | 1 | 4500 | Approved
SOUTHWINDS PROJECT LLP (PHASE - III & IV) | MEP PHASE - IV | Fire Fighting |  | WO/SP34/MW4/33 | Balajee Fire | SS body Glycerin base Pressure Gauge (100/150mm) with half coupling, nipple, root valve(ball type) | Supply, Installation, testing, Commissioning of SS body Glycerin base Pressure Gauge (100/150mm) with half coupling, nipple, root valve(ball type), adapter, vibration dampener as per Sketch enclosed & direction of Engineer-in-charge. | Nos | 7 | 3515 | Approved
SOUTHWINDS PROJECT LLP (PHASE - III & IV) | MEP PHASE - IV | Fire Fighting |  | WO/SP34/MW4/33 | Balajee Fire | Pressure Switch set | Pressure Switch set | Nos | 4 | 5500 | Approved
CHANDANNAGAR COMMERCIAL | MAIN TOWER | Interior Work |  | WO/GC01/GC01/23 | Earthpreneurs Private Limited | Internal Putty Work | Internal Putty Work |  | 0 | 0 | Approved
CHANDANNAGAR COMMERCIAL | MAIN TOWER | Interior Work |  | WO/GC01/GC01/23 | Earthpreneurs Private Limited | Internal Paint Work | Internal Paint Work |  | 0 | 0 | Approved
CHANDANNAGAR COMMERCIAL | MAIN TOWER | Interior Work |  | WO/GC01/GC01/23 | Earthpreneurs Private Limited | External Painting Work | External Painting Work |  | 0 | 0 | Approved
CHANDANNAGAR COMMERCIAL | MAIN TOWER | Interior Work |  | WO/GC01/GC01/23 | Earthpreneurs Private Limited | MS Painting Work | MS Painting Work |  | 0 | 0 | Approved
CHANDANNAGAR COMMERCIAL | MAIN TOWER | Interior Work |  | WO/GC01/GC01/23 | Earthpreneurs Private Limited | Flooring Work - Inside Block | Flooring Work - Inside Block Area |  | 0 | 0 | Approved
CHANDANNAGAR COMMERCIAL | MAIN TOWER | Interior Work |  | WO/GC01/GC01/23 | Earthpreneurs Private Limited | Flooring Work - External Area | Flooring Work - External Area |  | 0 | 0 | Approved
CHANDANNAGAR COMMERCIAL | MAIN TOWER | Interior Work |  | WO/GC01/GC01/23 | Earthpreneurs Private Limited | Stair Railing - 900mm Ht. | Charges for Providing, fabricating and installing stainless steel stair railing using SS 304 grade sections, including cutting to required size, welding, jointing, grinding, polishing, anchoring and fixing in position, complete with all necessary materials, labour, tools, tackles and equipment, in accordance with drawings enclosed in Annexure–I and as directed by the Engineer-in-Charge. | RMT | 33 | 4184.47 | Approved
CHANDANNAGAR COMMERCIAL | MAIN TOWER | Interior Work |  | WO/GC01/GC01/23 | Earthpreneurs Private Limited | Dry Partition | Providing and fixing aluminium framed dry partition wall with 12 mm cement fibre board (inner side) and 12 mm calcium silicate board (outer side), including cutting, fixing, jointing, finishing and all necessary materials, labour, tools and tackles, complete. The scope includes providing and fixing one inbuilt door of size 750 mm × 2100 mm with frame, shutters, hardware and accessories, as per drawings and as directed by the Engineer-in-Charge. | Sq.Mtr. | 15.4 | 3368.93 | Approved
CHANDANNAGAR COMMERCIAL | MAIN TOWER | Interior Work |  | WO/GC01/GC01/23 | Earthpreneurs Private Limited | Putty Wall (2-3mm Thk.) | Charges for providing and applying of minimum 2-3mm thick wall putty, including necessary surface preparation to remove any lumps, rendering, chipping of raised portion etc. all complete of the internal wall and ceiling as per direction of EIC. The rate inclusive of cost of all materials, storage of materials, tools & tackles, inside scaffolding, labour, transportation all lead and lift, overhead and profit etc. all complete. Brand of Putty: Asian/Berger. | Sq.Ft. | 10334.086 | 7.77 | Approved
CHANDANNAGAR COMMERCIAL | MAIN TOWER | Interior Work |  | WO/GC01/GC01/23 | Earthpreneurs Private Limited | Putty ceiling (2-3mm Thk.) | Charges for providing & applying of 2-3mm thick ceiling putty with super white & superfine quality on concrete / plaster surface including preparation of surface to remove any lumps, rendering, chipping of raised portion with necessary scaffolding, tools and tackles all complete at all level as per drawing and direction of Engineer-in-Charge. Brand of Putty: Asian/Berger. | Sq.Ft. | 8738.195 | 7.77 | Approved
CHANDANNAGAR COMMERCIAL | MAIN TOWER | Interior Work |  | WO/GC01/GC01/23 | Earthpreneurs Private Limited | Wall Paint - Anchor Shop | Providing and applying of one coat of water based acrylic primer followed by two coats of Interior Acrylic Emulsion Paint over putty surface with complete finish as per approved shade, up to the required height including all surfaces rubbed, smoothened with emery paper, thoroughly cleaned by dry mopping with cloths to make the surfaces dust free prior to application of primer, including fill cracks and holes with approved filler if required so with necessary tools, tackles & scaffolding at all levels as per direction of Engineer-in-Charge. Note: Material shall be applied after approval of Engineer-in-Charge. Make: Asian Paint Location: Anchor Shop Wall RAL: L145 (White Cameo) | Sq.Ft. | 5949.231 | 17.48 | Approved
CHANDANNAGAR COMMERCIAL | MAIN TOWER | Interior Work |  | WO/GC01/GC01/23 | Earthpreneurs Private Limited | Ceiling Paint - Anchor Shop | Providing and applying of one coat of water based acrylic primer followed by two coats of Interior Acrylic Emulsion Paint over putty surface with complete finish as per approved shade, up to the required height including all surfaces rubbed, smoothened with emery paper, thoroughly cleaned by dry mopping with cloths to make the surfaces dust free prior to application of primer, including fill cracks and holes with approved filler if required so with necessary tools, tackles & scaffolding at all levels as per direction of Engineer-in-Charge. Note: Material shall be applied after approval of Engineer-in-Charge. Make: Asian Paint Location: Anchor Shop Ceiling RAL: L145 (White Cameo) | Sq.Ft. | 6771.801 | 17.48 | Approved
CHANDANNAGAR COMMERCIAL | MAIN TOWER | Interior Work |  | WO/GC01/GC01/23 | Earthpreneurs Private Limited | Wall Paint - Stair | Providing and applying of one coat of water based acrylic primer followed by two coats of Interior Acrylic Emulsion Paint over putty surface with complete finish as per approved shade, up to the required height including all surfaces rubbed, smoothened with emery paper, thoroughly cleaned by dry mopping with cloths to make the surfaces dust free prior to application of primer, including fill cracks and holes with approved filler if required so with necessary tools, tackles & scaffolding at all levels as per direction of Engineer-in-Charge. Note: Material shall be applied after approval of Engineer-in-Charge. Make: Asian Paint Location: Stair Wall RAL: As Approved | Sq.Ft. | 3895.357 | 17.48 | Approved
CHANDANNAGAR COMMERCIAL | MAIN TOWER | Interior Work |  | WO/GC01/GC01/23 | Earthpreneurs Private Limited | Ceiling Paint - Stair | Providing and applying of one coat of water based acrylic primer followed by two coats of Interior Acrylic Emulsion Paint over putty surface with complete finish as per approved shade, up to the required height including all surfaces rubbed, smoothened with emery paper, thoroughly cleaned by dry mopping with cloths to make the surfaces dust free prior to application of primer, including fill cracks and holes with approved filler if required so with necessary tools, tackles & scaffolding at all levels as per direction of Engineer-in-Charge. Note: Material shall be applied after approval of Engineer-in-Charge. Make: Asian Paint Location: Stair Ceilling RAL: As Approved | Sq.Ft. | 1758.769 | 17.48 | Approved
CHANDANNAGAR COMMERCIAL | MAIN TOWER | Interior Work |  | WO/GC01/GC01/23 | Earthpreneurs Private Limited | Snowcem - Meter Room & Pump Room Wall | Providing and applying of two or more coats cement base paint at meter room up to the required height including Rub down, clean and filled with approved filler material with tool tackles & scaffolding as per direction of Engineer in Charge. Make: snowcem Location: Meter Room & Pump Room Wall | Sq.Ft. | 846.543 | 5.83 | Approved
CHANDANNAGAR COMMERCIAL | MAIN TOWER | Interior Work |  | WO/GC01/GC01/23 | Earthpreneurs Private Limited | Snowcem - Meter Room & Pump Room Ceiling | Providing and applying of two or more coats cement base paint at meter room up to the required height including Rub down, clean and filled with approved filler material with tool tackles & scaffolding as per direction of Engineer in Charge Make: snowcem Location: Meter Room & Pump Room Ceiling | Sq.Ft. | 301.872 | 5.83 | Approved
CHANDANNAGAR COMMERCIAL | MAIN TOWER | Interior Work |  | WO/GC01/GC01/23 | Earthpreneurs Private Limited | External Paint - Main Block | Providing and applying of one coat Alkali Bloc Primer followed by Ultrafine texture (Trowel Finish) and then two coats of Ultra Durable Exterior Emulsion Paint at External Surface of the Building with approved colour as mentioned in the drawing including grooves. Surface should be free from any loose paint , dust or grease, growths of fungus, algae or moss should be removed by wire brushing and water. For filling cracks up to 3mm use approved sealant. In case of dents and holes use wall putty or mix of white cement and fine sand in the ratio 1:3. All scaffolding ( Jhula Bhara/ Gandola), lifting of the material, loading- unloading charges, charges for crack filling along with material all finishes & complete as per direction & entire satisfaction of the Engineer-In-Charge. Make: ICI Location: Main Block Outside, Front Boundary Wall RAL: 16BB 25/001 (Dark Strom) | Sq.Ft. | 9720.207 | 25.24 | Approved
CHANDANNAGAR COMMERCIAL | MAIN TOWER | Interior Work |  | WO/GC01/GC01/23 | Earthpreneurs Private Limited | External Paint - Meter Room & Boundary Wall otherthen front wall | Providing & Applying of One coat of approved exterior primer followed by Two coat of Weather coat paint(Non Texture) of approved brand on wall top surface area complete including surface preparation with all materials & Labour etc. all complete as per drawing and direction of Engineer-in-Charge Make: ICI Location: Meter Room & Boundary/Retaining Wall otherthen front wall RAL: 16BB 25/001 (Dark Strom) | Sq.Ft. | 2373.252 | 21.36 | Approved
CHANDANNAGAR COMMERCIAL | MAIN TOWER | Interior Work |  | WO/GC01/GC01/23 | Earthpreneurs Private Limited | MS Door Paint - 1200X2100mm | Supply & Application of two coat epoxy based primer with two coat Epoxy Enamel Paint of approved shade at both side of Door shutter including frames including Scraping & Cleaning the entire metal surface by means of light grinding, scrubbing, etc. to ensure a rust free surface. as per drawing and direction of EIC. Location - Pump Room Door, MS Door Size - 1200 X 2100mm Make - Asian Paint Ral - 9017 (Traffic Black) | Nos | 1 | 1359.22 | Approved
CHANDANNAGAR COMMERCIAL | MAIN TOWER | Interior Work |  | WO/GC01/GC01/23 | Earthpreneurs Private Limited | MS Door Paint - 900X2100mm | Supply & Application of two coat epoxy based primer with two coat Epoxy Enamel Paint of approved shade at both side of Door shutter including frames including Scraping & Cleaning the entire metal surface by means of light grinding, scrubbing, etc. to ensure a rust free surface. as per drawing and direction of EIC Location - Meter Room Door, MS Door Size - 900 X 2100mm Make - Asian Paint Ral - 9017 (Traffic Black) | Nos | 1 | 1116.5 | Approved
CHANDANNAGAR COMMERCIAL | MAIN TOWER | Interior Work |  | WO/GC01/GC01/23 | Earthpreneurs Private Limited | MS Main Gate Paint - 4800X1650mm | Supply & Application of two coat epoxy based primer with two coat Epoxy Enamel Paint of approve shade on the MS member including scraping, sand papering with all finishing work at top surface of all M.S members as per drawing and direction of Engineer-in-Charge. Note:- Measurement will be made on one side cover area of the MS Gate. MS Gate Size - 4800 X 1650mm Make - Asian Paint Ral - 9017 (Traffic Black) | Nos | 2 | 2718.45 | Approved
CHANDANNAGAR COMMERCIAL | MAIN TOWER | Interior Work |  | WO/GC01/GC01/23 | Earthpreneurs Private Limited | MS Front Boundary Wall Railing (900mm Ht.) Paint | Supply & Application of two coat epoxy based primer with two Coat Epoxy Enamel Paint of approve shade on the MS member including scraping, sand papering with all finishing work at top surface of all M.S members as per drawing and direction of Engineer-in-Charge. Note:- Measurement will be made on one side cover area of the MS Railing. Location - Front Boundary Wall Railing (900mm Ht.) Make - Asian Paint Ral - 9017 (Traffic Black) | Sq.Mtr. | 26.604 | 228.16 | Approved
CHANDANNAGAR COMMERCIAL | MAIN TOWER | Interior Work |  | WO/GC01/GC01/23 | Earthpreneurs Private Limited | Retaining Wall Railing (850mm Ht.) Paint | Supply & Application of two coat epoxy based primer with two Coat Epoxy Enamel Paint of approve shade on the MS member including scraping, sand papering with all finishing work at top surface of all M.S members as per drawing and direction of Engineer-in-Charge. Note:- Measurement will be made on one side cover area of the MS Railing. Location - Retaining Wall Railing (850mm Ht.) Make - Asian Paint Ral - 9017 (Traffic Black) | Sq.Mtr. | 26.35 | 228.16 | Approved
CHANDANNAGAR COMMERCIAL | MAIN TOWER | Interior Work |  | WO/GC01/GC01/23 | Earthpreneurs Private Limited | South Side Existing Wall Old Railing (850mm Ht.) Paint | Supply & Application of two coat epoxy based primer with two Coat Epoxy Enamel Paint of approve shade on the MS member including scraping, sand papering with all finishing work at top surface of all M.S members as per drawing and direction of Engineer-in-Charge. Note:- Measurement will be made on one side cover area of the MS Railing. Location - South Side Existing Wall Old Railing (850mm Ht.) Make - Asian Paint Ral - 9017 (Traffic Black) | Sq.Mtr. | 20.635 | 228.16 | Approved
CHANDANNAGAR COMMERCIAL | MAIN TOWER | Interior Work |  | WO/GC01/GC01/23 | Earthpreneurs Private Limited | Floor Vitrified Tiles - anchor shop | Charges for Providing & Fixing of Floor Vitrified Tiles (9mm Thk, 600x1200mm, Kajaria K12657, Glossy) at anchor shop area for all levels using 12mm thk. adhesive bed (Roff T02 and T03) , fixed with 3mm spacer & joints filled with epoxy grout (Kajaria Grout) pigmented (ivory colour) to match after acid washing including all finishing & Cleaning as per drawing and direction of Engineer-In-Charge. Location - Anchor Shop | Sq.Ft. | 5525.559 | 124.27 | Approved
CHANDANNAGAR COMMERCIAL | MAIN TOWER | Interior Work |  | WO/GC01/GC01/23 | Earthpreneurs Private Limited | Skirting - anchor shop | Charges for Providing & Fixing of Floor Vitrified Tiles in wall flush 100mm hight skirting (9mm Thk, 600x1200mm, Kajaria K12657, Glossy) at Skirting at anchor shop area for all levels using 12mm thk. adhesive bed (Roff T02 and T03), joints filled with epoxy grout (Kajaria Grout) pigmented (ivory colour) to match after acid washing including all finishing & Cleaning as per drawing and direction of Engineer-In-Charge. Location - Anchor Shop | Rft | 560.231 | 92.23 | Approved
CHANDANNAGAR COMMERCIAL | MAIN TOWER | Interior Work |  | WO/GC01/GC01/23 | Earthpreneurs Private Limited | Trade & Landing - Stair | Fixing charges of Granite (Blue Sapphire) at Tread and Landing portion of Stair for all levels using 15-18mm thk. adhesive bed (Roff T02 and T03) joints filled with white cement slurry pigmented to match including polishing of Stair Granite Stone (if req.) in all levels , include finishing & Cleaning all complete as per drawing and direction of Engineer-In-Charge. Location - Stair 1 & Stair 2 | Sq.Ft. | 1223.275 | 214.56 | Approved
CHANDANNAGAR COMMERCIAL | MAIN TOWER | Interior Work |  | WO/GC01/GC01/23 | Earthpreneurs Private Limited | Riser - Stair | Fixing charges of Granite (Blue Sapphire) at Riser portion of Stair for all levels using 15-18mm thk. adhesive bed (Roff T02 and T03) joints filled with white cement slurry pigmented to match including polishing of Stair Granite Stone (if req.) in all levels , include finishing & Cleaning all complete as per drawing and direction of Engineer-In-Charge. Location - Stair 1 & Stair 2 | Rft | 671.949 | 155.34 | Approved
CHANDANNAGAR COMMERCIAL | MAIN TOWER | Interior Work |  | WO/GC01/GC01/23 | Earthpreneurs Private Limited | Skirting - Stair | Fixing charges of Granite Stone (Blue Sapphire) at Skirting portion of Stair for all levels using 15-18mm thk. adhesive bed (Roff T02 and T03) joints filled with white cement slurry pigmented to match after including polishing of Stair Granite (if req.), stone cutting, finishing & Cleaning all complete as per drawing and direction of Engineer-In-Charge. Location - Stair 1 & Stair 2 | Rft | 297.003 | 155.34 | Approved
CHANDANNAGAR COMMERCIAL | MAIN TOWER | Interior Work |  | WO/GC01/GC01/23 | Earthpreneurs Private Limited | Chamfering - Stair | Labour Charges for Chamfering & Polishing of Granite for all levels as per drawing and direction of Engineer-In-Charge. Location - Stair 1 & Stair 2 | Rft | 502.977 | 155.34 | Approved
CHANDANNAGAR COMMERCIAL | MAIN TOWER | Interior Work |  | WO/GC01/GC01/23 | Earthpreneurs Private Limited | Groove Making - Stair | Labour charges for making of 3 MM Groove of Granite Stone in all levels as per drawing and direction of Engineer-In-Charge. Location - Stair 1 & Stair 2 | Rft | 1508.932 | 21.36 | Approved
CHANDANNAGAR COMMERCIAL | MAIN TOWER | Interior Work |  | WO/GC01/GC01/23 | Earthpreneurs Private Limited | Flooring - Toilet | All Charges for providing & Fixing of Floor vitrified Tiles (600X600mm, Kajaria K6602, Matte) at Toilet for all levels using 12mm thk. adhesive bed (Roff T02 and T03), joints (Hairline Joint) filled with white cement slurry pigmented to match after acid washing including all finishing & Cleaning as per drawing and direction of Engineer-In-Charge. Location - Above Roof Toilet | Sq.Ft. | 42.787 | 114.56 | Approved
CHANDANNAGAR COMMERCIAL | MAIN TOWER | Interior Work |  | WO/GC01/GC01/23 | Earthpreneurs Private Limited | Wall Dado - Toilet | All Charges for providing & Fixing of vitrified Tiles (600X600mm, Kajaria K6602, Matte) at Toilet dado for all levels using 12mm thk. adhesive bed (Roff T02 and T03) , joints (Hairline Joint) filled with white cement slurry pigmented to match after acid washing including all finishing & Cleaning as per drawing and direction of Engineer-In-Charge. Location - Above Roof Toilet | Sq.Ft. | 215.711 | 114.56 | Approved
CHANDANNAGAR COMMERCIAL | MAIN TOWER | Interior Work |  | WO/GC01/GC01/23 | Earthpreneurs Private Limited | 200mm Garnite Patti - Glazing Sill | All Charges for fixing of Granite Stone (Blue Sapphire) patti of 200mm width at Glazing Sill using 15-18mm thk. adhesive bed (Roff T02 and T03) in proper line, level & joints filled with white cement slurry pigmented to match the shade of granite, including all materials, labours, tools & tackles, all lead, lifts, finishing, cleaning & polising all complete as per drawing, specification and direction of Engineer-in-Charge. | Rft | 143.38 | 155.34 | Approved
CHANDANNAGAR COMMERCIAL | MAIN TOWER | Interior Work |  | WO/GC01/GC01/23 | Earthpreneurs Private Limited | Granite Cladding - Building Elivation at Plinth Level | All charges for Fixing Charges of Granite stone (Blue Sapphire) Cladding at building elevation using 15-18mm thk. adhesive bed (Roff T02 and T03), level & joints filled with white cement slurry pigmented to match the shade of granite, including all materials, labours, tools & tackles, all lead, lifts, finishing, cleaning & polising all complete as per drawing, specification and direction of Engineer-in-Charge. Location - Building Elevation work at Plinth Level | Sq.Ft. | 395.779 | 214.56 | Approved
CHANDANNAGAR COMMERCIAL | MAIN TOWER | Interior Work |  | WO/GC01/GC01/23 | Earthpreneurs Private Limited | 200mm Garnite Patti - Bellow front Boundary Wall Railing | All Charges for fixing of Granite Stone (Zed Black) patti of 200mm width at front boundary wall railing bottom using 15-18mm thk. adhesive bed (Roff T02 and T03) in proper line, level & joints filled with white cement slurry pigmented to match the shade of granite, including all materials, labours, tools & tackles, all lead, lifts, finishing, cleaning & polising all complete as per drawing, specification and direction of Engineer-in-Charge. Location - Front Boundary Wall Railing Bottom | Rft | 95.969 | 155.34 | Approved
CHANDANNAGAR COMMERCIAL | MAIN TOWER | Interior Work |  | WO/GC01/GC01/23 | Earthpreneurs Private Limited | 250X250mm Granite Block - column top | All Charges for fixing of 250X250mm Granite Stone (Zed Black) block at front boundary wall column top using 15-18mm thk. adhesive bed (Roff T02 and T03) in proper line, level & joints filled with white cement slurry pigmented to match the shade of granite, including all materials, labours, tools & tackles, all lead, lifts, finishing, cleaning & polising all complete as per drawing, specification and direction of Engineer-in-Charge. Location - Front Boundary Wall Column Top | Sq.Ft. | 6.728 | 214.56 | Approved
CHANDANNAGAR COMMERCIAL | MAIN TOWER | Interior Work |  | WO/GC01/GC01/23 | Earthpreneurs Private Limited | 200mm Kota Patti - Bellow pond side railing bottom | All Charges for fixing of kota stone patti of 200mm width at Pond side retaining wall railing bottom using 12-15mm thk. adhesive bed (Roff T02 and T03) in proper line, level & joints filled with white cement slurry pigmented to match the shade of granite, including all materials, labours, tools & tackles, all lead, lifts, finishing, cleaning & polising all complete as per drawing, specification and direction of Engineer-in-Charge. Location - Pond side retaining Wall Railing Bottom | Rft | 101.711 | 87.38 | Approved
The Ramdulari | BLOCK | Elevation Work |  | WO/RP/RP02/57 | JYOTI TILES LLP | Granite Work Ground & 1st Floor Window | Granite Work Ground & 1st Floor Window |  | 0 | 0 | Amended & Approved
The Ramdulari | BLOCK | Elevation Work |  | WO/RP/RP02/57 | JYOTI TILES LLP | Granite Cladding | Providing and fixing Granite Cladding at Ground and First Floor using approved adhesive (Bioflex/H40 Gel), including surface preparation, cutting to required sizes, laying, alignment, joint filling with suitable material, curing (if required), finishing, and final cleaning, complete in all respects with all materials, tools & tackles, labour, loading-unloading, transportation, and as per drawings, specifications, and directions of the Engineer-in-Charge. | Sq.Ft. | 1521.5 | 99 | Approved
The Ramdulari | BLOCK | Elevation Work |  | WO/RP/RP02/57 | JYOTI TILES LLP | Granite Patty 45 | Providing and fixing 45 mm wide Granite Patti at window locations at Ground and First Floor, using approved adhesive (Bioflex/H40 Gel), including surface preparation, cutting to required sizes, edge finishing, laying, proper alignment and slope (where required), joint filling with suitable material, curing (if required), finishing, and final cleaning, complete in all respects with all materials, tools & tackles, labour, loading-unloading, transportation, and as per drawings, specifications, and directions of the Engineer-in-Charge. | Rft | 1815 | 85 | Approved
The Ramdulari | BLOCK | Elevation Work |  | WO/RP/RP02/57 | JYOTI TILES LLP | Granite Patty 100 | Providing and fixing 100mm wide Granite Patti at window locations at Ground and First Floor, using approved adhesive (Bioflex/H40 Gel), including surface preparation, cutting to required sizes, edge finishing, laying, proper alignment and slope (where required), joint filling with suitable material, curing (if required), finishing, and final cleaning, complete in all respects with all materials, tools & tackles, labour, loading-unloading, transportation, and as per drawings, specifications, and directions of the Engineer-in-Charge. | Rft | 422 | 95 | Approved
The Ramdulari | BLOCK | Elevation Work |  | WO/RP/RP02/57 | JYOTI TILES LLP | Granite Patty 150 | Providing and fixing 150mm wide Granite Patti at window locations at Ground and First Floor, using approved adhesive (Bioflex/H40 Gel), including surface preparation, cutting to required sizes, edge finishing, laying, proper alignment and slope (where required), joint filling with suitable material, curing (if required), finishing, and final cleaning, complete in all respects with all materials, tools & tackles, labour, loading-unloading, transportation, and as per drawings, specifications, and directions of the Engineer-in-Charge. | Rft | 75 | 105 | Approved
The Ramdulari | BLOCK | Elevation Work |  | WO/RP/RP02/57 | JYOTI TILES LLP | Groove | Labour Charges of Making V Groove 4x4mm in Garnite | Rft | 1886.5 | 25 | Approved
BHOPAL - COMMERCIAL | MARKETING | Marketing Office | Interior Works | WO/BPC/BPC4/5 | INGRAIN ARRIVA SPACE SOLUTIONS PRIVATE LIMITED | Workstation room-soft board(PET panels) | Providing & fixing charges for Work Station Room of PET acoustic soft board panels including labour, materials, tools all complete as per direction of Engineer In Charge | Sq.Ft. | 14.45 | 675 | Approved
BHOPAL - COMMERCIAL | MARKETING | Marketing Office | Interior Works | WO/BPC/BPC4/5 | INGRAIN ARRIVA SPACE SOLUTIONS PRIVATE LIMITED | Workstation room- White board(back painted glass-5/6mm non toughened) | Providing & fixing charges for Work Station Room of White board(back painted glass-5/6mm non toughened ) stand as per design to be fixed on partition of size- 1200mm X 900mm-wooden frame and work will be done in Ply & laminate ,all complete as per direction of Engineer In Charge. | Nos | 1 | 12500 | Approved
BHOPAL - COMMERCIAL | MARKETING | Marketing Office | Interior Works | WO/BPC/BPC4/5 | INGRAIN ARRIVA SPACE SOLUTIONS PRIVATE LIMITED | Providing & fixing charges for Cushions of 16" X 16" | Providing & fixing charges for Cushions of 16" X 16" to be provided for each chairs having same fabric colour as per direction of Engineer In charge. (Location: Meeting room blue chairs only) | Nos | 12 | 1000 | Approved
The Ramdulari | BLOCK | Window and Glazing |  | WO/RP/RP02/128 | AESTHETIK ENGINEERS LIMITED | Additional Cost Agaist Work Order No WO/RP/RP02/38 | Additional costs incurred towards price escalation of Aluminium doors and windows, glass optimization, extra MS pelmet and cladding work (SLD1), W1 MS insert, and additional handle cost for pivot door. | Lump Sum | 1 | 614884 | Approved
Primarc Aadvika | PRE-CONSTRUCTION PHASE | Site Office |  | WO/HW1/PHW1/42 | MATUR ENTERPRISE | Concrete Dismantling | Charges for doing dismantling of Concrete including all labour, tools & tackles, equipment, scaffolding (if required), and necessary safety precautions also disposing full or part of the dismantled material & its debris at designated dump yard inside of the site premises as direction of Engineer-in-Charge. | Cum. | 1.44 | 3750 | Approved
Primarc Aadvika | PRE-CONSTRUCTION PHASE | Site Office |  | WO/HW1/PHW1/42 | MATUR ENTERPRISE | Earthwork excavation - Upto 1.5mtr Depth | Earthwork excavation by manual/mechinical means upto 1.5 m deep & 50 Mtr Lead necessary deep for construction of foundatin, footing, Trench in all types of soil, including clearing and grubbing of road land, removal of roots, stumps and vegetation, dewatering, disposal of surplus earth at designated location with all leads and lifts etc. all complete as per Drawing & Direction of Engineer-in-Charge. | Cum. | 0.99 | 350 | Approved
Primarc Aadvika | PRE-CONSTRUCTION PHASE | Site Office |  | WO/HW1/PHW1/42 | MATUR ENTERPRISE | PCC - M10 (1:3:6) | All charges for providing & laying M10 (1:3:6) plain cement concrete (PCC) of required thickness at all levels and leads using 20 mm nominal size well-graded approved quality aggregate including vibrating / compacting as required establishing dewatering system by pumping / bailing out water, cleaning, preparing surfaces, junctions etc. including shuttering, curing complete as per drawing and direction of Engineer-in-Charge. (Cement would be supplied by the client, but subjected to reconciliation.) | Cum. | 0.57 | 7600 | Approved
Primarc Aadvika | PRE-CONSTRUCTION PHASE | Site Office |  | WO/HW1/PHW1/42 | MATUR ENTERPRISE | RCC - M20/M25 (1:1.5:3) | Providing, mixing and laying in position Cement Concrete of appropriate grade to all type of R .C.C. work with 20 mm down graded machine crushed stone aggregates and coarse sand of approved grade including mixing admixture of any kind with concrete wherever specified for all types of R .C.C. work at any Lvl. (Cement will be supplied by Client but subjected to reconciliation) GRADE - M20 (SMC) | Cum. | 4.5 | 8000 | Approved
Primarc Aadvika | PRE-CONSTRUCTION PHASE | Site Office |  | WO/HW1/PHW1/42 | MATUR ENTERPRISE | Shuttering | All charges for providing, fabricating, erecting and fixing in position plained timber, plywood centering and shuttering true to line and level, including steel propping, staging, shuttering removal, applying shuttering oil, including required bracing, chamfering corners (of exposed edges) of all applicable structures and complete as per drawing and direction of Engineer-in-Charge. Rate shall also include removal and dismantling the aforesaid assembly after specified period complete at all depths and leads. | Sq.Mtr. | 26.4 | 575 | Approved
Primarc Aadvika | PRE-CONSTRUCTION PHASE | Site Office |  | WO/HW1/PHW1/42 | MATUR ENTERPRISE | 200mm thick A.A.C block work | Providing and laying autoclaved aerated cement (AAC) block masonry 200 mm thick at Ground level, using with chemical adhesive (Ultratech Fixoblock or equivalent) as approved by the Engineer-in-Charge, including surface preparation, setting out, alignment and joint finishing, with all material, labour, tools, tackles, equipment, and scaffolding, all complete as per approved drawings and directions of the Engineer-in-Charge | Cum. | 18.6 | 7100 | Approved
Primarc Aadvika | PRE-CONSTRUCTION PHASE | Site Office |  | WO/HW1/PHW1/42 | MATUR ENTERPRISE | 15mm External Plaster | All charges for Providing and applying 15mm thk. plaster with (1:6) cement and sand mortar including rounding off or chamfering of corners as directed and raking out joints or roughening of concrete surface, including threading nosing and drip course where necessary including MS pipe scaffolding, curing etc. all complete as per drawing & direction of EIC. (Cement will be supplied by Client but subjected to reconciliation) | Sq.Mtr. | 122.85 | 260 | Approved
Primarc Aadvika | PRE-CONSTRUCTION PHASE | Site Office |  | WO/HW1/PHW1/42 | MATUR ENTERPRISE | Steel - Reinforcement | All charges for fixing steel reinforcement (Tor Steel as per IS-1786, Fe 500) for RCC work including transporting, decoiling, straightening, removing loose rust, cutting, bending and placing for all profile and for all lead & lift upto required level and binding with 18 gauge annealed wire as per drawing and direction of Engineer-in-Charge. (Only Reinforcement would be supplied by the client free of cost, but subjected to reconciliation) | MT | 0.33 | 11000 | Approved
Primarc Aadvika | PRE-CONSTRUCTION PHASE | Site Office |  | WO/HW1/PHW1/42 | MATUR ENTERPRISE | Plinth Filling - using brick bats and earth | All charges for laying, spreading and compacting of brick bats and earth in uniform layers, to proper level, inundating each layer by water & packing & ramming layer by layer to achieve desired compaction including all materials, labour, mending cracks & depression by ramming where ever necessary. (Brick bats and earth would be supplied by the client, but subjected to reconciliation.) | Cum. | 19.8 | 325 | Approved
Primarc Aadvika | PRE-CONSTRUCTION PHASE | Site Office |  | WO/HW1/PHW1/42 | MATUR ENTERPRISE | Plinth Filling - using AAC block | Providing and laying AAC block filling work at Ground Floor using blocks with 15 mm thick cement mortar bed and at joints, complete in proper line, level and alignment, including all labour, tools & tackles, leads & lifts, as per drawings and direction of Engineer-in-Charge. | Cum. | 9.9 | 6850 | Approved
Primarc Aadvika | PRE-CONSTRUCTION PHASE | Site Office |  | WO/HW1/PHW1/42 | MATUR ENTERPRISE | RCC Band (200x150mm) | Charges for Providing, Laying & fixing for 200x150mm RCC Band for AAC block work at wall top using site mix concrete (1:1.5:3) including labour, material, tool, tackle, equipment, scaffolding, all complete as per approved drawing and direction of Engineer in Charge. Rate is inclusive of shuttering, reinforcement and concreting works. (Cement and reinforcement shall be supplied by Client but subjected to reconciliation.) | RMT | 31.4 | 660 | Approved
AARANYA | COMMON INFRASTRUCTURE | Land Development | Land Area Development | WO/PKB/PKB2/33 | GANAPATI ENTERPRISE | Charges for doing dismantling work as per direction of Engineer In Charge. | Charges for doing dismantling work including all labour, machineries, equipment, tools & tackles at old parking area & existing old road as per direction of Engineer In Charge. |  | 0 | 0 | Approved
AARANYA | COMMON INFRASTRUCTURE | Land Development | Land Area Development | WO/PKB/PKB2/33 | GANAPATI ENTERPRISE | P.C.C dismantling | Charges for doing dismantling of P.C.C Structure including all labour, tools & tackles, equipment, scaffolding (if required), and necessary safety precautions also disposing full or part of the dismantled material & its debris at designated place inside of the site premises as direction of Engineer-in-Charge. Location: Old Parking Area, Existing old road & gate entry area | Cum. | 316.5 | 2100 | Approved
AARANYA | COMMON INFRASTRUCTURE | Land Development | Land Area Development | WO/PKB/PKB2/33 | GANAPATI ENTERPRISE | B.F.S /Brick Bats dismantling | Charges for doing dismantling of B.F.S /Brick Bats , including all labour, tools & tackles, equipment, scaffolding (if required), and necessary safety precautions also disposing debris or unserviceable material and stacking of serviceable material at designated place inside of the site premises as direction of Engineer-in-Charge. Location: Old Parking Area, Existing old road & gate entry area | Cum. | 361 | 220 | Approved
AARANYA | COMMON INFRASTRUCTURE | Land Development | Land Area Development | WO/PKB/PKB2/33 | GANAPATI ENTERPRISE | Disposal of dismantled material | Extra Charges for disposal of dismantled material by manual or mechanical means within a lead of 100mtr, including transportation, loading, unloading, tools, tackles, equipment and stacking at designated location within the site premises as per the direction of the Engineer-in-Charge. | Cum. | 677.5 | 175 | Approved
The Ramdulari | BLOCK | Canopy |  |  |  | Glass Canopy in 26th Floor | Supply, fabrication, and erection of spider system glass canopy using spider fittings of Kinlong make, comprising 17.52 mm thick laminated glass (8 mm clear toughened glass + 1.52 mm clear PVB interlayer + 8 mm clear toughened glass) of Saint-Gobain make, fixed over the existing MS hollow tube backup structure, strictly as per approved drawings and structural design. The rate shall be deemed to include all materials and operations such as supply of laminated toughened glass, stainless steel spider fittings, drilling/hole charges for spider system, PVC packing, structural silicone sealing, MS cylindrical supports with necessary bushes, all labour, tools & tackles, loading-unloading, transportation, alignment, installation, and finishing, complete in all respects as per specifications and direction of Engineer-in-Charge. Measurement: Payment shall be made based on actual installed glass canopy area measured in square metres (sqm), | Sq.Ft. |  |  | Approved
BHOPAL - COMMERCIAL | BLOCK | Civil | Sub & Super Structure Work | WO/BPC/BPC2/2 | Gulshan India Infrastructure Private Limited | Excavation Work | Charges for excavation work at hard rock/soft rock soil surface including all lead, lift, providing shoring, strutting, trimming ,dressing, dewatering at any depth ,all complete as per specifications and directions of the PM/EIC. |  | 0 | 0 | Approved
BHOPAL - COMMERCIAL | BLOCK | Civil | Sub & Super Structure Work | WO/BPC/BPC2/2 | Gulshan India Infrastructure Private Limited | Excavation work in soft/hard rock surface | Charges for excavation work in all kinds of strata (by mechanical means) including hard Murrum, soft/hard rock in foundation pits, trenches, drains, sumps etc at any depth ,including all lead, lift, providing shoring, strutting to the sides if required, trimming and dressing the sides of the pits and pumping out water if encountered including carting away the excavated earth outside the premises to an unobjectionable place complete as per specifications and directions of the PM/EIC. | Cum. | 157500 | 290 | Approved
BHOPAL - COMMERCIAL | BLOCK | Civil | Sub & Super Structure Work | WO/BPC/BPC2/2 | Gulshan India Infrastructure Private Limited | Excavation in hard rock / boulders (more than ½ Cum in size) by Controlled blasting | Excavation in hard rock / boulders (more than ½ Cum in size) by Controlled blasting using explosives and trimming to required level for foundation, trenches, rafts, plinths, leveling area etc. to the required depth at all leads including stacking excavated material within plot at approved location; if required bailing /pumping out of water to keep site dry at all times until completion of work; shoring, strutting, stepping, dressing, grading, cleaning, removing and excavating loose pockets and consolidating them by backfiring as directed etc. all complete as detailed in specification and conforming to safety rules of authority from time to time and Explosives rules 1940 or as amended. Note: The percentage of voids to be deduced from stack measurement is 40% for hard rock or Initial levels will be taken before blasting the hard rock and final levels will be taken after achieving the required levels in the presence of PMC/EIC. Blasting shall be carried through licensed operator having valid blasting license. | Cum. | 0 | 375 | Approved
BHOPAL - RESIDENTIAL | BLOCK | Civil | Sub & Super Structure Work | WO/BPR/BPR2/2 | Gulshan India Infrastructure Private Limited | Excavation Work | Charges for excavation work at hard rock/soft rock soil surface including all lead, lift, providing shoring, strutting, trimming ,dressing, dewatering at any depth ,all complete as per specifications and directions of the PM/EIC. |  | 0 | 0 | Approved
BHOPAL - RESIDENTIAL | BLOCK | Civil | Sub & Super Structure Work | WO/BPR/BPR2/2 | Gulshan India Infrastructure Private Limited | Excavation work in soft/hard rock surface | Charges for excavation work in all kinds of strata (by mechanical means) including hard Murrum, soft/hard rock in foundation pits, trenches, drains, sumps etc at any depth ,including all lead, lift, providing shoring, strutting to the sides if required, trimming and dressing the sides of the pits and pumping out water if encountered including carting away the excavated earth outside the premises to an unobjectionable place complete as per specifications and directions of the PM/EIC. | Cum. | 48000 | 290 | Approved
BHOPAL - RESIDENTIAL | BLOCK | Civil | Sub & Super Structure Work | WO/BPR/BPR2/2 | Gulshan India Infrastructure Private Limited | Excavation in hard rock / boulders (more than ½ Cum in size) by Controlled blasting | Excavation in hard rock / boulders (more than ½ Cum in size) by Controlled blasting using explosives and trimming to required level for foundation, trenches, rafts, plinths, leveling area etc. to the required depth at all leads including stacking excavated material within plot at approved location; if required bailing /pumping out of water to keep site dry at all times until completion of work; shoring, strutting, stepping, dressing, grading, cleaning, removing and excavating loose pockets and consolidating them by backfiring as directed etc. all complete as detailed in specification and conforming to safety rules of authority from time to time and Explosives rules 1940 or as amended. Note: The percentage of voids to be deduced from stack measurement is 40% for hard rock or Initial levels will be taken before blasting the hard rock and final levels will be taken after achieving the required levels in the presence of PMC/EIC. Blasting shall be carried through licensed operator having valid blasting license. | Cum. | 0 | 375 | Approved
The Ramdulari | BLOCK | Elevation Work |  | WO/RP/RP02/57 | JYOTI TILES LLP | Loading Unloading | Loading Unloading Chrages for Knadla Stone | Lump Sum | 1 | 30000 | Approved
Primarc Aadvika | COMMON INFRASTRUCTURE | Landscaping |  |  |  | RCC beam dismantling | Charges for doing RCC beam dismantling of 50mm depth ncluding all labour, tools & tackles, equipment and necessary safety precautions also disposing full or part of the dismantled material & its debris at designated dump yard inside of the site premises as direction of Engineer-in-Charge. | RMT |  |  | Approved
Primarc Aadvika | COMMON INFRASTRUCTURE | Landscaping |  |  |  | Polythene Sheet | All Charges for providing and laying 80 micron Polythene Sheet over damp proof course or below flooring or in foundation or in foundation trenches as per drawing and direction of Engineer-in-Charge | Sq.Mtr. |  |  | Approved
Primarc Aadvika | COMMON INFRASTRUCTURE | Landscaping | Hardscape | WO/HW1/PHW2/30 | NEW L. N. CONSTRUCTION | RCC Beam Dismantling | Charges for doing RCC beam dismantling of 50mm depth ncluding all labour, tools & tackles, equipment and necessary safety precautions also disposing full or part of the dismantled material & its debris at designated dump yard inside of the site premises as direction of Engineer-in-Charge. | RMT | 46.1 | 375 | Approved
Primarc Aadvika | COMMON INFRASTRUCTURE | Landscaping | Hardscape | WO/HW1/PHW2/30 | NEW L. N. CONSTRUCTION | Polythene Sheet | All Charges for providing and laying 80 micron Polythene Sheet over damp proof course or below flooring or in foundation or in foundation trenches as per drawing and direction of Engineer-in-Charge | Sq.Mtr. | 113 | 45 | Approved
Primarc Aadvika | BLOCK | Civil | Sheet Piling | WO/HW1/PHW9/5 | PRIYA CONSTRUCTION | Rate Escalation (Z Type cold formed sheet pile) | Rate escalation for Z-Type cold formed sheet pile against item no. 1 (only for new material) | MT | 150 | 2500 | Approved
Primarc Aadvika | BLOCK | Civil | Sheet Piling | WO/HW1/PHW9/5 | PRIYA CONSTRUCTION | Sheet piling - Hot Rolled | Providing and driving Z-type Hot Rolled sheet piles, including supply of all materials and accessories, driving using vibro hammer with crane, providing and fixing ISMB sections and MS plates for supporting arrangements, deployment of all required machinery, tools and tackles, splicing, lifting, temporary support, dismantling after completion, shifting and transportation, including all required manpower. The item also includes providing design and drawings & approved the same with structural consultant with all types of mobilization and demobilization, handling, alignment, and execution complete in all respects as per approved drawings and directions of the Engineer-in-Charge. | MT | 191.52 | 45000 | Approved
BHOPAL - COMMERCIAL | MARKETING | Housekeeping |  | WO/BPC/BPC4/32 | EXPRESS 24 CLEAN | Providing Housekeeping & Pantry Boy | Providing Housekeeping & Pantry Boy. | Months | 0 | 0 | Approved
BHOPAL - COMMERCIAL | MARKETING | Housekeeping |  | WO/BPC/BPC4/32 | EXPRESS 24 CLEAN | Housekeeper | Providing one (01) un-skilled housekeeper for 30/31 days in a month, 8.5 hrs duty per day, including national holiday and management fees from 01-April-2026 to 30-September-2026. | Months | 6 | 18313 | Approved
BHOPAL - COMMERCIAL | MARKETING | Housekeeping |  | WO/BPC/BPC4/32 | EXPRESS 24 CLEAN | Pantry Boy | Providing one (01) semi-skilled Pantry boy for 30/31 days in a month, 8.5 hrs duty per day, including national holiday and management fees from 01-April-2026 to 31-September-2026. | Months | 6 | 23117 | Approved
AARANYA | PRE-CONSTRUCTION PHASE | Site Office | Plumbing Work | WO/PKB/PKB1/28 | RESONANCE | Charges for providing, installing, testing, and commissioning of the RO Plant | Charges for providing, installing, testing, and commissioning of the RO Plant complete with all required components, accessories, fittings, interconnections, alignment, and necessary operational testing, ensuring smooth and satisfactory functioning of the entire system, complete as per specifications and direction of the Engineer-in-Charge. |  | 0 | 0 | Approved
AARANYA | PRE-CONSTRUCTION PHASE | Site Office | Plumbing Work | WO/PKB/PKB1/28 | RESONANCE | R.O 400 - complete set | R.O 400 - complete set | Set | 1 | 118000 | Approved
AARANYA | PRE-CONSTRUCTION PHASE | Site Office | Plumbing Work | WO/PKB/PKB1/28 | RESONANCE | Antiscalant & pH Corrector Doser-0-6 LPH | Antiscalant & pH Corrector Doser-0-6 LPH | Nos | 2 | 7000 | Approved
AARANYA | PRE-CONSTRUCTION PHASE | Site Office | Plumbing Work | WO/PKB/PKB1/28 | RESONANCE | Antiscalant Solution | Antiscalant Solution | Ltrs. | 10 | 200 | Approved
AARANYA | PRE-CONSTRUCTION PHASE | Site Office | Plumbing Work | WO/PKB/PKB1/28 | RESONANCE | Interconnecting pipe work (uPVC) | Interconnecting pipe work (uPVC) | Lot | 1 | 3000 | Approved
AARANYA | EXPERIENCE CENTER | Landscaping | Softscape | WO/PKB/PKX/41 | Mondal Nurseries & Exterior | Hymenocallis littoralis | Hymenocallis littoralis Hight (mm.) -300-450 SPACING @ C/C (MM) -200 | Nos. | 600 | 35 | Approved
AARANYA | EXPERIENCE CENTER | Landscaping | Softscape | WO/PKB/PKX/41 | Mondal Nurseries & Exterior | Wedelia Trilobata | Wedelia Trilobata Hight (mm.) -100-150 SPACING @ C/C (MM) -150 Location: Pond-1 & Pit Area | Nos. | 1420 | 20 | Approved
AARANYA | EXPERIENCE CENTER | Landscaping | Softscape | WO/PKB/PKX/41 | Mondal Nurseries & Exterior | Alocasia Macrozoides | Alocasia Macrozoides Hight (mm.) -300-450 SPACING @ C/C (MM) -500 | Nos. | 10 | 150 | Approved
AARANYA | EXPERIENCE CENTER | Landscaping | Softscape | WO/PKB/PKX/41 | Mondal Nurseries & Exterior | Jasminum Multiflorum | Jasminum Multiflorum Hight (mm.) -300-450 SPACING @ C/C (MM) -300 | Nos. | 160 | 60 | Approved
AARANYA | EXPERIENCE CENTER | Landscaping | Softscape | WO/PKB/PKX/41 | Mondal Nurseries & Exterior | Heliconia psittacorum | Heliconia psittacorum lady diana Hight (mm.) -450-600 SPACING @ C/C (MM) -200 | Nos. | 300 | 75 | Approved
AARANYA | EXPERIENCE CENTER | Landscaping | Softscape | WO/PKB/PKX/41 | Mondal Nurseries & Exterior | Excocaria bicolor | Excocaria bicolor Hight (mm.) -300-450 SPACING @ C/C (MM) -300 | Nos. | 15 | 150 | Approved
Primarc Aadvika | PRE-CONSTRUCTION PHASE | Site Office | Plumbing Work | WO/HW1/PHW1/41 | RELIABLE REFRIGERATION COMPANY | Extra Work for Commissioning of RO Plant | Extra Work for Commissioning of 250 Iph RO Plant |  | 0 | 0 | Approved
Primarc Aadvika | PRE-CONSTRUCTION PHASE | Site Office | Plumbing Work | WO/HW1/PHW1/41 | RELIABLE REFRIGERATION COMPANY | Membrane Change | 250 Iph RO membrane change | Nos | 1 | 19000 | Approved
Primarc Aadvika | PRE-CONSTRUCTION PHASE | Site Office | Plumbing Work | WO/HW1/PHW1/41 | RELIABLE REFRIGERATION COMPANY | Housing Change | RO housing change | Nos | 1 | 4500 | Approved
Primarc Aadvika | PRE-CONSTRUCTION PHASE | Site Office | Plumbing Work | WO/HW1/PHW1/41 | RELIABLE REFRIGERATION COMPANY | Low Pressure Switch Change | Low Pressure Switch change | Nos | 1 | 1600 | Approved
AARANYA | EXPERIENCE CENTER | Landscaping | Softscape | WO/PKB/PKX/41 | Mondal Nurseries & Exterior | Ficus Panda dwarf | Ficus Panda dwarf Hight (mm.) -300-450 SPACING @ C/C (MM) -200 Location: Gate Area | Nos. | 16 | 200 | Approved
AARANYA | EXPERIENCE CENTER | Landscaping | Softscape | WO/PKB/PKX/41 | Mondal Nurseries & Exterior | Cyrtostachys renda | Cyrtostachys renda Hight (mm.) -900 to 1200 Location: Experience Centre Front Balcony | Nos. | 4 | 1500 | Approved
AARANYA | EXPERIENCE CENTER | Landscaping | Softscape | WO/PKB/PKX/41 | Mondal Nurseries & Exterior | Calathea lutea | Calathea lutea Hight (mm.) -900 Location: Experience Centre Front Balcony | Nos. | 9 | 650 | Approved
AARANYA | EXPERIENCE CENTER | Landscaping | Softscape | WO/PKB/PKX/41 | Mondal Nurseries & Exterior | Philodendron burle maxii | Philodendron burle maxii Hight (mm.) -150-200 Location: Experience Centre Front & Side Balcony | Nos. | 60 | 150 | Approved
AARANYA | EXPERIENCE CENTER | Landscaping | Softscape | WO/PKB/PKX/41 | Mondal Nurseries & Exterior | Thunbergia erecta | Thunbergia erecta Hight (mm.) -200-300 Location: Experience Centre Side Balcony | Nos. | 136 | 60 | Approved
AARANYA | EXPERIENCE CENTER | Landscaping | Softscape | WO/PKB/PKX/41 | Mondal Nurseries & Exterior | Mini Monstera | Mini Monstera Hight (mm.) -300-450 | Nos. | 6 | 150 | Approved
The Ramdulari | CLUB | Canopy |  | WO/RP/RP06/24 | Annex Design Pvt. Ltd. | Glass Pergola in 26th Floor | Supply, fabrication, and erection of spider system glass canopy using spider fittings of Kinlong make, comprising 17.52 mm thick laminated glass (8 mm clear toughened glass + 1.52 mm clear PVB interlayer + 8 mm clear toughened glass) of Saint-Gobain make, fixed over the existing MS hollow tube backup structure, strictly as per approved drawings and structural design. The rate shall be deemed to include all materials and operations such as supply of laminated toughened glass, stainless steel spider fittings, drilling/hole charges for spider system, PVC packing, structural silicone sealing, MS cylindrical supports with necessary bushes, all labour, tools & tackles, loading-unloading, transportation, alignment, installation, and finishing, complete in all respects as per specifications and direction of Engineer-in-Charge. Measurement: Payment shall be made based on actual installed glass canopy area measured in square metres (sqm), | Sq.Ft. | 516 | 1792 | Approved
Primarc Aadvika | COMMON INFRASTRUCTURE | Consultancy Charges | ARCHITECT | WO/HW1/PHW2/34 | GROUP DCA LLP | Consultancy services (Without parking & services area) | Architectural, Interior & Illumination design Consultancy services for residential Project at Howrah location. (Without parking & services area) | Sq.Ft. | 494256 | 17 | Amended & Draft
Primarc Aadvika | COMMON INFRASTRUCTURE | Consultancy Charges | ARCHITECT | WO/HW1/PHW2/34 | GROUP DCA LLP | Consultancy services (Only parking & services area) | Architectural, Interior & Illumination design Consultancy services for residential Project at Howrah location. (Only parking & services area) | Sq.Ft. | 33588 | 10 | Approved
Primarc Aadvika | COMMON INFRASTRUCTURE | Consultancy Charges | ARCHITECT | WO/HW1/PHW2/34 | GROUP DCA LLP | Consultancy charges of detail interior design & development of Club | Consultancy charges of detail interior design & development of Club for residential Project at Howrah location | Sq.Ft. | 13758 | 175 | Approved
Primarc Aadvika | COMMON INFRASTRUCTURE | Consultancy Charges | ARCHITECT | WO/HW1/PHW2/34 | GROUP DCA LLP | Additional charges for Cub interior design. | Additional charges for consultancy services for detail interior design & development of club at Howrah Project | Lump Sum | 1 | 5000000 | Approved
AARANYA | EXPERIENCE CENTER | Landscaping | Softscape | WO/PKB/PKX/42 | Mondal Nurseries & Exterior | Plantation Charges for additional plants/shrubs | Plantation Charges for additional plants/shrubs at pond 1,gate area, pit area & experience center front balcony & side balcony area | Nos. | 2736 | 9 | Approved
AARANYA | EXPERIENCE CENTER | Landscaping | Softscape | WO/PKB/PKX/42 | Mondal Nurseries & Exterior | Manure Charges | Manure Charges-mixed manure for 2736 nos plants/shrubs | Lump Sum | 1 | 2000 | Approved
AARANYA | EXPERIENCE CENTER | Landscaping | Softscape | WO/PKB/PKX/42 | Mondal Nurseries & Exterior | Transportation Charge Plant/shrubs | Transportation Charges for Plant/shrubs (2736 Nos) at pond 1,gate area, pit area & experience center front balcony & side balcony area | Trip | 2 | 3500 | Approved
AARANYA | EXPERIENCE CENTER | Landscaping | Softscape | WO/PKB/PKX/42 | Mondal Nurseries & Exterior | Bamboo Cluster Shifting & Plantation Work | Charges for existing bamboo cluster trimming, shifting & plantation work at designated location within site premises including necessary soil preparation, manuring as per direction of Engineer In Charge Shifting Location: Between Pond 1 & Pond 4 | Lump Sum | 1 | 34000 | Approved
BHOPAL - COMMERCIAL | MARKETING | Security Expenditure |  | WO/BPC/BPC4/33 | S & IB SERVICES PRIVATE LIMITED | Providing Security Personnel | Providing one (01) un-skilled security guard for 30/31 days in a month, 12 hrs duty per day, including national holiday and management fees from 16-April-2026 to 30-September-2026 | Months | 5.5 | 28871 | Approved
BHOPAL - COMMERCIAL | OVERHEAD | Security Expenditure |  | WO/BPC/BPC5/8 | S & IB SERVICES PRIVATE LIMITED | Providing Security Personnel | Providing two (02) un-skilled security guard for 30/31 days in a month, 12 hrs duty per day, including national holiday and management fees from 16-April-2026 to 30-September-2026. | Months | 11 | 28871 | Approved
BHOPAL - RESIDENTIAL | OVERHEAD | Security Expenditure |  | WO/BPR/BPR4/5 | S & IB SERVICES PRIVATE LIMITED | Providing Security Personnel | Providing one (01) un-skilled security guard for 30/31 days in a month, 12 hrs duty per day, including national holiday and management fees from 16-April-2026 to 30-September-2026. | Months | 5.5 | 28871 | Approved
AARANYA | PRE-CONSTRUCTION PHASE | Mechanical Equipment |  | WO/PKB/PKB1/30 | PROTECH ENGINEERS | Charges for MS chequered plate & railing divider fixing work | Charges for MS chequered plate & railing divider fixing work at Weigh Bridge Area as per drawing & direction of Engineer In Charge |  | 0 | 0 | Approved
AARANYA | PRE-CONSTRUCTION PHASE | Mechanical Equipment |  | WO/PKB/PKB1/30 | PROTECH ENGINEERS | Providing, erecting and Fixing different types of MS Angle | All Charges for Providing, erecting and Fixing different types of MS Angle(ISA 40 x 40 x 5 mm),Plate in all vertical & horizontal members as per drawing confirming to relevant IS code as per approved design including materials, Labour, tools & tackles, transportation, loading-unloading for all levels as per drawing, specification and direction of Engineer-in-Charge. Location : Weigh Bridge | Kg | 235 | 110 | Approved
AARANYA | PRE-CONSTRUCTION PHASE | Mechanical Equipment |  | WO/PKB/PKB1/30 | PROTECH ENGINEERS | Erecting & Fixing MS Chequered plate | Charges for Only Erecting & Fixing MS section as per drawing, specification and direction of Engineer-in-Charge.. (MS Chequered plate will be supplied by client but subject to reconciliation) Location : Weigh Bridge | Kg | 1465 | 27 | Approved
AARANYA | PRE-CONSTRUCTION PHASE | Mechanical Equipment |  | WO/PKB/PKB1/30 | PROTECH ENGINEERS | Fixing 16 mm dia, 125 mm long anchor fasteners | Labour charges for fixing 16 mm dia, 125 mm long anchor fasteners of approved make RCC or masonry surface, including marking of locations, drilling with rotary hammer drill, cleaning the borehole, installation and tightening for fixing structural elements, complete with all accessories, labour,tools, tackles as per manufacturer's specification and direction of Engineer-in-Charge. (Fastener will be supplied by client but subject to reconciliation) | Nos. | 130 | 14 | Approved
AARANYA | PRE-CONSTRUCTION PHASE | Mechanical Equipment |  | WO/PKB/PKB1/30 | PROTECH ENGINEERS | Two coat Epoxy Primer followed by two coats of synthetic enamel paint | Providing and applying of two coat Epoxy Primer followed by two coats of synthetic enamel paint of approved shade and brand including scraping, sand papering with all finishing work at top surface of all M.S member as per drawing & direction of Engineer-in-Charge. (Measurement to be considered based on the surface area of the M.S. members.) Approved Brand: ICI/Berger/Asian Paint Location & Colour code: As Approved from Site | Sq.Ft. | 515 | 25 | Approved
AARANYA | PRE-CONSTRUCTION PHASE | Site Office | HVAC Work | WO/PKB/PKB1/29 | UNIVERSAL SALES AND PROJECTS | AC Repairing Charge | General Service Charges of Air Conditioning units including cleaning, inspection and performance checking, complete with labour, tools & tackles, as per direction of the Engineer-in-Charge. |  | 0 | 0 | Approved
AARANYA | PRE-CONSTRUCTION PHASE | Site Office | HVAC Work | WO/PKB/PKB1/29 | UNIVERSAL SALES AND PROJECTS | LEAK TESTING, VACUMING | LEAK TESTING, VACUMING | Nos | 1 | 950 | Approved
AARANYA | PRE-CONSTRUCTION PHASE | Site Office | HVAC Work | WO/PKB/PKB1/29 | UNIVERSAL SALES AND PROJECTS | GAS CHARGING (2 KG) | GAS CHARGING (2 KG) | Nos | 2 | 1000 | Approved
AARANYA | PRE-CONSTRUCTION PHASE | Site Office | HVAC Work | WO/PKB/PKB1/29 | UNIVERSAL SALES AND PROJECTS | UP & DOWN TRANSPORTATION CHARGES | UP & DOWN TRANSPORTATION CHARGES | Nos | 2 | 600 | Approved
AARANYA | PRE-CONSTRUCTION PHASE | Site Office | HVAC Work | WO/PKB/PKB1/29 | UNIVERSAL SALES AND PROJECTS | LABOUR CHARGES | LABOUR CHARGES | Nos | 2 | 500 | Approved
The Ramdulari | BLOCK | Wood Work |  | WO/RP/RP02/83 | Abdul Abid Khan | Moulding | Applying on 150mm Moulding | Rft | 1291 | 160 | Approved
AARANYA | COMMON INFRASTRUCTURE | Landscaping | Softscape | WO/PKB/PKB2/30 | PROTECH ENGINEERS | Escalation charges for material & labour | Escalation charges for material and labour against the main BOQ ref. no PKB/PKB2/8462/1 .Amount will be settled in the final bill against total work done up to 247 Nos , upon the successful completion of the said work. | Lump Sum | 1 | 20000 | Approved
SOUTHWINDS PROJECT LLP (PHASE - III & IV) | COMMON INFRASTRUCTURE - PHASE III & IV | Consultancy Charges | OTHER CONSLUTANTS | WO/SP34/CI34/94 | JP GEO CONSULTANTS | Mobilization | Charges for mobilization of plant, tools & tackles, and personnel to the project site including shifting, transporting, unloading, and erection/installation at required locations within the site, shifting from one location to another as per site requirement, and demobilization after completion of work. | Job | 0 |  | Approved
SOUTHWINDS PROJECT LLP (PHASE - III & IV) | COMMON INFRASTRUCTURE - PHASE III & IV | Consultancy Charges | OTHER CONSLUTANTS | WO/SP34/CI34/94 | JP GEO CONSULTANTS | Piezometric Test | Piezometric Test (Piezometer Installation & Observation):- Sinking 01 (one) no. 150mm dia boreholes through all kinds of soil up to a maximum depth of 15.0 m below existing ground level (EGL) including all labour, tools & plants, boring operation and making the boreholes complete, providing and installing piezometer assembly consisting of 2-inch dia PVC strainer (1.0 m to 1.5 m length) with 75mm dia PVC pipe including filling of the annular space with sand, bentonite and local soil, with 300mm PVC pipe exposed above EGL and protected with brickwork partition, and conducting the piezometric test/observation as per relevant Indian Standard (IS) codes, including equipment of measuring water level and complete in all respects as per direction of the Engineer-in-Charge. | Nos | 0 |  | Approved
BHOPAL - COMMERCIAL | MARKETING | Housekeeping |  | WO/BPC/BPC4/34 | AQUA CLEAN SERVICES PVT PTD | Providing HK & Pantry Boy | Providing HK & Pantry Boy. | Head/Day | 0 | 0 | Approved
BHOPAL - COMMERCIAL | MARKETING | Housekeeping |  | WO/BPC/BPC4/34 | AQUA CLEAN SERVICES PVT PTD | Pantry Boy | Providing one (01) Pantry Boy@8.5-hour per day basis, with service charges included in this rate, for the period from 13-03-2026 to 31-03-2026. | Head/Day | 17 | 981.92 | Approved
BHOPAL - COMMERCIAL | MARKETING | Housekeeping |  | WO/BPC/BPC4/34 | AQUA CLEAN SERVICES PVT PTD | HK Boy | Providing one (01) Housekeeper@8.5-hour per day basis, with service charges included in this rate, for the period from 13-03-2026 to 31-03-2026. | Head/Day | 17 | 750.34 | Approved
Primarc Aadvika | PRE-CONSTRUCTION PHASE | Landscaping | Softscape |  |  | Replantation Work | Charges for Supply of Trees and Shrubs for replacing Existing Plants Location: Howrah project Front side |  |  |  | Approved
Primarc Aadvika | COMMON INFRASTRUCTURE | Landscaping | Softscape | WO/HW1/PHW2/4 | THE GREEN VIEW | Replantation Work | Charges for Supply of Trees and Shrubs for replacing Existing Plants Location: Howrah project Front side |  | 0 | 0 | Approved
Primarc Aadvika | COMMON INFRASTRUCTURE | Landscaping | Softscape | WO/HW1/PHW2/4 | THE GREEN VIEW | Tree - Chorisia, Height:- - 1500mm | Tree Name:- Chorisia, Height:- - 1500mm | Nos | 1 | 3500 | Approved
Primarc Aadvika | PRE-CONSTRUCTION PHASE | Landscaping | Softscape |  |  | Tree - Chorisia, Height:- - 1500mm | Tree Name:- Chorisia, Height:- - 1500mm | Nos |  |  | Approved
Primarc Aadvika | PRE-CONSTRUCTION PHASE | Landscaping | Softscape |  |  | Tree - Erythina Indica, Height:- - 2400m | Tree Name:- Erythina Indica, Height:- - 2400m | Nos |  |  | Approved
Primarc Aadvika | COMMON INFRASTRUCTURE | Landscaping | Softscape | WO/HW1/PHW2/4 | THE GREEN VIEW | Tree - Erythina Indica, Height:- - 2400m | Tree Name:- Erythina Indica, Height:- - 2400m | Nos | 2 | 1800 | Approved
Primarc Aadvika | COMMON INFRASTRUCTURE | Landscaping | Softscape | WO/HW1/PHW2/4 | THE GREEN VIEW | Shrubs - Cycas revoluta, Height 750-900mm. | Shrubs Name:- Cycas revoluta, Height 750-900mm. | Nos | 9 | 1800 | Approved
Primarc Aadvika | PRE-CONSTRUCTION PHASE | Landscaping | Softscape |  |  | Shrubs - Cycas revoluta, Height 750-900mm. | Shrubs Name:- Cycas revoluta, Height 750-900mm. | Nos |  |  | Approved
Primarc Aadvika | PRE-CONSTRUCTION PHASE | Landscaping | Softscape |  |  | Shrubs - Dypsis Lutescens, Height 1200-1500mm. | Shrubs Name:- Dypsis Lutescens, Height 1200-1500mm. | Nos |  |  | Approved
Primarc Aadvika | COMMON INFRASTRUCTURE | Landscaping | Softscape | WO/HW1/PHW2/4 | THE GREEN VIEW | Shrubs - Dypsis Lutescens, Height 1200-1500mm. | Shrubs Name:- Dypsis Lutescens, Height 1200-1500mm. | Nos | 35 | 190 | Approved
Primarc Aadvika | COMMON INFRASTRUCTURE | Landscaping | Softscape | WO/HW1/PHW2/4 | THE GREEN VIEW | Shrubs - Gardenia Veitchii, Height 450mm. | Shrubs Name:- Gardenia Veitchii, Height 450mm. | Nos | 180 | 60 | Approved
Primarc Aadvika | PRE-CONSTRUCTION PHASE | Landscaping | Softscape |  |  | Shrubs - Gardenia Veitchii, Height 450mm. | Shrubs Name:- Gardenia Veitchii, Height 450mm. | Nos |  |  | Approved
Primarc Aadvika | PRE-CONSTRUCTION PHASE | Landscaping | Softscape |  |  | Shrubs - Ixora Red, Height 250mm. | Shrubs Name:- Ixora Red, Height 250mm. | Nos |  |  | Approved
Primarc Aadvika | COMMON INFRASTRUCTURE | Landscaping | Softscape | WO/HW1/PHW2/4 | THE GREEN VIEW | Shrubs - Ixora Red, Height 250mm. | Shrubs Name:- Ixora Red, Height 250mm. | Nos | 25 | 50 | Approved
Primarc Aadvika | COMMON INFRASTRUCTURE | Landscaping | Softscape | WO/HW1/PHW2/4 | THE GREEN VIEW | Shrubs - Ruellia Dwarf, Height 150-200mm. | Shrubs Name:- Ruellia Dwarf, Height 150-200mm. | Nos | 400 | 38 | Approved
Primarc Aadvika | PRE-CONSTRUCTION PHASE | Landscaping | Softscape |  |  | Shrubs - Ruellia Dwarf, Height 150-200mm. | Shrubs Name:- Ruellia Dwarf, Height 150-200mm. | Nos |  |  | Approved
Primarc Aadvika | PRE-CONSTRUCTION PHASE | Landscaping | Softscape |  |  | Shrubs - Yucca Desmentiana, Height 250-300mm. | Shrubs Name:- Yucca Desmentiana, Height 250-300mm. | Nos |  |  | Approved
Primarc Aadvika | COMMON INFRASTRUCTURE | Landscaping | Softscape | WO/HW1/PHW2/4 | THE GREEN VIEW | Shrubs - Yucca Desmentiana, Height 250-300mm. | Shrubs Name:- Yucca Desmentiana, Height 250-300mm. | Nos | 137 | 110 | Approved
Primarc Aadvika | COMMON INFRASTRUCTURE | Landscaping | Softscape | WO/HW1/PHW2/4 | THE GREEN VIEW | Shrubs - Pennisetum Setaceum, Height 250mm. | Shrubs Name:- Pennisetum Setaceum, Height 250mm. | Nos | 300 | 55 | Approved
Primarc Aadvika | PRE-CONSTRUCTION PHASE | Landscaping | Softscape |  |  | Shrubs - Pennisetum Setaceum, Height 250mm. | Shrubs Name:- Pennisetum Setaceum, Height 250mm. | Nos |  |  | Approved
Primarc Aadvika | COMMON INFRASTRUCTURE | Landscaping | Softscape | WO/HW1/PHW2/5 | Green View | Replantation Work | Charges for Supply of Trees and Shrubs for replacing Existing Plants Location: Howrah project Front side |  | 0 | 0 | Approved
Primarc Aadvika | COMMON INFRASTRUCTURE | Landscaping | Softscape | WO/HW1/PHW2/5 | Green View | Tree Plantation | Labour charges for plantation of trees | Nos | 3 | 100 | Approved
Primarc Aadvika | COMMON INFRASTRUCTURE | Landscaping | Softscape | WO/HW1/PHW2/5 | Green View | Shrubs and Ground Cover Plantation | Labour charges for shrubs and ground cover plantation | Nos | 1086 | 3 | Approved
Primarc Aadvika | COMMON INFRASTRUCTURE | Landscaping | Softscape | WO/HW1/PHW2/5 | Green View | Bamboo Support | Charges supply & fixing of bamboo support for tree | Nos | 3 | 100 | Approved
Primarc Aadvika | COMMON INFRASTRUCTURE | Landscaping | Softscape | WO/HW1/PHW2/5 | Green View | Existing Plant Removal | Labour charges for clearing and removal of existing plant | Lump Sum | 1 | 2000 | Approved
Primarc Aadvika | COMMON INFRASTRUCTURE | Landscaping | Softscape | WO/HW1/PHW2/5 | Green View | Soil leveling and dressing | Labour charges for soil leveling and dressing work | Sq.Mtr. | 300 | 15 | Approved
Primarc Aadvika | COMMON INFRASTRUCTURE | Landscaping | Softscape | WO/HW1/PHW2/5 | Green View | Delivery charges | Delivery charges including transportation, loading, unloading all complete | Trip | 1 | 2000 | Approved
The Ramdulari | BLOCK | Grill / Steel Work |  | WO/RP/RP02/129 | MAA TARA ENTERPRISE | Supply & Installation of I-Bolt | Supply and installation of I-Bolt of approved make, 16mm dia & 175mm length, EN 795 standards, manufactured from Stainless Steel Grade SS 304, rustproof, durable, and having high tensile strength. The item shall be fixed in position as per approved drawings and as directed by the Engineer-in-Charge, including all necessary accessories, fittings, and complete installation. Location: Terrace | Pairs | 83 | 1850 | Approved
The Ramdulari | BLOCK | False Celling |  | WO/RP/RP02/130 | Sangita Gaurisaria | False Celling Work (8mm Cement Board) | Providing and fixing 8mm thick moisture resistant cement fibre board false ceiling (Board Brand: Everest / Equivalent) on flat framework comprising rolled galvanized metal sections, consisting of main channels fixed at 1000 mm c/c in one direction and secondary ceiling sections at 525–650 mm c/c in the other direction, connected to the main channel with GI connecting clips of 10 SWG of approved quality. The grid shall be suspended from structural slab with GI strap hangers of size 15 mm × 15 mm at 1000 mm c/c both ways from structural support. The 6 mm thick cement fibre boards shall be screwed and fixed to the ceiling sections and finished with jointing compound and paper tape, including necessary scaffolding, tools and tackles, all complete as per drawings and direction of the Engineer-in-Charge. Channel Make: Indian Gypsum / Equivalent. | Sq.Ft. | 771 | 140 | Approved
The Ramdulari | BLOCK | False Celling |  | WO/RP/RP02/130 | Sangita Gaurisaria | Trap Door | Providing and fixing of Trap Door for vertical pipe covering made with Gypsum Board 12 mm thk. including galvanized metal sections with fittings and fixtures at all 4 peripheries of cut out area and trap door) to,all finishing at all level as per drawing and direction of Engineer-in-Charge. | Nos | 12 | 3200 | Approved
SOUTHWINDS PROJECT LLP (PHASE - III & IV) | CLUB PHASE - III & IV | Wood Work |  | WO/SP34/CW34/43 | Ajay Gaurisaria | Making of Bookshelf at Club | Labour Charges for Making of Bookshelf at Club, structure and shelf to be made with 19mm plywood fitted with oak wood veneer and finished with PU matt polish also the edges of shelf and structure to be fitted with veneer edge cutting & veneer pasting, complete as per approved drawings, specifications, and Architect’s approval. The item includes supply and fixing of nails, screws, adhesive (gum) and all necessary labour, tools, tackles, scaffolding, handling, alignment, and finishing. Also includes cleaning of the work area, removal and shifting of all debris/waste materials to the designated place at ground floor level, complete in all respects as per drawings and directions of the EIC / Architect. Plywood & veneer will be supplied by the Client. PU matt polish materials will be in the Contractor’s scope. Total no. of Book Shelf 4nos each Size (2400 X 600) mm Approx. | Sq.Ft. | 62 | 750 | Amended & Approved
CHANDANNAGAR COMMERCIAL | MAIN TOWER | Interior Work |  | WO/GC01/GC01/24 | Earthpreneurs Private Limited | Misc Civil Work | Misc Civil Work |  | 0 | 0 | Approved
CHANDANNAGAR COMMERCIAL | MAIN TOWER | Interior Work |  | WO/GC01/GC01/24 | Earthpreneurs Private Limited | Painting & Putty Work | Painting & Putty Work |  | 0 | 0 | Approved
CHANDANNAGAR COMMERCIAL | MAIN TOWER | Interior Work |  | WO/GC01/GC01/24 | Earthpreneurs Private Limited | Flooring Work | Painting & Putty Work |  | 0 | 0 | Approved
CHANDANNAGAR COMMERCIAL | MAIN TOWER | Interior Work |  | WO/GC01/GC01/24 | Earthpreneurs Private Limited | Door Work | Providing, lifting and fixing of PVC laminated wooden flush door shutter along with wooden door frame of section 4" × 3", including proper alignment and installation, complete with fixing of all necessary hardware fittings such as 150 mm tower bolt, Hettich lock, door stopper, magnetic catcher, hinges, etc., including supply and use of PVC gutkha, nails, screws, adhesives and all other ancillary materials required for proper installation, including cleaning of the work area and shifting of all debris/waste materials to the designated location within the site premises, complete with all labour, tools, tackles and equipment, at all levels, as per approved drawings and as directed by the Engineer-in-Charge. Note - Screwing on Hinges must be done by machine, not manually. |  | 0 | 0 | Approved
CHANDANNAGAR COMMERCIAL | MAIN TOWER | Interior Work |  | WO/GC01/GC01/24 | Earthpreneurs Private Limited | False Ceiling - Toilet Ceiling | Providing and fixing with 6mm th. Cement fibre board (Moisture resistant) Flat framework comprising of rolled galvanized metal sections consisting of the main channels to run in one direction at 1000mm c/c and secondary ceiling section at 525-650mm c/c in other direction connected to main channel with GI connecting clips of 10 SWG of approved quality. The grids shall be suspended from MS Shed Structure by GI strap hangers 15mm x 15mm size @ 1000mm C/C both ways from structural support. 6mm thk. Cement fibre board (Moisture resistant) is then screwed & fixed to ceiling section, finished with jointing compound, paper tape including necessary scaffolding & tool tackles all complete as per direction of drawing and direction of Engineer-In-Charge. Location - Men, Women Toilet/WC Ceiling | Sq.Mtr. | 12.5 | 1300 | Approved
CHANDANNAGAR COMMERCIAL | MAIN TOWER | Interior Work |  | WO/GC01/GC01/24 | Earthpreneurs Private Limited | MS Shed | Labour charges for fabrication and erection of M.S. structural framework for shed and fixing of 0.4 mm thick bluescope sheet roofing (Make - TATA or Equivalent), using RSH (50 × 100 × 3 mm) for horizontal supports, RSH (25 × 50 × 3 mm) for roof structure and RSH (45 × 75 × 3 mm) for edge bottom members, including cutting, welding, grinding, hoisting, aligning and fixing in position with bolts, nuts, washers and necessary overlaps, complete with one coat epoxy base primer, labour, tools, tackles, equipment as per approved drawings and as directed by the Engineer-in-Charge. Note:- Measurement will be made on cover area of the MS Shed Location - Roof Approved MS Brand- Jindal, Nezone or equivalent | Sq.Mtr. | 74 | 2530 | Approved
CHANDANNAGAR COMMERCIAL | MAIN TOWER | Interior Work |  | WO/GC01/GC01/24 | Earthpreneurs Private Limited | Brick dismantling | Dismantling of AAC block masonry manually or mechanical mean, including scaffolding, removal and disposal of debris within the site premises, complete with all labour, tools, tackles, and equipment, as per drawings, specifications, and as directed by the Engineer-in-Charge. Location - Roof Toilet | Cum. | 1.81 | 300 | Approved
CHANDANNAGAR COMMERCIAL | MAIN TOWER | Interior Work |  | WO/GC01/GC01/24 | Earthpreneurs Private Limited | RCC dismantling | Charges for doing RCC dismantling including all labour, tools & tackles, equipment and necessary safety precautions also disposing full or part of the dismantled material & its debris at designated dump yard inside of the site premises as direction of Engineer-in-Charge. Location - Roof Toilet | Cum. | 1.43 | 4800 | Approved
CHANDANNAGAR COMMERCIAL | MAIN TOWER | Interior Work |  | WO/GC01/GC01/24 | Earthpreneurs Private Limited | Floor Tile dismantling | Charges for dismantling and removal of existing floor tiles laid over adhesive bed, including removal of adhesive to expose the base surface and disposal of dismantled materials and debris at the designated dump yard within the site premises, complete with all labour, tools, tackles and equipment, as directed by the Engineer-in-Charge. Location - 1st Floor Toiler, Roof Toilet (Wall & Floor) | Sq.Mtr. | 24.1 | 120 | Approved
CHANDANNAGAR COMMERCIAL | MAIN TOWER | Interior Work |  | WO/GC01/GC01/24 | Earthpreneurs Private Limited | IPS Floor Chipping | Labour charges for chipping and roughening of existing IPS flooring including removal and disposal of loose material within the site premises, complete with all labour, tools, tackles and equipment, as directed by the Engineer-in-Charge. | Sq.Mtr. | 51.6 | 92 | Approved
CHANDANNAGAR COMMERCIAL | MAIN TOWER | Interior Work |  | WO/GC01/GC01/24 | Earthpreneurs Private Limited | AAC - Block Work (150/200mm Thk.) | Providing and laying autoclaved aerated cement (AAC) block masonry 150/200 mm thick at any level, using with chemical adhesive (Ultratech Fixoblock or equivalent) as approved by the Engineer-in-Charge, including surface preparation, setting out, alignment and joint finishing, complete with providing RCC bands, lintels and vertical posts as shown in drawings, along with all material, labour, tools, tackles, equipment, and scaffolding, all complete as per approved drawings and directions of the Engineer-in-Charge. (Band and post shall be measured and paid separately.) | Cum. | 4.9 | 5600 | Approved
CHANDANNAGAR COMMERCIAL | MAIN TOWER | Interior Work |  | WO/GC01/GC01/24 | Earthpreneurs Private Limited | Internal Plaster (12-15mm) | All Charges for providing and applying plaster (to internal wall) of 12-15mm.thick with sand cement mortar (6 parts sand : 1 part cement) including rounding off or chamfering corners as directed and raking out joints or roughening of concrete surface including threading nosing and drip course where necessary including steel scaffolding, curing, complete as per drawing, specification and direction of Engineer-in-Charge. | Sq.Mtr. | 26.5 | 400 | Approved
CHANDANNAGAR COMMERCIAL | MAIN TOWER | Interior Work |  | WO/GC01/GC01/24 | Earthpreneurs Private Limited | External Plaster (20mm) | All Charges for providing and applying plaster (to external wall) of 20mm. thick (12mm +8mm) with sand cement mortar (6 parts sand : 1 part cement) including rounding off or chamfering corners as directed and raking out joints or roughening of concrete surface, including threading nosing and drip course where necessary including steel scaffolding, curing, complete as per drawing, specification and direction of Engineer-in-Charge. | Sq.Mtr. | 12.4 | 430 | Approved
CHANDANNAGAR COMMERCIAL | MAIN TOWER | Interior Work |  | WO/GC01/GC01/24 | Earthpreneurs Private Limited | RCC Band - 200X150mm | Charges for Providing, Laying & fixing for RCC Band/Lintel of various sizes for AAC block work at any level using site mix concrete (1:1.5:3) including all material, Labour, tool, tackle, equipment, scaffoldingas all complete as per approved drawing and direction of Engineer in Charge. Rate is inclusive of shuttering, reinforcement and concreting works. Band Size - 200X150mm | RMT | 20 | 770 | Approved
CHANDANNAGAR COMMERCIAL | MAIN TOWER | Interior Work |  | WO/GC01/GC01/24 | Earthpreneurs Private Limited | RCC Band - 150X125mm | Charges for Providing, Laying & fixing for RCC Band/Lintel of various sizes for AAC block work at any level using site mix concrete (1:1.5:3) including labour, material, tool, tackle, equipment, scaffoldingas all complete as per approved drawing and direction of Engineer in Charge. Rate is inclusive of shuttering, reinforcement and concreting works. Band Size - 150X125mm | RMT | 10 | 670 | Approved
CHANDANNAGAR COMMERCIAL | MAIN TOWER | Interior Work |  | WO/GC01/GC01/24 | Earthpreneurs Private Limited | RCC Post - 200X200mm | Providing & fixing of RCC POST of various sizes for AAC block work at any level using site mix concrete (1:1.5:3) including labour, material, tool, tackle, equipment, scaffoldingas all complete as per approved drawing and direction of Engineer in Charge. Rate is inclusive of shuttering, reinforcement and concreting works. Post Size - 200X200mm | RMT | 10 | 350 | Approved
CHANDANNAGAR COMMERCIAL | MAIN TOWER | Interior Work |  | WO/GC01/GC01/24 | Earthpreneurs Private Limited | RCC Post - 150X125mm | Providing & fixing of RCC POST of various sizes for AAC block work at any level using site mix concrete (1:1.5:3) including all material, labour, tool, tackle, equipment, scaffoldingas all complete as per approved drawing and direction of Engineer in Charge. Rate is inclusive of shuttering, reinforcement and concreting works. Post Size - 150X125mm | RMT | 5 | 270 | Approved
CHANDANNAGAR COMMERCIAL | MAIN TOWER | Interior Work |  | WO/GC01/GC01/24 | Earthpreneurs Private Limited | Chicken Wire Mesh | All Charges for providing and fixing of Fiber Wire Mesh at concrete and brickwork joint before applying inside plaster and or outside plaster as per the direction of EIC, at any floor and level as per drawing and direction of Engineer-in-Charge | RMT | 45 | 43 | Approved
CHANDANNAGAR COMMERCIAL | MAIN TOWER | Interior Work |  | WO/GC01/GC01/24 | Earthpreneurs Private Limited | Wall Putty (2-3mm Thk.) | Charges for providing and applying of minimum 2-3mm thick wall putty, including necessary surface preparation to remove any lumps, rendering, chipping of raised portion etc. all complete of the internal wall and ceiling as per direction of EIC. The rate inclusive of cost of all materials, storage of materials, tools & tackles, inside scaffolding, labour, transportation all lead and lift, overhead and profit etc. all complete. Brand of Putty: Asian/Berger. Location: Roof Toilet & WC | Sq.Ft. | 284.8 | 8 | Approved
CHANDANNAGAR COMMERCIAL | MAIN TOWER | Interior Work |  | WO/GC01/GC01/24 | Earthpreneurs Private Limited | Internal Wall Paint - Men & Women Toilet | Providing and applying of one coat of water based acrylic primer followed by two coats of Interior Acrylic Emulsion Paint over putty surface with complete finish as per approved shade, up to the required height including all surfaces rubbed, smoothened with emery paper, thoroughly cleaned by dry mopping with cloths to make the surfaces dust free prior to application of primer, including fill cracks and holes with approved filler if required so with necessary tools, tackles & scaffolding at all levels as per direction of Engineer-in-Charge. Note: Material shall be applied after approval of Engineer-in-Charge. Make: Asian Paint Location: Roof Toilet & WC RAL: As approve | Sq.Ft. | 284.8 | 18 | Approved
CHANDANNAGAR COMMERCIAL | MAIN TOWER | Interior Work |  | WO/GC01/GC01/24 | Earthpreneurs Private Limited | External Wall Paint - Toilet/WC Outside | Providing and applying of one coat Alkali Bloc Primer followed by Ultrafine texture (Trowel Finish) and then two coats of Ultra Durable Exterior Emulsion Paint at External Surface of the Building with approved colour as mentioned in the drawing including grooves. Surface should be free from any loose paint , dust or grease, growths of fungus, algae or moss should be removed by wire brushing and water. For filling cracks up to 3mm use approved sealant. In case of dents and holes use wall putty or mix of white cement and fine sand in the ratio 1:3. All scaffolding ( Jhula Bhara/ Gandola), lifting of the material, loading- unloading charges, charges for crack filling along with material all finishes & complete as per direction & entire satisfaction of the Engineer-In-Charge. Make: ICI Location: Roof Toilet Outside Face RAL: 16BB 25/001 (Dark Strom) | Sq.Ft. | 133.32 | 23 | Approved
CHANDANNAGAR COMMERCIAL | MAIN TOWER | Interior Work |  | WO/GC01/GC01/24 | Earthpreneurs Private Limited | MS Shed Painting Work | Supply & Application of two coat epoxy based primer with two coat Epoxy Enamel Paint of approve shade on the MS member including scraping, sand papering with all finishing work at top surface of all M.S members as per drawing and direction of Engineer-in-Charge. Note: Measurement will be made on actual surfce area of MS Location - Roof MS Shed | Sq.Ft. | 0 | 15.5 | Approved
CHANDANNAGAR COMMERCIAL | MAIN TOWER | Interior Work |  | WO/GC01/GC01/24 | Earthpreneurs Private Limited | Floor Vitrified Tiles - Pentry, Manager & Store Room | Charges for Providing & Fixing of Floor Vitrified Tiles (9mm Thk, 600x1200mm, Kajaria K12657, Glossy) at roof levels using 12mm thk. adhesive bed (Roff T02 and T03) , fixed with 3mm spacer & joints filled with epoxy grout (Kajaria Grout) pigmented (ivory colour) to match after acid washing including all finishing & Cleaning as per drawing and direction of Engineer-In-Charge. Location - Corridor, Pentry, Manager & Store Room | Sq.Ft. | 420 | 128 | Approved
CHANDANNAGAR COMMERCIAL | MAIN TOWER | Interior Work |  | WO/GC01/GC01/24 | Earthpreneurs Private Limited | Floor Vitrified Tiles - Roof Men, Femal Toilet & WC | All Charges for providing & Fixing of Floor vitrified Tiles (600X600mm, Kajaria K6602, Matte) at Toilet for all levels using 12mm thk. adhesive bed (Roff T02 and T03), joints (Hairline Joint) filled with white cement slurry pigmented to match after acid washing including all finishing & Cleaning as per drawing and direction of Engineer-In-Charge. Location - Roof Men, Femal Toilet & WC Floor | Sq.Ft. | 118.6 | 118 | Approved
CHANDANNAGAR COMMERCIAL | MAIN TOWER | Interior Work |  | WO/GC01/GC01/24 | Earthpreneurs Private Limited | Wall Dado - Toilet | All Charges for providing & Fixing of vitrified Tiles (600X600mm, Kajaria K6602, Matte) at Toilet dado for all levels using 12mm thk. adhesive bed (Roff T02 and T03) , joints (Hairline Joint) filled with white cement slurry pigmented to match after acid washing including all finishing & Cleaning as per drawing and direction of Engineer-In-Charge. Location - Roof Men, Femal Toilet & WC wall | Sq.Ft. | 530 | 118 | Approved
CHANDANNAGAR COMMERCIAL | MAIN TOWER | Interior Work |  | WO/GC01/GC01/24 | Earthpreneurs Private Limited | Door - 750X2100 | Door Size - 750X2100mm Location - Women & Men WC (Roof) | Nos | 2 | 21000 | Approved
CHANDANNAGAR COMMERCIAL | MAIN TOWER | Interior Work |  | WO/GC01/GC01/24 | Earthpreneurs Private Limited | Door - 900X2100 | Door Size - 750X2100mm Location - Men Toilet (Roof) | Nos | 1 | 26000 | Approved
Primarc Aahana | COMMON INFRASTRUCTURE | Grill / Steel Work | Gate and Security Room | WO/AAH/AAH02/11 | ADA-METCON | MS Gate | Fabrication and fixing of Square Hollow Sections (SHS) 38×38×2.8 mm and Rectangular Hollow Sections (RHS) 60×40×2.8 mm, including cutting to required lengths, edge preparation, alignment, positioning, and welding/bolting, complete in all respects as per approved drawings and directions of the Engineer-in-Charge. (Material Supplied By Client) | Kg | 46 | 40 | Approved
SOUTHWINDS PROJECT LLP (PHASE - III & IV) | CLUB PHASE - III & IV | Wood Work |  | WO/SP34/CW34/43 | Ajay Gaurisaria | loading - unloading | Charges for loading - unloading, transportation, hire charges for machinery as per direction of Engineer-in-Charge | Lump Sum | 1 | 1860 | Approved
SOUTHWINDS PROJECT LLP (PHASE - III & IV) | CLUB PHASE - III & IV | Softscape |  | WO/SP34/CW34/44 | THE GREEN VIEW | Supply of Plant for FRP Pot at Multipurpose Hall | Supply of Plant for FRP Pot at Multipurpose Hall |  | 0 | 0 | Approved
SOUTHWINDS PROJECT LLP (PHASE - III & IV) | CLUB PHASE - III & IV | Softscape |  | WO/SP34/CW34/44 | THE GREEN VIEW | Bird of Paradise Height - 900mm | Bird of Paradise Height - 900mm | Nos | 2 | 400 | Approved
SOUTHWINDS PROJECT LLP (PHASE - III & IV) | CLUB PHASE - III & IV | Softscape |  | WO/SP34/CW34/44 | THE GREEN VIEW | Monstera deliciosa Height - 900mm | Monstera deliciosa Height - 900mm | Nos | 2 | 750 | Approved
SOUTHWINDS PROJECT LLP (PHASE - III & IV) | CLUB PHASE - III & IV | Softscape |  | WO/SP34/CW34/44 | THE GREEN VIEW | Snake Plant Height - 450-600mm | Snake Plant Height - 450-600mm | Nos | 1 | 130 | Approved
SOUTHWINDS PROJECT LLP (PHASE - III & IV) | CLUB PHASE - III & IV | Softscape |  | WO/SP34/CW34/44 | THE GREEN VIEW | Philodendron Selloum Height - 900mm | Philodendron Selloum Height - 900mm | Nos | 2 | 500 | Approved
SOUTHWINDS PROJECT LLP (PHASE - III & IV) | CLUB PHASE - III & IV | Softscape |  | WO/SP34/CW34/44 | THE GREEN VIEW | Lady Palm (Raphis Excelsa) Height - 900mm | Lady Palm (Raphis Excelsa) Height - 900mm | Nos | 5 | 500 | Approved
SOUTHWINDS PROJECT LLP (PHASE - III & IV) | CLUB PHASE - III & IV | Softscape |  | WO/SP34/CW34/44 | THE GREEN VIEW | Supply of Plant for FRP Pot at MLCP - Ground Floor Entrance Lobby | Supply of Plant for FRP Pot at MLCP - Ground Floor Entrance Lobby |  | 0 | 0 | Approved
SOUTHWINDS PROJECT LLP (PHASE - III & IV) | CLUB PHASE - III & IV | Softscape |  | WO/SP34/CW34/44 | THE GREEN VIEW | Lady Palm (Raphis Excelsa) Height - 900mm | Lady Palm (Raphis Excelsa) Height - 900mm | Nos | 18 | 500 | Approved
SOUTHWINDS PROJECT LLP (PHASE - III & IV) | CLUB PHASE - III & IV | Softscape |  | WO/SP34/CW34/44 | THE GREEN VIEW | Supply of Plant for FRP Pot at Club (Deck Area) | Supply of Plant for FRP Pot at Club (Deck Area) |  | 0 | 0 | Approved
SOUTHWINDS PROJECT LLP (PHASE - III & IV) | CLUB PHASE - III & IV | Softscape |  | WO/SP34/CW34/44 | THE GREEN VIEW | Plumeria dwarf - Bushy Height - 1200mm | Plumeria dwarf - Bushy Height - 1200mm | Nos | 8 | 2500 | Approved
SOUTHWINDS PROJECT LLP (PHASE - III & IV) | CLUB PHASE - III & IV | Softscape |  | WO/SP34/CW34/44 | THE GREEN VIEW | Roheo Height - 150mm | Roheo Height - 150mm | Nos | 48 | 45 | Approved
SOUTHWINDS PROJECT LLP (PHASE - III & IV) | CLUB PHASE - III & IV | Softscape |  | WO/SP34/CW34/44 | THE GREEN VIEW | Ribbon Grass Height - 150-200mm | Ribbon Grass Height - 150-200mm | Nos | 48 | 50 | Approved
SOUTHWINDS PROJECT LLP (PHASE - III & IV) | CLUB PHASE - III & IV | Softscape |  | WO/SP34/CW34/44 | THE GREEN VIEW | Supply of Plant for FRP Pot at Club (Reception Lobby - 6th & 7th Floor) | Supply of Plant for FRP Pot at Club (Reception Lobby - 6th & 7th Floor) |  | 0 | 0 | Approved
SOUTHWINDS PROJECT LLP (PHASE - III & IV) | CLUB PHASE - III & IV | Softscape |  | WO/SP34/CW34/44 | THE GREEN VIEW | Fiddle Leaf plants Height - 900mm | Fiddle Leaf plants Height - 900mm | Nos | 7 | 750 | Approved
SOUTHWINDS PROJECT LLP (PHASE - III & IV) | CLUB PHASE - III & IV | Softscape |  | WO/SP34/CW34/44 | THE GREEN VIEW | Supply of Plant for FRP Pot at Club (TV Lounge & Games Room) | Supply of Plant for FRP Pot at Club (TV Lounge & Games Room) |  | 0 | 0 | Approved
SOUTHWINDS PROJECT LLP (PHASE - III & IV) | CLUB PHASE - III & IV | Softscape |  | WO/SP34/CW34/44 | THE GREEN VIEW | Bird of Paradise Height - 900mm | Bird of Paradise Height - 900mm | Nos | 2 | 400 | Approved
SOUTHWINDS PROJECT LLP (PHASE - III & IV) | CLUB PHASE - III & IV | Softscape |  | WO/SP34/CW34/44 | THE GREEN VIEW | Monstera deliciosa Height - 900mm | Monstera deliciosa Height - 900mm | Nos | 2 | 750 | Approved
SOUTHWINDS PROJECT LLP (PHASE - III & IV) | CLUB PHASE - III & IV | Softscape |  | WO/SP34/CW34/44 | THE GREEN VIEW | Snake Plant Height - 450-600mm | Snake Plant Height - 450-600mm | Nos | 3 | 130 | Approved
SOUTHWINDS PROJECT LLP (PHASE - III & IV) | CLUB PHASE - III & IV | Softscape |  | WO/SP34/CW34/44 | THE GREEN VIEW | Philodendron Selloum Height - 900mm | Philodendron Selloum Height - 900mm | Nos | 2 | 500 | Approved
Primarc Aahana | PRE-CONSTRUCTION PHASE | Temp fencing wall & Gate |  | WO/AAH/AAH01/4 | JAHANGIR ALAM ENTERPRISE | Red Oxide Primer | Providing & Applying of one coat of Red Oxide Primer with one coats of Synthetic Enamel paint of approved shade and brand including scraping, sand papering with all finishing work at top surface of all M.S members as per drawing and direction of Engineer-in-Charge. Member Size -38x38x2.8mm Location:- Boundary Wall Fencing & Cement Godown Brand: (Asian Paints/ICI/Berger). | RMT | 623 | 20 | Approved
Primarc Aahana | PRE-CONSTRUCTION PHASE | Temp fencing wall & Gate |  | WO/AAH/AAH01/4 | JAHANGIR ALAM ENTERPRISE | Red Oxide Primer | Providing & Applying of one coat of Red Oxide Primer with one coats of Synthetic Enamel paint of approved shade and brand including scraping, sand papering with all finishing work at top surface of all M.S members as per drawing and direction of Engineer-in-Charge. Member Size -60x40x2.8mm Location:- Cement Godown Brand: (Asian Paints/ICI/Berger). | RMT | 261 | 25 | Approved
Primarc Aahana | PRE-CONSTRUCTION PHASE | Temp fencing wall & Gate |  | WO/AAH/AAH01/4 | JAHANGIR ALAM ENTERPRISE | Red Oxide Primer | Providing and applying of one coat red oxide primer with one coats of synthetic enamel paint of approved shade and brand over MS members including scraping, sand papering with all finishing work as per direction of Engineer-in-Charge. Location: Temporary Gate Brand: Brand: Asian Paints/ICI/Berger | Sq.Ft. | 147 | 9 | Approved
SOUTHWINDS PROJECT LLP (PHASE - III & IV) | CLUB PHASE - III & IV | Softscape |  | WO/SP34/CW34/44 | THE GREEN VIEW | Supply of Plant for Planter Area at Club | Supply of Plant for Planter Area at Club |  | 0 | 0 | Approved
SOUTHWINDS PROJECT LLP (PHASE - III & IV) | CLUB PHASE - III & IV | Softscape |  | WO/SP34/CW34/44 | THE GREEN VIEW | Schefellera green Height - 250-300mm | Schefellera green Height - 250-300mm | Nos | 78 | 50 | Approved
SOUTHWINDS PROJECT LLP (PHASE - III & IV) | CLUB PHASE - III & IV | Softscape |  | WO/SP34/CW34/44 | THE GREEN VIEW | Supply of Plant for External area at Phase - IV (Landscape) | Supply of Plant for External area at Phase - IV (Landscape) |  | 0 | 0 | Approved
SOUTHWINDS PROJECT LLP (PHASE - III & IV) | CLUB PHASE - III & IV | Softscape |  | WO/SP34/CW34/44 | THE GREEN VIEW | Spider lily Height - 300-450mm | Spider lily Height - 300-450mm | Nos | 65 | 35 | Approved
SOUTHWINDS PROJECT LLP (PHASE - III & IV) | CLUB PHASE - III & IV | Softscape |  | WO/SP34/CW34/44 | THE GREEN VIEW | Raphis excelsa Height - 750mm | Raphis excelsa Height - 750mm | Nos | 20 | 400 | Approved
SOUTHWINDS PROJECT LLP (PHASE - III & IV) | CLUB PHASE - III & IV | Softscape |  | WO/SP34/CW34/44 | THE GREEN VIEW | Canna variegated Height - 300mm | Canna variegated Height - 300mm | Nos | 24 | 60 | Approved
SOUTHWINDS PROJECT LLP (PHASE - III & IV) | CLUB PHASE - III & IV | Softscape |  | WO/SP34/CW34/44 | THE GREEN VIEW | Areca palm Height - 1500mm | Areca palm Height - 1500mm | Nos | 8 | 350 | Approved
SOUTHWINDS PROJECT LLP (PHASE - III & IV) | CLUB PHASE - III & IV | Softscape |  | WO/SP34/CW34/44 | THE GREEN VIEW | Ficus Panda Height - 600mm | Ficus Panda Height - 600mm | Nos | 38 | 80 | Approved
SOUTHWINDS PROJECT LLP (PHASE - III & IV) | CLUB PHASE - III & IV | Softscape |  | WO/SP34/CW34/44 | THE GREEN VIEW | Golden duranta Height - 200-300mm | Golden duranta Height - 200-300mm | Nos | 50 | 35 | Approved
SOUTHWINDS PROJECT LLP (PHASE - III & IV) | CLUB PHASE - III & IV | Softscape |  | WO/SP34/CW34/44 | THE GREEN VIEW | Ixora cocenea Height - 300mm | Ixora cocenea Height - 300mm | Nos | 80 | 50 | Approved
SOUTHWINDS PROJECT LLP (PHASE - III & IV) | CLUB PHASE - III & IV | Softscape |  | WO/SP34/CW34/45 | Green View | Charges for Transportation, Soil Preparation with supply of Manure and Plantation Charges as per direction of EIC. | Charges for Transportation, Soil Preparation with supply of Manure and Plantation Charges as per direction of EIC. |  | 0 | 0 | Approved
SOUTHWINDS PROJECT LLP (PHASE - III & IV) | CLUB PHASE - III & IV | Softscape |  | WO/SP34/CW34/45 | Green View | Supply of Cocopeat | Supply of Cocopeat Wet =6 to 7 Kgs. Approx / Bag Dry =4 to 5 Kgs. Approx / Bag | Bags. | 10 | 185 | Approved
SOUTHWINDS PROJECT LLP (PHASE - III & IV) | CLUB PHASE - III & IV | Softscape |  | WO/SP34/CW34/45 | Green View | Supply of Vermicompost | Supply of Vermicompost 50 Kgs. Per Bags | Bags. | 2 | 850 | Approved
SOUTHWINDS PROJECT LLP (PHASE - III & IV) | CLUB PHASE - III & IV | Softscape |  | WO/SP34/CW34/45 | Green View | Supply of Manure ( Neem khol ) | Supply of Manure ( Neem khol ) | Kgs | 2 | 60 | Approved
SOUTHWINDS PROJECT LLP (PHASE - III & IV) | CLUB PHASE - III & IV | Softscape |  | WO/SP34/CW34/45 | Green View | Transportation Charges | Transportation Charges | Trip | 3 | 2500 | Approved
SOUTHWINDS PROJECT LLP (PHASE - III & IV) | CLUB PHASE - III & IV | Softscape |  | WO/SP34/CW34/45 | Green View | Labour charges for laying draincell board, geotextile cloth, lifting & filling of soil with manures over pot & Planting plants | Labour charges for laying draincell board, geotextile cloth, lifting & filling of soil with manures over pot & Planting plants | Lump Sum | 1 | 13000 | Approved
The Ramdulari | COMMON INFRASTRUCTURE | Grill / Steel Work |  | WO/RP/RP03/60 | Sarmistha Enterprise | MS Structure For Climber at Water Features Wall & MS Creeper Wall Extension Support work | MS Structure For Climber at Water Features Wall & MS Creeper Wall Extension Support work |  | 0 | 0 | Amended & Approved
The Ramdulari | COMMON INFRASTRUCTURE | Grill / Steel Work |  |  |  | MS | Providing and Fixing of Climber Structure 50x50x3 SHS Vertical & Horizontal Member with 75x75x5 mm MS Base Plate with | Kgs |  |  | Approved
Primarc Aahana | OVERHEAD | Pest Control |  | WO/AAH/AAH03/9 | Legend Sanicure Private Limited | Charges for Integrated Mosquito Control Services (Larva & Adult)Period: May'26 to August'26 | Charges for Integrated Mosquito Control Services (Larva & Adult): For Entire project office area, Marketing office area & Car Parking Area (Including Toilet & Security Gate). i) Anti Larval Treatment (Pest Covered- Mosquito Larvae): Chemical to be used- a) Baytex (Fenthion), Dosage- 0.75 ml/Ltr b) Chlorpyriphos, Dosage- 5ml/Ltr c) Diesel, Dosage-RTU Application will be as per annexure (6 treatments to be done in a month) ii) Anti Adult Space Spray (Pest Covered- Adult Mosquitos): Chemical to be used- a) Biflex (Bifenthrin), Dosage- 5-10 ml/Ltr b) Chlorpyriphos, Dosage- 10ml/Ltr c) Deltamethrin Flow (2.5% SC), Dosage- 8ml/Ltr Application will be as per annexure (6 treatments to be done in a month) Period: May'26 to August'26 | Months | 4 | 4500 | Approved
The Ramdulari | COMMON INFRASTRUCTURE | Grill / Steel Work |  |  |  | MS CREEPER EXTENSION | Providing and Fixing of Boundary Wall Creeper Extension ISA 35x35x3 & 25x6 MS Plate for Creeper Extra Support | Kgs |  |  | Approved
The Ramdulari | COMMON INFRASTRUCTURE | Grill / Steel Work |  |  |  | CHAIN LINK | Providing & Fixing of Creeper PVC Coated Chain Link | Sq.Ft. |  |  | Approved
The Ramdulari | COMMON INFRASTRUCTURE | Grill / Steel Work |  |  |  | BRICK FASTNER | Brick Fastner Work as per the direction of EIC | Nos. |  |  | Approved
Primarc Aahana | PRE-CONSTRUCTION PHASE | Site Office | Plumbing Work | WO/AAH/AAH01/12 | RELIABLE REFRIGERATION COMPANY | Charges for providing, installing, testing, and commissioning of the RO Plant | Charges for providing, installing, testing, and commissioning of the100 LPH RO Plant complete with all required components, (Including Storage Tank - Capacity - 30 Ltr. & Iron Remover Vessel) accessories, fittings, interconnections, alignment, and necessary operational testing, ensuring smooth and satisfactory functioning of the entire system, complete as per specifications and direction of the Engineer-in-Charge. Approved Make - Nexgen / Equivalent | Lump Sum | 1 | 79831 | Approved
CHANDANNAGAR COMMERCIAL | MAIN TOWER | Water Proofing |  | WO/GC01/GC01/22 | PRERONA CONSTRUCTION | EXTRA ITEM | Due to a revision in the unit rate of SikaTop® Seal 109 Hi effective from April 2026, the price has increased from ₹4,000/- per 50 kg bag to ₹6,500/- per 50 kg bag, resulting in a rate difference of ₹50/- per kg. This escalation impacts the overall material cost for the above waterproofing work Based on the standard consumption rate of 2.2 kg per sqm and a total application area of 505 sqm, the total material consumption is calculated as 1,111 kg. Accordingly, the additional amount payable on account of the rate variation is: 1,111 kg × ₹50/- per kg = ₹55,500/-. | Lump Sum | 1 | 55500 | Approved
BHOPAL - COMMERCIAL | MARKETING | Water Proofing |  | WO/BPC/BPC4/26 | Suhani Associates | Supply & application waterproofing treatment work | Waterproofing treatment work with APP membrane system(Roof External Puff Panel Surface Area): 1. Surface Preparation of puff panel roof -:Clean the surface by chipping and removing dirt particles/bituminous surface also, remove laitance by grinding, clean dust by air blower/ industrial vacuum cleaner followed by high pressure water jet cleaning. Allow Surface to dry, clean the surface again thoroughly with cloth or proper tools. All nuts and bolts have to be checked thoroughly and if any error is found, they must be repaired including repairing of old joints , packing over lap joint area properly with waterproofing compound. 2.Application of Sika Shield WP Primer: Supply & apply of solvent based bituminous primer Sika Shield WP Primer which is manufactured and supplied by the same manufacture whose App Polymeric membrane is applied must be used , this is to ensure proper compatibility of the primer and membrane so that effective bonding is achieved and performance of system ensured. 3. Application of APP membrane: Providing and Applying Sika Shield P24 PE ,3mm thick , APP modified bituminous waterproofing membrane using torch method & properly sealed on slopping Roof Surface ,reinforced with a non –woven polyester fabric and flexible at – 2 C. | Sq.Ft. | 2919 | 37.5 | Approved
BHOPAL - COMMERCIAL | MARKETING | Water Proofing |  | WO/BPC/BPC4/26 | Suhani Associates | Providing & Applying aluminium pigmented paint | Providing & Applying good heat deflecting ; air drying aluminium pigmented paint of approved shade (Product: Tuffkote, Make: Shalimar Paints) over APP membrane as a suitable protection layer as per approved specification & direction of Engineer In Charge. | Sq.Ft. | 2919 | 7.5 | Approved
The Ramdulari | COMMON INFRASTRUCTURE | Grill / Steel Work |  | WO/RP/RP03/60 | Sarmistha Enterprise | MS CLIMBERS | Supply, fabrication and erection of Extention of MS climber structure using 50×50×3 mm SHS vertical members and 75×75×5 mm MS base plates, including cutting, welding, grinding, fitting, fixing and providing all necessary accessories, complete. The work includes application of one coat of zinc chromate primer, transportation, loading, unloading, lifting, shifting at site, and use of all tools and tackles, complete as per approved drawings and direction of Engineer-in-Charge. | Kgs | 338 | 109 | Approved
The Ramdulari | COMMON INFRASTRUCTURE | Grill / Steel Work |  | WO/RP/RP03/60 | Sarmistha Enterprise | MS CREEPER EXTENSION | Supply, fabrication and erection of boundary wall creeper extension made of ISA 35×35×3 mm and 25×6 mm MS flat/plate, including cutting, welding, grinding, fitting, fixing and providing all necessary accessories to complete the work. The item includes application of one coat of zinc chromate primer over all steel surfaces. The rate shall include proper installation over existing boundary wall, transportation, loading, unloading, lifting, shifting of materials at site, and use of all tools, tackles, labour and equipment required to complete the work as per approved drawings and direction of the Engineer-in-Charge. | Kgs | 2094 | 109 | Approved
The Ramdulari | COMMON INFRASTRUCTURE | Grill / Steel Work |  | WO/RP/RP03/60 | Sarmistha Enterprise | CHAIN LINK | Providing & Fixing of GI Chain-Link Fencing with PVC Coating, including the cost of scaffolding at all levels, executed as per the approved drawings and as directed by the Engineer-in-Charge. The fencing shall consist of G.I. wire with a square mesh opening of 50 mm and a wire thickness of 2.6 mm, conforming to relevant standards. The work shall be completed in all respects to ensure durability, structural integrity, and a neat finish. | Sq.Ft. | 2187 | 45 | Approved
The Ramdulari | COMMON INFRASTRUCTURE | Grill / Steel Work |  | WO/RP/RP03/60 | Sarmistha Enterprise | Fastner | Supply, fitting and fixing of anchor fasteners of size 12x75mm/100mm for MS base plate structural works over concrete wall, including drilling, cleaning of holes, proper installation and tightening as per manufacturer’s specifications and approved drawings, complete in all respects. Brand -Local | Nos | 128 | 30 | Approved
Primarc Aahana | COMMON INFRASTRUCTURE | Boundary Wall | Civil Work | WO/AAH/AAH02/10 | NEW L. N. CONSTRUCTION | Extra Item | Charges for towards extra cost for Cement Go down, RCC Drain, Pathway Area, DG Foundation. |  | 0 | 0 | Approved
Primarc Aahana | COMMON INFRASTRUCTURE | Boundary Wall | Civil Work | WO/AAH/AAH02/10 | NEW L. N. CONSTRUCTION | V Groove Making | Labour Charges for doing 'V' Groove line (above 6 mm wide and 8 mm deep) in plaster surface at any floor and level as per drawing and direction of Engineer-in-Charge. | RMT | 89.5 | 45 | Approved
Primarc Aahana | COMMON INFRASTRUCTURE | Boundary Wall | Civil Work | WO/AAH/AAH02/10 | NEW L. N. CONSTRUCTION | 20mm Plaster | Providing and applying 20 mm thick plaster with sand cement mortar (1: 6) including rounding off or chamfering of concrete surface, curing etc. complete as per direction of EIC. Location : Toe wall | Sq.Mtr. | 21 | 270 | Approved
Primarc Aahana | COMMON INFRASTRUCTURE | Boundary Wall | Civil Work | WO/AAH/AAH02/10 | NEW L. N. CONSTRUCTION | Fibre Mess Fixing | Charges for providing and fixing of Fiber Chicken Wire Mesh at concrete and brickwork joint before applying inside plaster and as per the direction of EIC, at any floor and level as per drawing and direction of Engineer-in-Charge. | RMT | 136.5 | 30 | Approved
Primarc Aahana | COMMON INFRASTRUCTURE | Boundary Wall | Civil Work | WO/AAH/AAH02/10 | NEW L. N. CONSTRUCTION | Rough Plaster | Charges for providing and applying rough plaster course cement and sand mortar after dismantling the existing cement plaster including surface preparation, filling gaps and voids to ensure a uniform surface to create a suitable base for the final plaster including the cost of all material, tools and tackle, labour, necessary curing, scaffolding, staging, as required all leads and lifts as per direction of Engineer in Charge. (cement will be supplied by client) Area - Football Ground Side Boundary Wall | Sq.Mtr. | 56 | 225 | Approved
SOUTHWINDS PROJECT LLP (PHASE - III & IV) | COMMON INFRASTRUCTURE - PHASE III & IV | Consultancy Charges | OTHER CONSLUTANTS | WO/SP34/CI34/95 | Earth Care Products and Services | Supply & Installation of Piezometer | Supply & Installation of Piezometer |  | 0 | 0 | Approved
SOUTHWINDS PROJECT LLP (PHASE - III & IV) | COMMON INFRASTRUCTURE - PHASE III & IV | Consultancy Charges | OTHER CONSLUTANTS | WO/SP34/CI34/95 | Earth Care Products and Services | Supply, installation, testing & commissioning of piezometer | Supply, installation, testing & commissioning of piezometer with telemetry cloud base storage with data SIM & one year cloud subscription & one year data pack all complete as per approve drawings & specification. | Job | 1 | 60000 | Approved
SOUTHWINDS PROJECT LLP (PHASE - III & IV) | COMMON INFRASTRUCTURE - PHASE III & IV | Consultancy Charges | OTHER CONSLUTANTS | WO/SP34/CI34/95 | Earth Care Products and Services | Drilling, installation of 50 mm dia piezo tubewell installation for approz 90 mtr depth | Drilling, installation of 50 mm dia piezo tubewell installation for approz 90 mtr depth including pipe, strainer, supply of gravels, development by air compressor including all materials , manpower, machinery, transportation , tools & tackles etc, all complete as per approve drawings & specification. | Job | 1 | 115000 | Approved
SOUTHWINDS PROJECT LLP (PHASE - III & IV) | COMMON INFRASTRUCTURE - PHASE III & IV | Consultancy Charges | OTHER CONSLUTANTS | WO/SP34/CI34/95 | Earth Care Products and Services | SMC junction box with electrical box | SMC junction box with electrical box Installation & commissioning of outdoor junction box | Nos | 1 | 10000 | Approved
The Ramdulari | BLOCK | Wood Work |  | WO/RP/RP02/131 | M.R. Furniture | BOH Area Additional Door Work | BOH Area Additional Door Work |  | 0 | 0 | Approved
The Ramdulari | BLOCK | Wood Work |  | WO/RP/RP02/131 | M.R. Furniture | Cement Board Fixing | Labour charges of Making & Fixing of 38 X38 mm Aluminum frame with cement board panel including supply of SS screw, nails, masking tape and gum including all finishing at all level as per design requirements & direction of EIC. (Cement Board, alum, frame will be provided by client but on reconciliation basis) Location: Flush Door Area, Electrical Panel Area, DB Panel | Sq.Ft. | 151.37 | 134.31 | Approved
The Ramdulari | BLOCK | Wood Work |  | WO/RP/RP02/131 | M.R. Furniture | Vision Glass Fixing | Labour charges for lifting, carrying, fixing and cutting of Vision Glass including fixing of Laminates with 1x1mm groove at the front side and back side of the shutter, including fixing of vision panel including polish, door closure, handle, stopper, mortise lock and other accessories as per drawing along with supply of ss screw,pvc gutkha,nails, muskin tape and fevicol as necessary for entire work, cleaning the work area, shifting all the debris/wastes to a designated place at ground floor level, at all level as per approved drawing and direction of Engineer in charge. Location: Flush Door Area, Electrical Panel Area, DB Covering | Sq.Ft. | 22.9 | 112.8 | Approved
The Ramdulari | BLOCK | Wood Work |  | WO/RP/RP02/131 | M.R. Furniture | Door Making & Fixing with Laminate | Labour charges of making & fixing of wooden door with both side laminate fixing, Architrave fixing on bothside frame, fixing all hardware etc, including supply of SS Screw, nails, masking tape and gum including all finishing at all level as per design requirements & direction of EIC. (Flush Door Shutter, Laminate, hardware will be provided by client but on reconciliation basis) Size - i) Flush Door - 1.4x2.4 Mtr. ii) DB Panel Door - 1.2x2.4 Mtr. iii) Electrical Panel Door - 1.48x2.4 Mtr. | Sq.Ft. | 149.32 | 239.7 | Approved
The Ramdulari | BLOCK | Wood Work |  | WO/RP/RP02/131 | M.R. Furniture | Door Frame Making & Fixing | Labour charges of making & fixing of wooden door frame with both side laminate fixing, Architrave fixing on bothside frame, fixing all hardware etc, including supply of all necessary items for finishing at all level as per design requirements & direction of EIC. | Sq.Ft. | 44.32 | 239.7 | Approved
The Ramdulari | BLOCK | Wood Work |  | WO/RP/RP02/131 | M.R. Furniture | Louver Making & Fixing | Providing and fixing of Wooden Louvers as per the drawings and as per approved by the architect. Location: i) Electrical Panel Room ii) DB Panel Room | Sq.Ft. | 47.95 | 112.8 | Approved
The Ramdulari | BLOCK | Wood Work |  | WO/RP/RP02/131 | M.R. Furniture | Trap Door in Ceiling | Providing and fixing of Trap Door with both side laminate made with Gypsum Board 12mm/Hilux Board 8mm,including Galvanized metal sections with fittings and fixtures, all finishing at all level as per drawing and direction of Engineer-in-charge. | Sq.Ft. | 21.53 | 244.4 | Approved
The Ramdulari | BLOCK | Wood Work |  | WO/RP/RP02/131 | M.R. Furniture | Charges for Loading & Unloading | Charges for loading - unloading, transportation, hire charges for machinery as per direction of Engineer-in-Charge | Lump Sum | 1 | 3200 | Approved
SOUTHWINDS PROJECT LLP (PHASE - III & IV) | FINISHING PHASE - IV | False Celling |  | WO/SP34/FW4/97 | Ajay Gaurisaria | Removal of Existing ply & gypsum board and re-fixing of the same for 1st floor AC copper pipe fixing at Block – 16 and Ground Floor False ceiling dismantling & rework due to modification of drawing | Removal of Existing ply & gypsum board and re-fixing of the same for 1st floor AC copper pipe fixing at Block – 16 and Ground Floor False ceiling dismantling & rework due to modification of drawing including necessary scaffolding & tool tackles all complete as per direction of drawing and direction of Engineer-In-Charge. | Lump Sum | 1 | 24340 | Approved
SOUTHWINDS PROJECT LLP (PHASE - III & IV) | FINISHING PHASE - IV | False Celling |  | WO/SP34/FW4/97 | Ajay Gaurisaria | loading - unloading.. | Charges for loading - unloading, transportation, hire charges for machinery as per direction of Engineer-in-Charge.. | Lump Sum | 1 | 730 | Approved
SOUTHWINDS PROJECT LLP (PHASE - III & IV) | HARDSCAPE & LANDSCAPE PHASE - IV | Window and Glazing |  |  |  | supply & Installation of 5mm clear toughened glass at Block -15 | Remove of Existing scratches glasses and supply & Installation of 5mm clear toughened glass at Block -15 including all level as per drawing and direction of EIC. | Sq.Ft. |  |  | Approved
SOUTHWINDS PROJECT LLP (PHASE - III & IV) | FINISHING PHASE - IV | Window and Glazing |  | WO/SP34/FW4/98 | Glass Facades | supply & Installation of 5mm clear toughened glass at Block -15 | Remove of Existing scratches glasses and supply & Installation of 5mm clear toughened glass at Block -15 including all level as per drawing and direction of EIC. | Sq.Ft. | 53.07 | 187.94 | Approved
SOUTHWINDS PROJECT LLP (PHASE - III & IV) | FINISHING PHASE - IV | Window and Glazing |  | WO/SP34/FW4/99 | HINDUSTAN ALUMINIUM WORKS | Supply & Installation of 5mm clear toughened glass at Block - 13 | Supply & Installation of 5mm clear toughened glass at Block - 13 |  | 0 | 0 | Approved
SOUTHWINDS PROJECT LLP (PHASE - III & IV) | FINISHING PHASE - IV | Window and Glazing |  | WO/SP34/FW4/99 | HINDUSTAN ALUMINIUM WORKS | Supply & Installation of 5mm clear toughened glass at Block - 13 | Remove of Existing scratches glasses and supply & Installation of 5mm clear toughened glass at Block - 13 including all level as per drawing and direction of EIC. | Sq.Ft. | 69.822 | 90 | Approved
SOUTHWINDS PROJECT LLP (PHASE - III & IV) | FINISHING PHASE - IV | Window and Glazing |  | WO/SP34/FW4/99 | HINDUSTAN ALUMINIUM WORKS | Delivery & Lifting Charges | Delivery & Lifting Charges | Lump Sum | 1 | 3000 | Approved
SOUTHWINDS PROJECT LLP (PHASE - III & IV) | COMMON INFRASTRUCTURE - PHASE III & IV | General |  | WO/SP34/CI34/91 | ARTISAN | Supply of Misc. Materials for Crack Repairing Work | Supply of Misc. Materials for Crack Repairing Work | Lump Sum | 1 | 10100.25 | Approved
CHANDANNAGAR COMMERCIAL | OVERHEAD | Security Expenditure |  | WO/GC01/OH03/9 | Secura Infra Services Pvt. Ltd. | Providing Security Personnel at Site. | Providing Two (02) nos; Security Guards @12 hrs. duty basis for full month including reliever, N.H & Management fees from 1st May'2026 to 30th Jun'2026 | Head | 4 | 18524 | Approved
The Ramdulari | BLOCK | Elevation Work |  |  |  | Aluminum Sheet for Light Caping | Supply of 2 mm aluminum sheet for light capping as per direction of Engineer-in-Charge, with spray paint on the aluminum as per the approved shade, and all other necessary hardware fittings and fixtures to complete the job. | Nos |  |  | Approved
The Ramdulari | OVERHEAD | Housekeeping |  | WO/RP/RP04/28 | Secura Infra Services Pvt. Ltd. | Providing Housekeeping.. | Providing One (01) HK cum office Boy @8.5 hrs. daily for monthly basis Including NH & Management fees, at site office, from 1st Apr'2026 to 30th Jun'2026. | Head | 3 | 16844 | Approved
AARANYA | OVERHEAD | Security Expense |  | WO/PKB/PKB3/16 | Secura Infra Services Pvt. Ltd. | Providing Security Personnel. | Providing one (01) security guard for 12 hours daily on a monthly basis, including reliever, national holidays, and management fees, for the period from 1st Feb 2026 to 30th Jun 2026, and one (01) security guard for the period from 1st May 2026 to 30th Jun 2026. Total manpower = 2 nos. | Head | 7 | 18524 | Approved
Primarc Chambers | BLOCK | Fire Fighting |  | WO/PCH/PC01/105 | UNIVERSAL ENGINEERING CO. | Supply of Fire Sealant Materials inside Shaft as per the direction of EIC | Supply & Apply of 60mm thick FISCHER FFSC Mortar specially formulated gypsum based compound which when mixed with water can be trowelled or poured around service penetrations in either vertical or horizontal applications. Tested to UL1479 (ASTM) standard, NBC2016 FFSC can provide 2 hours integrity and insulation. it has been design to set within 30-45 Min depending on ambient temperature, and is capable of accommodating foot traffic within 72 hours. Formulated to be halogen and asbestos free the FFSC exhibits excellent load bearing capacity and can be help to maintain the sound reduction index of a structure . Install in accordance with the detailed instructions or the approved system at all level & floor inclusive of all materials, labour, tool & tackles, and backing arrangements etc all complete. Backing materials details are as follows. (Load Bearing System) 8mm Dia ISI TMT Bar with Anti Corrosive Paint (Red oxide, spacing @ 200mm) GI Welded wire net of 30sqmm Mesh should placed on Rebar structure. Mineral Wool of 48 kg/cum density, 50mm Thickness. ** 8mm TMT rebar will be client supply free issue basis. Additional protection for services: Pipe wrap for PVC pipe / Conduit penetration: Providing intumescent pipe wrap FiPW E around perimeter of Non metallic services of various diameter to ensure 100% fire & smoke seal around penetration as per relevant Standard. PVC Pipe/Non Metalic Services above 2", 1 layers of FiPW E PVC Pipe/Non Metalic Services above 3", 2 layers of FiPW E PVC Pipe/Non Metalic Services above 4", 3 layers of FiPW E PVC Pipe/Non Metalic Services above 6", 4 layers of FiPW E Low Range Intumescent Sealant (Around Metallic Services periphery): Provide & Applying FISCHER FiAM Intumescent Firestop Sealant around metallic MS Pipes passing through floor to provide up to 2 hours insulation and integrity in accordance to relevant Standard. Application Thickness: 12mmx10mm. High Range Intumescent Sealant (Around periphery of Insulated Pipe/Duct): Provide & Applying FISCHER UFS310/FiGM Intumescent Firestop Sealant around periphery of Insulated Pipe/Duct passing through floor to provide up to 2 hours insulation and integrity in accordance to relevant Standard. Application Thickness: 16mmx12mm. Low Range Intumescent Sealant (Around Services periphery of Non Insulated Air Duct): Provide & Applying FISCHER FiAM Intumescent Firestop Sealant around Services periphery of Non Insulated Air Duct passing through floor to provide up to 2 hours insulation and integrity in accordance to relevant Standard. Application Thickness: 12mmx10mm | Sq.Mtr. | 1.105 | 13200 | Approved
Primarc Chambers | BLOCK | Fire Fighting |  | WO/PCH/PC01/105 | UNIVERSAL ENGINEERING CO. | Installation, Testing & Commissioning of Fire Sealant Materials inside Shaft as per the direction of EIC | Application of the above mentioned materials has to be done including all tools & tackles, labours all finishes and complete as per the Fischer guidelines and approved methodology & under the entire supervision of Authorized Technical Personnel of Fisher at Site. After successful installation of the Fire Sealant, Cold Smoke Test will be performed as per the Fischer Guidelines and the Performance Certificate for 30 years for the same shall be provided by Fischer after inspection of the entire work done at site. Detailed Product Technical Data Sheet and Work Methodology are mentioned in Annexure-II | Sq.Mtr. | 1.105 | 2500 | Approved
Primarc Chambers | BLOCK | Fire Fighting |  | WO/PCH/PC01/105 | UNIVERSAL ENGINEERING CO. | Delivery Charges | Additional delivery charges for small quantity of work including manpower involvement for completion of the work. | Lump Sum | 1 | 3000 | Approved
The Ramdulari | BLOCK | Landscaping | Softscape | WO/RP/RP02/132 | Mondal Nurseries & Exterior | Maintenance of Plant | Maintenance of plant: - Charges for Maintenance, which includes 2 Numbers Gardener, supervision, watering, supply and application of manure, fertilizer & pesticides as per requirement and direction of EIC. (Duration- 15th April 2026 to 30th June 2026) | Months | 2.5 | 31200 | Approved
Primarc Aadvika | BLOCK | Piling Work |  | WO/HW1/PHW9/1 | SEKH CONSTRUCTION | ROUTINE LOAD TEST - 750mm Dia Extra Pile | All Charges for ROUTINE VERTICAL LOAD TEST on Cast-in-situ Piles will be done by concrete blocks in accordance with IS Code of practice IS: 2911 (Part IV) including Mobilization & Demobilzation Charges and preparation of Pile Head taking necessary Readings and Submitting Two Copies of Reports etc. as per direction of Engineer in charge. 750 mm diameter working pile- (Design Load-300 MT, Test Load-450 MT, Kentledge Load- 562.5 MT), Location: Block-A, B & C | Nos | 2 | 550125 | Approved
SOUTHWINDS PROJECT LLP (PHASE - III & IV) | COMMON INFRASTRUCTURE - PHASE III & IV | General |  | WO/SP34/CI34/96 | PRERONA CONSTRUCTION | Waterproofing, Halor making & Crack Repairing at Commercial Block Roof area (2nd Part) | Waterproofing, Halor making & Crack Repairing at Commercial Block Roof area (2nd Part) |  | 0 | 0 | Approved
SOUTHWINDS PROJECT LLP (PHASE - III & IV) | COMMON INFRASTRUCTURE - PHASE III & IV | General |  | WO/SP34/CI34/96 | PRERONA CONSTRUCTION | Charges for Plaster & Screed 300mm wall & 300mm floor Breaking/Dismantling and mortar removing/Cleaning | Charges for Plaster & Screed 300mm wall & 300mm floor Breaking/Dismantling and mortar removing/Cleaning at Commercial Block Roof area (2nd part). Manually or Mechanically including, removal and disposal of debris from site premises area to outside area as per drawing, specification and direction of Engineer In Charge. | Sq.Ft. | 600 | 50 | Approved
SOUTHWINDS PROJECT LLP (PHASE - III & IV) | COMMON INFRASTRUCTURE - PHASE III & IV | General |  | WO/SP34/CI34/96 | PRERONA CONSTRUCTION | Surface Preparation, Waterproofing coating, Ponding Test & Halor Making | Surface Preparation, Waterproofing coating, Ponding Test & Halor Making Application of Halor making and Water Proofing Treatment over the duly prepared surface with 02 component Polymer modified elastomeric membrane system, to be appiled with brush in 03 coats to form a total system thickness of Min 1.0-1.2 mm according to manufacturer's specification & supervision. Glass 3 fiber wire meshshould be placed on the 1st coat, till the coating is in wet condition.Sprinkle sand immediately after the application of second coat. (Sika Top Seal 109HI) Coving :-Coving at all the junctions to be done for a size of 300mm with polymer modified mortar. Final Halor 150mmx150mm over screed in green condition | Sq.Ft. | 600 | 75 | Approved
SOUTHWINDS PROJECT LLP (PHASE - III & IV) | COMMON INFRASTRUCTURE - PHASE III & IV | General |  | WO/SP34/CI34/96 | PRERONA CONSTRUCTION | Screed Concrete | Screed Concrete Charges towards laying of avg. 40-50 mm screed concrete in prop. of 1:2:4 admixed with integral waterproofing compound Sika Plastocrete Plus @ 0.2% by wt. of cement over the floor area, complete as per specification & direction of EIC. (Only Cement will be supplied by cllent) | Sq.Mtr. | 75 | 650 | Approved
SOUTHWINDS PROJECT LLP (PHASE - III & IV) | COMMON INFRASTRUCTURE - PHASE III & IV | General |  | WO/SP34/CI34/96 | PRERONA CONSTRUCTION | Plaster | Plaster : The vertical coated surface will be protected with 12-15mm thick Cement:Sand Plaster (1:4) on walls surfaces mixed with polymer or integral water proofing compound @ 2% of weight of cement including necessary tools & tackles, all related materials, scaffolding, curing, cleaning etc complete as directed by EIC. Cement will be supplied by Client and others Materials supplied by contractor (Using Sika Plastocreate Plus) | Sq.Mtr. | 75 | 180 | Approved
SOUTHWINDS PROJECT LLP (PHASE - III & IV) | COMMON INFRASTRUCTURE - PHASE III & IV | General |  | WO/SP34/CI34/96 | PRERONA CONSTRUCTION | Surface Preparation for Crack Repairing | Surface Preparation for Crack Repairing :- Preparation of structural concrete surface by manual means with wire I brushes, to clean & remove all loose concrete, oil/grease etc. | Sq.Ft. | 6000 | 8 | Approved
SOUTHWINDS PROJECT LLP (PHASE - III & IV) | COMMON INFRASTRUCTURE - PHASE III & IV | General |  | WO/SP34/CI34/96 | PRERONA CONSTRUCTION | Crack Repairing | Crack Repairing : the entire crack area to be cut off by "V shape-width 7-8mm & depth 7-8mm with the help of mechanical cutter machine. The cut/grooved surface to be prepared & cleaned properly to receive the treatment Crack filling:- Crack shall be fill with polymer mortar & Net | RMT | 200 | 80 | Approved
SOUTHWINDS PROJECT LLP (PHASE - III & IV) | COMMON INFRASTRUCTURE - PHASE III & IV | General |  | WO/SP34/CI34/96 | PRERONA CONSTRUCTION | Nozzle grouting | Nozzle grouting using pressure grouting pump 3 with low pressure between 2kg/sqm | Nos | 0 | 120 | Approved
SOUTHWINDS PROJECT LLP (PHASE - III & IV) | COMMON INFRASTRUCTURE - PHASE III & IV | General |  | WO/SP34/CI34/96 | PRERONA CONSTRUCTION | Waterproofing Coating | Waterproofing Coating: The Roof surface shall be coated with a single component.waterproofing coating of two coats with cement, sand & SBR Latex in the ratio is (1:1:2) | Sq.Ft. | 6000 | 20 | Approved
Primarc Aadvika | OVERHEAD | Store Helper |  | WO/HW1/PHW4/27 | Secura Infra Services Pvt. Ltd. | Providing Store Helper | Providing One (01) Store Helper @8 hrs. daily basis for full month except Sunday Including NH & Management fees, (from 1st Apr'2026 to 30th Jun'2026. | Head | 3 | 16242 | Approved
SOUTHWINDS PROJECT LLP (PHASE - III & IV) | COMMON INFRASTRUCTURE - PHASE III & IV | General |  | WO/SP34/CI34/97 | ARTISAN | Charges for Skilled & Unskilled Manpower | Charges for Skilled & Unskilled Manpower for External Crack Cutting, Repairing and Grouting work on tiles joint area with Applying two coats of cement paint touch up on plaster repair area then apply one coat of Alkali bloc primer and two coat of exterior acrylic emulsion paint on repair wall surface at Commercial Block External Area (2nd Part) as per direction of Engineer-in-Charge. |  | 0 | 0 | Approved
SOUTHWINDS PROJECT LLP (PHASE - III & IV) | COMMON INFRASTRUCTURE - PHASE III & IV | General |  | WO/SP34/CI34/97 | ARTISAN | Skilled - 8Hrs Working | Skilled - 8Hrs Working | Nos | 132 | 850 | Approved
SOUTHWINDS PROJECT LLP (PHASE - III & IV) | COMMON INFRASTRUCTURE - PHASE III & IV | General |  | WO/SP34/CI34/97 | ARTISAN | Unskilled - 8Hrs Working | Unskilled - 8Hrs Working | Nos | 50 | 550 | Approved
Primarc Aadvika | BLOCK | Piling Work |  | WO/HW1/PHW9/1 | SEKH CONSTRUCTION | Misc. Extra Work | Misc. Extra Work |  | 0 | 0 | Amended & Approved
Primarc Aadvika | BLOCK | Piling Work |  | WO/HW1/PHW9/1 | SEKH CONSTRUCTION | Rotary rig transportation | Charges for transportation of 1nos rotary rig | Lump Sum | 1 | 200000 | Approved
Primarc Aadvika | BLOCK | Piling Work |  | WO/HW1/PHW9/1 | SEKH CONSTRUCTION | Concrete foundation for load testing | Hire charges for precast concrete foundation block for pile load testing work. | Lump Sum | 1 | 433000 | Approved
Primarc Aadvika | BLOCK | Piling Work |  | WO/HW1/PHW9/1 | SEKH CONSTRUCTION | Additional amount for Polymer steel tank | Additional amount for Polymer steel tank | Lump Sum | 1 | 200000 | Approved
Primarc Aadvika | BLOCK | Piling Work |  | WO/HW1/PHW9/1 | SEKH CONSTRUCTION | Idle charges for delay (Dec,2025) | Idle charges for delay in commencement of work, including the cost of hire charges for equipment, supervisory, staff, labour, and all other miscellaneous and consumable expenses incurred for the month of Dec,2025. | Lump Sum | 1 | 610000 | Approved
SOUTHWINDS PROJECT LLP (PHASE - III & IV) | OVERHEAD PHASE - III & IV | Security Expenditure |  | WO/SP34/OP34/60 | NIS MANAGEMENT LIMITED | Security Guard and Supervisor | Providing Security Guard@12 hrs. daily basis for full month including reliever, NH & management fees, from 1st Apr'2026 to 31st May'2026, Total Manpower = 02 nos | Head | 4 | 23196 | Approved
Primarc Aadvika | BLOCK | Piling Work |  | WO/HW1/PHW9/1 | SEKH CONSTRUCTION | Extra 41nos 750 mm Dia (Polymer Supply by Client) | Extra 41nos 750 mm Dia rotary pile at Tower A & C, KB Polymer Supply by Client. | RMT | 940 | 2078 | Approved
Primarc Aadvika | BLOCK | Piling Work |  | WO/HW1/PHW9/1 | SEKH CONSTRUCTION | Extra 41nos 750mm Dia Empty Boring | 41nos Extra 750 mm dia Empty Boring using KB Polymer (Polymer and Silver Sand Supply by Client) | RMT | 62.5 | 2078 | Approved
Primarc Aadvika | BLOCK | Piling Work |  | WO/HW1/PHW9/1 | SEKH CONSTRUCTION | Disposal of excavated mud by dumper | Charges for disposal of excavated mud by dumper outside the site premises, complete as directed by the Engineer-in-Charge. | Trip | 210 | 500 | Approved
The Ramdulari | CLUB | Swimming Pool Systems |  | WO/RP/RP06/25 | HINDUSTAN ALUMINIUM WORKS | Supply & Installation SS 304 Railing | Supply & Installation SS 304 Railing at Swimming Pool with 500 Dia Handrail & Vertical Post as per design of Client with SS Chemical Fastener, Approved Make of SS Chemical Fastener - Fischer / Klimas. All SS Pipes will have a wall thickness of 1.5mm | Rft | 9.84 | 2000 | Approved
The Ramdulari | BLOCK | False Celling |  | WO/RP/RP02/126 | Veer Enterprises | Pipe Covering Work | Providing and fixing with 8mm Cement Fiber Board and Gyproc Xpert Channel at Balcony pipe covering work including all abour charges and all necessary materials and including scaffolding, tools & tackles all complete as per drawing and direction of Engineer-in-Charge. Location : Stair area | Sq.Ft. | 718.088 | 90 | Approved
SOUTHWINDS PROJECT LLP (PHASE - III & IV) | MEP PHASE - IV | Water Treatment Plant |  | WO/SP34/MW4/80 | RESONANCE | Fabrication of MS Ladder for the Brine Tank of WTP as per direction of Engineer-in-Charge. | Supply & Fabrication of MS Ladder for the Brine Tank of WTP as per direction of Engineer-in-Charge. |  | 0 | 0 | Approved
SOUTHWINDS PROJECT LLP (PHASE - III & IV) | MEP PHASE - IV | Water Treatment Plant |  | WO/SP34/MW4/80 | RESONANCE | Supply of MS Angles (40x40x5)mm | Supply of MS Angles (40x40x5)mm | Kgs | 112 | 90 | Approved
SOUTHWINDS PROJECT LLP (PHASE - III & IV) | MEP PHASE - IV | Water Treatment Plant |  | WO/SP34/MW4/80 | RESONANCE | Supply of MS Angles (25x25x5)mm | Supply of MS Angles (25x25x5)mm | Kgs | 35 | 90 | Approved
SOUTHWINDS PROJECT LLP (PHASE - III & IV) | MEP PHASE - IV | Water Treatment Plant |  | WO/SP34/MW4/80 | RESONANCE | Supply of MS Flats (25x5)mm | Supply of MS Flats (25x5)mm | Kgs | 37 | 85 | Approved
SOUTHWINDS PROJECT LLP (PHASE - III & IV) | MEP PHASE - IV | Water Treatment Plant |  | WO/SP34/MW4/80 | RESONANCE | Fabrication Charges | Fabrication Charges | Lump Sum | 1 | 6000 | Approved
SOUTHWINDS PROJECT LLP (PHASE - III & IV) | MEP PHASE - IV | Water Treatment Plant |  | WO/SP34/MW4/80 | RESONANCE | Freight Charges | Freight Charges | Lump Sum | 1 | 3000 | Approved
The Ramdulari | OVERHEAD | In-house labour |  | WO/RP/RP04/29 | Balaji Enterprise | Labour charges for shifting of soil-filled bags | Labour charges for shifting of soil-filled bags to designated planter locations on using lift, including loading at Ground Floor unloading at respective floors, and proper stacking at designated locations. Quantity Consideration: 11th to 17th Floor & 2nd, 8th & 9th Floor | Nos | 2040 | 33 | Approved
The Ramdulari | BLOCK | False Celling |  | WO/RP/RP02/130 | Sangita Gaurisaria | Loading & Unloading Charges | Charges for loading - unloading, transportation, hire charges for tool & tackles as per direction of Engineer-in-Charge | Lump Sum | 1 | 5854 | Approved
Primarc Aahana | BLOCK | Civil | Sub & Super Structure Work | WO/AAH/AAH04/2 | NAVKAAR ALUFORM SERVICES PRIVATE LIMITED | Redesign and optimization of aluminium shuttering | Redesign and optimization of aluminium shuttering work system & preparation of Shell & Shop/ Modulation drawing as per architecture drawing | Sq.Mtr. | 2639 | 170 | Approved
Primarc Aahana | BLOCK | Civil | Sub & Super Structure Work | WO/AAH/AAH04/2 | NAVKAAR ALUFORM SERVICES PRIVATE LIMITED | Aluminium panel modification/ Re fabrication | Aluminium panel modification/ Re fabrication (at your Client's shop/factory) and repairs which includes mig welding, wall tie notching, heavy & light weight cutting, hole filling, hole punching, Groove cutting & making of all types Special section (EB/MB/ECA/IC/LS/ANGULAR CUTTING/CC/STAIR CASE COVER etc including all man, machinery, consumables, with all tools and tackles etc as per approved drawing including supervision and BOM already provided by client.(Quantity consider 23.50 kg per sqm) with supervision at our Aahana site as per aluform modulation drawing & BOM | Kgs | 18988 | 75 | Approved
Primarc Aadvika | OVERHEAD | Networking-Interiors |  | WO/HW1/PHW4/25 | ZED SECURITY SERVICES | PDU With 3 Nos 6 Amp Stander Socket | PDU With 3 Nos 6 Amp Stander Socket and 3 Nos Universal Socket | Nos | 1 | 500 | Approved
Primarc Aadvika | PRE-CONSTRUCTION PHASE | Site Office | Civil and Finishing Work of Site Office | WO/HW1/PHW1/43 | ADA-METCON | MS Shed Making & Blue Scope Sheet Fixing Work at Cement Godown | MS Shed Making & Blue Scope Sheet Fixing Work at Cement Godown |  | 0 | 0 | Approved
Primarc Aadvika | PRE-CONSTRUCTION PHASE | Site Office | Civil and Finishing Work of Site Office | WO/HW1/PHW1/43 | ADA-METCON | Colour Coated CGI Sheet Fixing - Shed Roofing & Door | All charges for providing and fixing of Colour Coated CGI sheet , including supply, cutting, laying, fixing with necessary fasteners, self-drilling screws, bolts, nuts, washers, sealants, and overlaps approve overlap , complete with all materials, labour, tools, tackles and equipment, as per approved drawings and as directed by the Engineer-in-Charge. Location : Cement Godown Shed and Doors Size of Sheet: 16' x 3.5' (.45mm thk) Make: Jindal/Bhushan | Sq.Ft. | 812 | 70 | Approved
Primarc Aadvika | PRE-CONSTRUCTION PHASE | Site Office | Civil and Finishing Work of Site Office | WO/HW1/PHW1/43 | ADA-METCON | MS Work for Shed & Doors | All charges for supplying, fabricating, and erecting M.S. structural framework using SHS 80 × 40 × 3.2 mm and RHS 49.5 × 49.5 × 3.6 mm sections in horizontal members, including cutting, welding, grinding, hoisting, aligning and fixing in position, complete with all labour, tools, tackles, equipment and application of one coat of red oxide primer, as per approved drawings and as directed by the Engineer-in-Charge. Location : Cement Godown Shed and Doors | Kgs | 630 | 115 | Approved
Primarc Aadvika | PRE-CONSTRUCTION PHASE | Site Office | Civil and Finishing Work of Site Office | WO/HW1/PHW1/43 | ADA-METCON | Transportation - MS Member | All Charges for transportation, Loading & unloading of MS member as per direction of Engineer-In-Charge | Lump Sum | 1 | 2500 | Approved
Primarc Aadvika | PRE-CONSTRUCTION PHASE | Site Office | Civil and Finishing Work of Site Office | WO/HW1/PHW1/43 | ADA-METCON | Transportation - CGI Sheet | All Charges for transportation, Loading & unloading of CGI Sheet as per direction of Engineer-In-Charge | Lump Sum | 1 | 2500 | Approved
The Soul, Rajarhat | BLOCK | Plumbing/Sanitory | External Plumbing |  |  | Repairing Charges including labour charges as per direction of Engineer-in-Charge for - 40mm PVC Pipe 80 ft., 40mm x 1/2" Saddle, PVC Fittings Assorted, Drip Fittings Assorted | Repairing Charges including labour charges as per direction of Engineer-in-Charge for - 40mm PVC Pipe 80 ft., 40mm x 1/2" Saddle, PVC Fittings Assorted, Drip Fittings Assorted | Lump Sum |  |  | Approved
The Soul, Rajarhat | BLOCK | Plumbing/Sanitory | External Plumbing | WO/HR01/BOK01/119 | KRISHANK GREENSCAPES | Material & Labour Charges for Repairing of Planter Irrigation System as per direction of Engineer-in-Charge. The following materials are supply by contractor - 40mm PVC Pipe 80 ft., 40mm x 1/2" Saddle, PVC Fittings Assorted, Drip Fittings Assorted | Material & Labour Charges for Repairing of Planter Irrigation System in Podium Area as per direction of Engineer-in-Charge. The following materials are supply by contractor - 40mm PVC Pipe 80 ft., 40mm x 1/2" Saddle, PVC Fittings Assorted, Drip Fittings Assorted | Lump Sum | 1 | 9000 | Approved
The Ramdulari | COMMON INFRASTRUCTURE | Solar Power Generation |  | WO/RP/RP03/57 | JUPITER INTERNATIONAL LIMITED | Strengthening for High Wind Turbulence Resistance Job | 1. Supply of SS Cable Ties for Cable Dressing and Securing of DC/AC Cables 2. Supply of PVC Cable Ties for internal cable management and bundling. 3. Supply of MC4 Connectors (Male and Female) for DC Cable termination and module interconnection. 4. Supply of SS Nutbolts, Check Nuts and Fasteners required for Structure and mounting works. 5. Supply of Aluminium (AL) Strip for earthing and bonding connections. 6. Supply of Aluminium End Clamps along with necessary accessories for proper module mounting and fixation. 7. Deployment of manpower for fixing, tightening, and cable dressing works. | Lump Sum | 1 | 27500 | Approved
SOUTHWINDS PROJECT LLP (PHASE - III & IV) | MEP PHASE - IV | Solar Power Generation |  | WO/SP34/MW4/81 | JUPITER INTERNATIONAL LIMITED | Fixing & Strengthening work (For Block - 13 to 16) | Solar Panel Module Fixing & Strengthening work for improving high wind turbulence resistance of existing solar PV installations, including tightening/replacement of mounting hardware, installation of additional supports, G.I. strips, cable management system, SS/GI fasteners, clamps, ties, accessories, and miscellaneous consumables required to complete the work in all respects as per approved specifications and site conditions. (For Block – 13 to 16) | Lump Sum | 1 | 69500 | Approved
The Ramdulari | BLOCK | Civil | Sub & Super Structure Work |  |  | Hire Charges for Scaffolding Material: 1st April to 15th June QTY : No of Materials x Hire Days | Hire Charges for Scaffolding Material: 1st April to 15th June QTY : No of Materials x Hire Days |  |  |  | Approved
The Ramdulari | BLOCK | Civil | Sub & Super Structure Work |  |  | Standard Vertical (Cup Lock) - 3 Cup | Standard Vertical (Cup Lock) - 3 Cup Size: 3.00 M Long individual Wt Per Pc: 13.40 Kg | Rate/Day |  |  | Approved
The Ramdulari | BLOCK | Civil | Sub & Super Structure Work |  |  | Standard Horizontal (Ledger) | Standard Horizontal (Ledger) Size: 1200mm individual Wt per Pc: 4.10 Kg | Rate/Day |  |  | Approved
The Ramdulari | BLOCK | Civil | Sub & Super Structure Work |  |  | Standard Horizontal (Ledger) | Standard Horizontal (Ledger) Size: 950mm individual Wt per Pc: 3.40 Kg | Rate/Day |  |  | Approved
The Ramdulari | BLOCK | Civil | Sub & Super Structure Work |  |  | Adjustable Stirrup Head (Base Jack) | Adjustable Stirrup Head (Base Jack) Size: 450mm Long individual Wt Per Pc. 3.40 Kg | Rate/Day |  |  | Approved
The Ramdulari | BLOCK | Civil | Sub & Super Structure Work |  |  | Spigot / Joint Pin | Spigot / Joint Pin Size: 38mm x 250 / 300mm individual wt. per Pc 0.45 Kg | Rate/Day |  |  | Approved
The Ramdulari | BLOCK | Civil | Sub & Super Structure Work |  |  | Standard Vertical (Cup Lock) - 3 Cup | Standard Vertical (Cup Lock) - 3 Cup Size: 1.5 M Long individual Wt Per Pc: 6.6 Kg | Rate/Day |  |  | Approved
The Ramdulari | BLOCK | Civil | Sub & Super Structure Work |  |  | Scaffolding Challi | Scaffolding Challi Size (2x0.3)m | Rate/Day |  |  | Approved
Primarc Aahana | BLOCK | Civil | Sheet Piling | WO/AAH/AAH04/3 | PRIYA CONSTRUCTION | Sheet piling | Providing, driving and extracting Z-type cold formed sheet piles including supply of sheet piles, ISMB sections and MS plates (used/new material) for necessary supporting arrangements, driving by vibro hammer with crane, alignment, splicing, lifting, temporary bracing/support system, deployment of all machinery, tools & tackles, dismantling after completion, extraction, shifting and transportation, complete with all labour and manpower . The item also includes all types of mobilization and demobilization, handling, alignment, and execution complete in all respects as per approved drawings and directions of the Engineer-in-Charge. (Quantity approx. 184MT) | MT | 184 | 42000 | Approved
Primarc Aahana | BLOCK | Civil | Sheet Piling | WO/AAH/AAH04/3 | PRIYA CONSTRUCTION | Labour charges for Supporting Structure of Sheet Pile | Labour charges for Fabrication & Errection of all vertical, horizontal & inclined Supporting Structure of Sheet Pile including all tools & tackles, Machineries, Mobilization-demobilization etc. all complete as per drawing / direction of Engineer-in-charge. | MT | 25 | 10000 | Approved
Primarc Aahana | BLOCK | Civil | Sheet Piling | WO/AAH/AAH04/3 | PRIYA CONSTRUCTION | Dismantling of horizontal & inclined supports | Labour charges for dismantling of all vertical, horizontal & inclined supports etc. including all tools & tackles, Machineries, Mobilization-demobilization etc. all complete as per drawing / direction of Engineer-in-charge. (Stacking the removed material at deck level) | MT | 25 | 5000 | Approved
The Ramdulari | BLOCK | Painting | Internal Painting | WO/RP/RP02/66 | GAZI PAINTS PRIVATE LIMITED | PAINTING WORK AT 26TH FLOOR | PAINTING WORK AT 26TH FLOOR STAIR & WALL |  | 0 | 0 | Approved
The Ramdulari | BLOCK | Painting | Internal Painting | WO/RP/RP02/66 | GAZI PAINTS PRIVATE LIMITED | Ground to 26th Floor Stair Wall | "Providing & Applying of One Coat of oil base primer followed by 2 coats of Interior Synthetic Enamel Paint over putty surface with complete finish as per approved shade, up to the required height including all, surfaces rubbed, smoothened with emery paper, thoroughly cleaned by dry mopping with cloths to make the surfaces dust free prior to application of primer, including fill cracks & holes with approved filler if required so with necessary tools, tackles & scaffolding at all levels as per direction of Engineer-in-Charge. Note: Material shall be applied after approval of Engineer-in-Charge. Make :- Asian Location: Ground to 26th Floor Stair wall RAL-9002 Grey White Equivalent to Asian Paints 8435 | Sq.Ft. | 14886.534 | 11 | Approved
The Ramdulari | BLOCK | Painting | Internal Painting | WO/RP/RP02/66 | GAZI PAINTS PRIVATE LIMITED | Ground to 26th Floor Stair Ceiling | Providing & Applying of One Coat of interior Primer followed by two coats of Interior Acrylic Emulsion Paint over putty surface with complete finish as per approved shade, up to the required height including all surfaces rubbed, smoothened with emery paper, thoroughly cleaned by dry mopping with cloths to make the surfaces dust free prior to application of primer, including fill cracks & holes with approved filler if required so with necessary tools,tackles & scaffolding at all levels as per direction of Engineer-in-Charge. Note: Material shall be applied after approval of Engineer-in-Charge. Make: Asian-Tractor/Opus-130 Birla Location: Ground to 26th Floor Stair Ceiling Colour Shade for Ceiling - WHITE COLOUR | Sq.Ft. | 5500.565 | 11 | Approved
The Ramdulari | BLOCK | Painting | Internal Painting | WO/RP/RP02/66 | GAZI PAINTS PRIVATE LIMITED | Security Back Side Stair (Basement) Painting Work | "Providing & Applying of One Coat of oil base primer followed by 2 coats of Interior Synthetic Enamel Paint over putty surface with complete finish as per approved shade, up to the required height including all, surfaces rubbed, smoothened with emery paper, thoroughly cleaned by dry mopping with cloths to make the surfaces dust free prior to application of primer, including fill cracks & holes with approved filler if required so with necessary tools, tackles & scaffolding at all levels as per direction of Engineer-in-Charge. Note: Material shall be applied after approval of Engineer-in-Charge. Make :- Asian Location: Security Back Side Stair (Basment) RAL-9002 Grey White Equivalent to Asian Paints 8435 | Sq.Ft. | 1414.758 | 11 | Approved
AARANYA | PRE-CONSTRUCTION PHASE | Electrical | Infrastructure - Electrical & construction power | WO/PKB/PKB1/31 | M.A. ENTERPRISE | DB / MCB BOX FITTINGS & DRESSING | DB / MCB BOX FITTINGS & DRESSING:- Installation, Testing , Commissioning of following sizes of single pole / three pole and neutral, double door MCB Distribution Board in sheet steel, 240 / 415 V, on surface / recess, complete with tinned copper bus bar, neutral bus bar, earth bar, din bar, interconnections including dressing, earthing etc. to complete all respect as required. |  | 0 | 0 | Approved
AARANYA | PRE-CONSTRUCTION PHASE | Electrical | Infrastructure - Electrical & construction power | WO/PKB/PKB1/31 | M.A. ENTERPRISE | CABLE LAYING:- | CABLE LAYING:- Receiving & Laying of following size of 1.1 KV grade PVC / XLPE insulated and sheathed armoured/unarmoured power cable in existing trench /undergroud/ pipe / conduit etc. as required to complete in all respect. |  | 0 | 0 | Approved
AARANYA | PRE-CONSTRUCTION PHASE | Electrical | Infrastructure - Electrical & construction power | WO/PKB/PKB1/31 | M.A. ENTERPRISE | CABLE END TERMINATION | CABLE END TERMINATION |  | 0 | 0 | Approved
AARANYA | PRE-CONSTRUCTION PHASE | Electrical | Infrastructure - Electrical & construction power | WO/PKB/PKB1/31 | M.A. ENTERPRISE | GI PIPE & EARTHING STRIP | GI PIPE & EARTHING STRIP |  | 0 | 0 | Approved
AARANYA | PRE-CONSTRUCTION PHASE | Electrical | Infrastructure - Electrical & construction power | WO/PKB/PKB1/31 | M.A. ENTERPRISE | GI perfortated type/GI ladder type cable tray | GI perfortated type/GI ladder type cable tray:- Supply and laying of following size of GI perfortated type / GI ladder type cable tray including supply of MS angle , 10 mm dia full thread rod, anchor fustner, nut, bolt, waster , painting of MS angle , Flat etc as required to complte in all respect as per direction of enginerring in charge. |  | 0 | 0 | Approved
AARANYA | PRE-CONSTRUCTION PHASE | Electrical | Infrastructure - Electrical & construction power | WO/PKB/PKB1/31 | M.A. ENTERPRISE | Labour Rate of Pond Area Lighting Decoration Work | Labour Rate of Pond Area Lighting Decoration Work | Nos | 18 | 700 | Approved
AARANYA | PRE-CONSTRUCTION PHASE | Electrical | Infrastructure - Electrical & construction power | WO/PKB/PKB1/31 | M.A. ENTERPRISE | i) 200 Amp Main Switch | i) 200 Amp Main Switch | Nos | 2 | 400 | Approved
AARANYA | PRE-CONSTRUCTION PHASE | Electrical | Infrastructure - Electrical & construction power | WO/PKB/PKB1/31 | M.A. ENTERPRISE | ii) 200 Amp Busbar | ii) 200 Amp Busbar | Nos | 2 | 400 | Approved
AARANYA | PRE-CONSTRUCTION PHASE | Electrical | Infrastructure - Electrical & construction power | WO/PKB/PKB1/31 | M.A. ENTERPRISE | iii) 250 Manual Changeover | iii) 250 Manual Changeover | Nos | 1 | 400 | Approved
AARANYA | PRE-CONSTRUCTION PHASE | Electrical | Infrastructure - Electrical & construction power | WO/PKB/PKB1/31 | M.A. ENTERPRISE | i) 3.5Core x 35 & 25 sq.mm. Aluminum Armoured Cable | i) 3.5Core x 35 & 25 sq.mm. Aluminum Armoured Cable | Mtrs. | 180 | 20 | Approved
AARANYA | PRE-CONSTRUCTION PHASE | Electrical | Infrastructure - Electrical & construction power | WO/PKB/PKB1/31 | M.A. ENTERPRISE | i) 3.5Core x 25 sq.mm. / 35sqmm Aluminum Armoured Cable End Termination Including Supply of Aluminum Socket & Gland. | vi) 3.5Core x 25 sq.mm. / 35sqmm Aluminum Armoured Cable End Termination Including Supply of Aluminum Socket & Gland. | Set | 4 | 200 | Approved
AARANYA | PRE-CONSTRUCTION PHASE | Electrical | Infrastructure - Electrical & construction power | WO/PKB/PKB1/31 | M.A. ENTERPRISE | i) Supply and installation oof G.I. Earth Pipe of 50 mm dia 3 mtrs. Long with supply of salt charcoal / Enhancing Compound including pit chamber | i) Supply and installation oof G.I. Earth Pipe of 50 mm dia 3 mtrs. Long with supply of salt charcoal / Enhancing Compound including pit chamber | Nos | 6 | 4500 | Approved
AARANYA | PRE-CONSTRUCTION PHASE | Electrical | Infrastructure - Electrical & construction power | WO/PKB/PKB1/31 | M.A. ENTERPRISE | ii) Supply and installation oof G.I. Earth Pipe of 50 mm dia 3 mtrs. Long with supply of salt charcoal / Enhancing Compound and without Construction of pit chamber | ii) Supply and installation oof G.I. Earth Pipe of 50 mm dia 3 mtrs. Long with supply of salt charcoal / Enhancing Compound and without Construction of pit chamber | Nos | 2 | 3500 | Approved
AARANYA | PRE-CONSTRUCTION PHASE | Electrical | Infrastructure - Electrical & construction power | WO/PKB/PKB1/31 | M.A. ENTERPRISE | iii) Receiving & Laying of 25×3 G.I. strip for Body Earth Connection | iii) Receiving & Laying of 25×3 G.I. strip for Body Earth Connection | Mtrs. | 60 | 50 | Approved
AARANYA | PRE-CONSTRUCTION PHASE | Electrical | Infrastructure - Electrical & construction power | WO/PKB/PKB1/31 | M.A. ENTERPRISE | i) 300 MM wide Hot dep Galvanised Ladder type cable tray | i) 300 MM wide Hot dep Galvanised Ladder type cable tray | Mtrs. | 7.5 | 600 | Approved
Primarc Aahana | PRE-CONSTRUCTION PHASE | Electrical | Infrastructure - Electrical & construction power | WO/AAH/AAH01/8 | M.A. ENTERPRISE | FLOOD LIGHT - 100 WATT | Installation, Testing , Commissioning of following type of light fixture with lamp including supply of all consumable materials like anchor fastener, Nut Bolt, Screw, Waterproof Tape, PVC tape, etc by the contractor, as per drawing and direction of Engineer in-charge as required to complete in all respect. |  | 0 | 0 | Approved
Primarc Aahana | PRE-CONSTRUCTION PHASE | Electrical | Infrastructure - Electrical & construction power | WO/AAH/AAH01/8 | M.A. ENTERPRISE | Flood Light - 100 Watt for Site Illumination | Flood Light - 100 Watt for Site Illumination | Nos | 8 | 150 | Approved
Primarc Aahana | PRE-CONSTRUCTION PHASE | Electrical | Infrastructure - Electrical & construction power | WO/AAH/AAH01/8 | M.A. ENTERPRISE | DB / MCB BOX FITTINGS & DRESSING | Installation, Testing , Commissioning of following sizes of Single Pole / Three Pole and neutral, double door MCB Distribution Board in sheet steel, 240 / 415 V, on surface / recess, complete with tinned copper bus bar, neutral bus bar, earth bar, din bar, interconnections including dressing, earthing etc. to complete all respect as required. |  | 0 | 0 | Approved
Primarc Aahana | PRE-CONSTRUCTION PHASE | Electrical | Infrastructure - Electrical & construction power | WO/AAH/AAH01/8 | M.A. ENTERPRISE | 200 Amp Main Switch | 200 Amp Main Switch | Nos | 1 | 400 | Approved
Primarc Aahana | PRE-CONSTRUCTION PHASE | Electrical | Infrastructure - Electrical & construction power | WO/AAH/AAH01/8 | M.A. ENTERPRISE | 200 Amp Busbar | 200 Amp Busbar | Nos | 1 | 400 | Approved
Primarc Aahana | PRE-CONSTRUCTION PHASE | Electrical | Infrastructure - Electrical & construction power | WO/AAH/AAH01/8 | M.A. ENTERPRISE | 250 Manual Changeover | 250 Manual Changeover | Nos | 1 | 400 | Approved
Primarc Aahana | PRE-CONSTRUCTION PHASE | Electrical | Infrastructure - Electrical & construction power | WO/AAH/AAH01/8 | M.A. ENTERPRISE | 100 Amp Main Switch | 100 Amp Main Switch | Nos | 2 | 300 | Approved
Primarc Aahana | PRE-CONSTRUCTION PHASE | Electrical | Infrastructure - Electrical & construction power | WO/AAH/AAH01/8 | M.A. ENTERPRISE | 100 Amp Bushbar | 100 Amp Bushbar | Nos | 2 | 300 | Approved
Primarc Aahana | PRE-CONSTRUCTION PHASE | Electrical | Infrastructure - Electrical & construction power | WO/AAH/AAH01/8 | M.A. ENTERPRISE | 8 Way VTPN DB | 8 Way VTPN DB | Nos | 1 | 500 | Approved
Primarc Aahana | PRE-CONSTRUCTION PHASE | Electrical | Infrastructure - Electrical & construction power | WO/AAH/AAH01/8 | M.A. ENTERPRISE | 4 Pole Outdoor Junction Box | 4 Pole Outdoor Junction Box | Nos | 4 | 200 | Approved
Primarc Aahana | PRE-CONSTRUCTION PHASE | Electrical | Infrastructure - Electrical & construction power | WO/AAH/AAH01/8 | M.A. ENTERPRISE | CABLE LAYING | Receiving & Laying of following size of 1.1 KV grade PVC / XLPE insulated and sheathed armoured/unarmoured power cable in existing trench /underground / pipe / conduit etc. as required to complete in all respect. |  | 0 | 0 | Approved
Primarc Aahana | PRE-CONSTRUCTION PHASE | Electrical | Infrastructure - Electrical & construction power | WO/AAH/AAH01/8 | M.A. ENTERPRISE | 3.5Core x 95 sq.mm. Aluminum Armoured Cable | 3.5Core x 95 sq.mm. Aluminum Armoured Cable | Mtrs. | 80 | 40 | Approved
Primarc Aahana | PRE-CONSTRUCTION PHASE | Electrical | Infrastructure - Electrical & construction power | WO/AAH/AAH01/8 | M.A. ENTERPRISE | 3.5Core x 35 sq.mm. Aluminum Armoured Cable | 3.5Core x 35 sq.mm. Aluminum Armoured Cable | Mtrs. | 90 | 20 | Approved
Primarc Aahana | PRE-CONSTRUCTION PHASE | Electrical | Infrastructure - Electrical & construction power | WO/AAH/AAH01/8 | M.A. ENTERPRISE | 3.5Core x 25 sq.mm. Aluminum Armoured Cable | 3.5Core x 25 sq.mm. Aluminum Armoured Cable | Mtrs. | 185 | 20 | Approved
Primarc Aahana | PRE-CONSTRUCTION PHASE | Electrical | Infrastructure - Electrical & construction power | WO/AAH/AAH01/8 | M.A. ENTERPRISE | 4C x 2.5 sq.mm. Copper Armoured Cable | 4C x 2.5 sq.mm. Copper Armoured Cable | Mtrs. | 50 | 12 | Approved
Primarc Aahana | PRE-CONSTRUCTION PHASE | Electrical | Infrastructure - Electrical & construction power | WO/AAH/AAH01/8 | M.A. ENTERPRISE | 3C x 1.5 sq.mm. Copper Flexibale Cable | 3C x 1.5 sq.mm. Copper Flexibale Cable | Mtrs. | 300 | 12 | Approved
Primarc Aahana | PRE-CONSTRUCTION PHASE | Electrical | Infrastructure - Electrical & construction power | WO/AAH/AAH01/8 | M.A. ENTERPRISE | RG - 6 Cable for CCTV wiring | RG - 6 Cable for CCTV wiring | Mtrs. | 1000 | 12 | Approved
Primarc Aahana | PRE-CONSTRUCTION PHASE | Electrical | Infrastructure - Electrical & construction power | WO/AAH/AAH01/8 | M.A. ENTERPRISE | CONDUIT LAYING FOR CCTV | Supply and Laying of following sizes PVC rigid conduit with all accessories at ceiling / in recess/ surface/under ground etc for Landscape light to complete in all respect as per direction of Engineer-in-Charge complete in all respect. |  | 0 | 0 | Approved
Primarc Aahana | PRE-CONSTRUCTION PHASE | Electrical | Infrastructure - Electrical & construction power | WO/AAH/AAH01/8 | M.A. ENTERPRISE | 20 mm dia, MMS PVC conduit | 20 mm dia, MMS PVC conduit | Mtrs. | 225 | 44 | Approved
Primarc Aahana | PRE-CONSTRUCTION PHASE | Electrical | Infrastructure - Electrical & construction power | WO/AAH/AAH01/8 | M.A. ENTERPRISE | 25 mm dia, MMS PVC conduit | 25 mm dia, MMS PVC conduit | Mtrs. | 300 | 60 | Approved
Primarc Aahana | PRE-CONSTRUCTION PHASE | Electrical | Infrastructure - Electrical & construction power | WO/AAH/AAH01/8 | M.A. ENTERPRISE | CABLE END TERMINATION | CABLE END TERMINATION |  | 0 | 0 | Approved
Primarc Aahana | PRE-CONSTRUCTION PHASE | Electrical | Infrastructure - Electrical & construction power | WO/AAH/AAH01/8 | M.A. ENTERPRISE | 3.5Core x 95 sq.mm. Aluminum Armoured Cable End Termination Including Supply of Aluminum Socket | 3.5Core x 95 sq.mm. Aluminum Armoured Cable End Termination Including Supply of Aluminum Socket | Set | 3 | 300 | Approved
Primarc Aahana | PRE-CONSTRUCTION PHASE | Electrical | Infrastructure - Electrical & construction power | WO/AAH/AAH01/8 | M.A. ENTERPRISE | 3.5Core x 9 sq.mm. Aluminum Armoured Cable End Termination Including Supply of Aluminum Socket & Gland. | 3.5Core x 9 sq.mm. Aluminum Armoured Cable End Termination Including Supply of Aluminum Socket & Gland. | Set | 1 | 400 | Approved
Primarc Aahana | PRE-CONSTRUCTION PHASE | Electrical | Infrastructure - Electrical & construction power | WO/AAH/AAH01/8 | M.A. ENTERPRISE | 3.5Core x 35 sq.mm. Aluminum Armoured Cable End Termination Including Supply of Aluminum Socket | 3.5Core x 35 sq.mm. Aluminum Armoured Cable End Termination Including Supply of Aluminum Socket | Set | 4 | 200 | Approved
Primarc Aahana | PRE-CONSTRUCTION PHASE | Electrical | Infrastructure - Electrical & construction power | WO/AAH/AAH01/8 | M.A. ENTERPRISE | 3.5Core x 25 sq.mm. Aluminum Armoured Cable End Termination Including Supply of Aluminum Socket | 3.5Core x 25 sq.mm. Aluminum Armoured Cable End Termination Including Supply of Aluminum Socket | Set | 1 | 150 | Approved
Primarc Aahana | PRE-CONSTRUCTION PHASE | Electrical | Infrastructure - Electrical & construction power | WO/AAH/AAH01/8 | M.A. ENTERPRISE | 3.5Core x 25 sq.mm. Aluminum Armoured Cable End Termination Including Supply of Aluminum Socket & Gland. | 3.5Core x 25 sq.mm. Aluminum Armoured Cable End Termination Including Supply of Aluminum Socket & Gland. | Set | 1 | 200 | Approved
Primarc Aahana | PRE-CONSTRUCTION PHASE | Electrical | Infrastructure - Electrical & construction power | WO/AAH/AAH01/8 | M.A. ENTERPRISE | 70 Sqmm single core Cupper Cable End Termination Including Supply of Socket Socket | 70 Sqmm single core Cupper Cable End Termination Including Supply of Socket Socket | Set | 6 | 300 | Approved
Primarc Aahana | PRE-CONSTRUCTION PHASE | Electrical | Infrastructure - Electrical & construction power | WO/AAH/AAH01/8 | M.A. ENTERPRISE | GI Pipe & Earthing Strip | GI Pipe & Earthing Strip |  | 0 | 0 | Approved
Primarc Aahana | PRE-CONSTRUCTION PHASE | Electrical | Infrastructure - Electrical & construction power | WO/AAH/AAH01/8 | M.A. ENTERPRISE | Supply and installation oof G.I. Earth Pipe of 50 mm dia 3 mtrs. Long with supply of salt charcoal / Enhancing Compound including pit chamber | Supply and installation oof G.I. Earth Pipe of 50 mm dia 3 mtrs. Long with supply of salt charcoal / Enhancing Compound including pit chamber | Nos | 4 | 4500 | Approved
Primarc Aahana | PRE-CONSTRUCTION PHASE | Electrical | Infrastructure - Electrical & construction power | WO/AAH/AAH01/8 | M.A. ENTERPRISE | Receiving & Laying of 25×3 G.I. strip for Body Earth Connection | Receiving & Laying of 25×3 G.I. strip for Body Earth Connection | Mtrs. | 30 | 50 | Approved
Primarc Aahana | PRE-CONSTRUCTION PHASE | Electrical | Infrastructure - Electrical & construction power | WO/AAH/AAH01/8 | M.A. ENTERPRISE | Supply and installation of 12mm dia 1.2 mtr GI earth spike including supply of 8 SWG GI earth wire , Nut ,bolt, washer etc for pole light earthing to comple in all respect as for (MS Pole & Security Room DB Body Earth ) | Supply and installation of 12mm dia 1.2 mtr GI earth spike including supply of 8 SWG GI earth wire , Nut ,bolt, washer etc for pole light earthing to comple in all respect as for (MS Pole & Security Room DB Body Earth ) | Nos | 8 | 300 | Approved
Primarc Aahana | PRE-CONSTRUCTION PHASE | Electrical | Infrastructure - Electrical & construction power | WO/AAH/AAH01/8 | M.A. ENTERPRISE | Security Room Wiring | Security Room Wiring |  | 0 | 0 | Approved
Primarc Aahana | PRE-CONSTRUCTION PHASE | Electrical | Infrastructure - Electrical & construction power | WO/AAH/AAH01/8 | M.A. ENTERPRISE | Providing and installation of Light point wiring at Main Gate Security Room including supply of PVC conduit & accessories as per drawing and direction of Engineer in-charge. Light, wire/cable, switches and Modular Box will be supplied by client. | Providing and installation of Light point wiring at Main Gate Security Room including supply of PVC conduit & accessories as per drawing and direction of Engineer in-charge. Light, wire/cable, switches and Modular Box will be supplied by client. | Nos | 4 | 300 | Approved
Primarc Aahana | PRE-CONSTRUCTION PHASE | Electrical | Infrastructure - Electrical & construction power | WO/AAH/AAH01/8 | M.A. ENTERPRISE | Providing and installation of 6A / 16A socket point wiring at Main Gate Security Room including supply of PVC conduit & accessories as per drawing and direction of Engineer in-charge. wire/cable, switches and Modular Box will be supplied by client. | Providing and installation of 6A / 16A socket point wiring at Main Gate Security Room including supply of PVC conduit & accessories as per drawing and direction of Engineer in-charge. wire/cable, switches and Modular Box will be supplied by client. | Nos | 6 | 300 | Approved
BHOPAL - COMMERCIAL | MARKETING | Grill / Steel Work |  | WO/BPC/BPC4/35 | Capital Group of Company | Charges for fabrication, erection work of MS Structure & profile sheet fencing work | Charges for fabrication, erection work of MS Structure & profile sheet fencing work for branding flex at Marketing Office Area |  | 0 | 0 | Approved
BHOPAL - COMMERCIAL | MARKETING | Grill / Steel Work |  | WO/BPC/BPC4/35 | Capital Group of Company | Profile Sheet removing & re-fixing, including existing hollow section cutting, welding, fabricating and re-structuring | Charges for existing profile Sheet removing & re-fixing, including existing hollow section cutting, welding, fabricating and re-structuring with necessary tools & tackles all complete as per drawing & direction of Engineer In Charge. | Sq.Ft. | 2460 | 28 | Approved
BHOPAL - COMMERCIAL | MARKETING | Grill / Steel Work |  | WO/BPC/BPC4/35 | Capital Group of Company | Supply, fabrication & erection of MS vertical section | Supply, fabrication & erection of MS vertical section ISMC (75X40X4.8),including supporting bracket by ISA 50x 50x3mm (ISI Marked) & 1 coat of red oxide primer finish using necessary tools & tackles as per drawing & direction of Engineer In Charge. | Kgs | 1120 | 95 | Approved
BHOPAL - COMMERCIAL | MARKETING | Grill / Steel Work |  | WO/BPC/BPC4/35 | Capital Group of Company | Supply & fixing 12mm X 100 mm Mechanical Anchor Fastener | Supply & fixing 12mm X 100 mm Mechanical Anchor Fastener (Standard Make), anchoring for bracket fixing as per direction of Engineer In charge | Nos | 68 | 35 | Approved
BHOPAL - COMMERCIAL | MARKETING | Grill / Steel Work |  | WO/BPC/BPC4/35 | Capital Group of Company | Charges for vertical post foundation area excavation and concreting | Charges for vertical post foundation area excavation and concreting (M20 grade)(Cutting Size-500 X 500 X1000 mm approx.) as per direction of Engineer In charge. (Sand, Cement, Stone chips supply in Contractor Scope & reinforcement in client scope) | Nos. | 17 | 2000 | Approved
BHOPAL - COMMERCIAL | MARKETING | Grill / Steel Work |  | WO/BPC/BPC4/35 | Capital Group of Company | Charges for Loading Unloading as per direction of EIC. | Charges for Loading Unloading as per direction of EIC. | Lump Sum | 1 | 8400 | Approved
Primarc Aadvika | BLOCK | Civil | Sub & Super Structure Work | WO/HW1/PHW9/8 | M.A Construction | Earth work In Excavation | General Note: Unless otherwise specified all the activities/Items shall Include all Labours and materials and shall be done as per the specifications, approved drawings/details, and instructions issued from the Engineer at all depths, locations & heights etc. complete. The quoted rate also should include the cost of shifting to the required locations, floors, tools & tackles, machineries and including all taxes, duties, Octroi, Levies etc. complete. Rates are not inclusive of GST. EARTH WORK IN EXCAVATION: General earthwork excavation by mechanical or manual mean in all types of soil, any kind of backfilled material for levelling & lowering the ground level up to the PCC bottom ( As shown in the drawing ), stacking the excavated earth & disposable material where ever indicated in site, up to a lead of 50m including filling depressions wherever necessary, watering, consolidating, etc. complete. Contractor shall get acquainted with site conditions, nature of soil and adopt suitable adequate dewatering system as deemed fit for the nature of soil, prevailing water table and water collected by runoff or rain to get the surface reasonably dry for laying pcc at the time of execution, provide necessary shoring system so that execution will not be hampered or delayed. etc complete as per the instruction of Engineer. The rates shall also include for royalty charges, obtaining permission for excavation and all other related matters from concerned authorities, keeping the site and approach roads neat and clean, maintaining appropriate slope of sides of excavation to prevent collapse of earth, dewatering etc. to the satisfaction of Engineer. The Contractor shall be paid only for excavation as actual / as per IS 1200 / discretion of EIC. |  | 0 | 0 | Amended & Approved
Primarc Aadvika | BLOCK | Civil | Sub & Super Structure Work | WO/HW1/PHW9/9 | RDB INFRASTRUCTURE AND POWER LIMITED | Earth work In Excavation | General Note: Unless otherwise specified all the activities/Items shall Include all Labours and materials and shall be done as per the specifications, approved drawings/details, and instructions issued from the Engineer at all depths, locations & heights etc. complete. The quoted rate also should include the cost of shifting to the required locations, floors, tools & tackles, machineries and including all taxes, duties, Octroi, Levies etc. complete. Rates are not inclusive of GST. EARTH WORK IN EXCAVATION: General earthwork excavation by mechanical or manual mean in all types of soil, any kind of backfilled material for levelling & lowering the ground level up to the PCC bottom ( As shown in the drawing ), stacking the excavated earth & disposable material where ever indicated in site, up to a lead of 50m including filling depressions wherever necessary, watering, consolidating, etc. complete. Contractor shall get acquainted with site conditions, nature of soil and adopt suitable adequate dewatering system as deemed fit for the nature of soil, prevailing water table and water collected by runoff or rain to get the surface reasonably dry for laying pcc at the time of execution, provide necessary shoring system so that execution will not be hampered or delayed. etc complete as per the instruction of Engineer. The rates shall also include for royalty charges, obtaining permission for excavation and all other related matters from concerned authorities, keeping the site and approach roads neat and clean, maintaining appropriate slope of sides of excavation to prevent collapse of earth, dewatering etc. to the satisfaction of Engineer. The Contractor shall be paid only for excavation as actual / as per IS 1200 / discretion of EIC. |  | 0 | 0 | Amended & Approved
Primarc Aadvika | BLOCK | Civil | Sub & Super Structure Work | WO/HW1/PHW9/8 | M.A Construction | Slope Protection With Sand Bags | Slope Protection With Sand Bags: Excavating the earth to the required slope of 1(H) to 2(V) as per the drawing and stabilizing the slope including toe wall by placing sand bags over hessian cloth or jute as per instruction of the Project Manager/Employer/Structural Consultant. The contractor to take adequate precautions to avoid any collapse or slippage. The contractor shall submit detailed methodology of the excavation before starting the work. The rate shall include the cost of removing the soil, sand bags & jute bags and stacking the same at a suitable place. Payment shall be made for the exposed inclined area. The contractor shall furnish the detailed methodology, material delivery schedule, contingency plans, sequential activities involved in the execution of this item in coordination with other simultaneous activities. Rate shall also include all charges for disposal of excavated surplus earth where ever indicated in site by mechanical means including loading and unloading as specified by statutory authorities under contractor’s own arrangement including all statutory sanction and royalties , if any, to be paid by the contractor. | Sq.Mtr. | 0 | 344 | Amended & Approved
Primarc Aadvika | BLOCK | Civil | Sub & Super Structure Work | WO/HW1/PHW9/9 | RDB INFRASTRUCTURE AND POWER LIMITED | Slope Protection With Sand Bags | Slope Protection With Sand Bags: Excavating the earth to the required slope of 1(H) to 2(V) as per the drawing and stabilizing the slope including toe wall by placing sand bags over hessian cloth or jute as per instruction of the Project Manager/Employer/Structural Consultant. The contractor to take adequate precautions to avoid any collapse or slippage. The contractor shall submit detailed methodology of the excavation before starting the work. The rate shall include the cost of removing the soil, sand bags & jute bags and stacking the same at a suitable place. Payment shall be made for the exposed inclined area. The contractor shall furnish the detailed methodology, material delivery schedule, contingency plans, sequential activities involved in the execution of this item in coordination with other simultaneous activities. Rate shall also include all charges for disposal of excavated surplus earth where ever indicated in site by mechanical means including loading and unloading as specified by statutory authorities under contractor’s own arrangement including all statutory sanction and royalties , if any, to be paid by the contractor. | Sq.Mtr. | 0 | 361 | Amended & Approved
Primarc Aadvika | BLOCK | Civil | Sub & Super Structure Work | WO/HW1/PHW9/8 | M.A Construction | Pile Head dismantaling of Working Piles | DISMANTLING OF PILE HEADS: Dismantling of concrete pile heads up to cut-off level/good concrete as per drawing (mechanical/pneumatic tools would not be allowed beyond 1 mtr above the cut-off level so as not to damage the RCC piles) including removal & stacking of debris at designated place all complete as per direction of EIC. Pile Dia - 1000 & 750mm | Cum. | 320 | 5050 | Amended & Approved
Primarc Aadvika | BLOCK | Civil | Sub & Super Structure Work | WO/HW1/PHW9/9 | RDB INFRASTRUCTURE AND POWER LIMITED | Pile Head dismantaling of Working Piles | DISMANTLING OF PILE HEADS: Dismantling of concrete pile heads up to cut-off level/good concrete as per drawing (mechanical/pneumatic tools would not be allowed beyond 1 mtr above the cut-off level so as not to damage the RCC piles) including removal & stacking of debris at designated place all complete as per direction of EIC. Pile Dia - 1000 & 750mm | Cum. | 320 | 5302.5 | Amended & Approved
Primarc Aadvika | BLOCK | Civil | Sub & Super Structure Work | WO/HW1/PHW9/8 | M.A Construction | Pile Head Protection System | All charges for pile head encapsulation treatment, around the pile head and top of same from the cut off level with profiling of the same with concrete for appropriate time respectively to achieve the strength of concrete as required with leak proof steel shuttering. (Thickness as per drawing). (Only RMC will be provided by Client, If it is done by SMC then Concrete quantity will paid in SMC item additionally as per item no. 36) Pile Dia - 1000 & 750mm | Nos | 467 | 735 | Amended & Approved
Primarc Aadvika | BLOCK | Civil | Sub & Super Structure Work | WO/HW1/PHW9/9 | RDB INFRASTRUCTURE AND POWER LIMITED | Pile Head Protection System | All charges for pile head encapsulation treatment, around the pile head and top of same from the cut off level with profiling of the same with concrete for appropriate time respectively to achieve the strength of concrete as required with leak proof steel shuttering. (Thickness as per drawing). (Only RMC will be provided by Client, If it is done by SMC then Concrete quantity will paid in SMC item additionally as per item no. 36) Pile Dia - 1000 & 750mm | Nos | 467 | 772 | Amended & Approved
Primarc Aadvika | BLOCK | Civil | Sub & Super Structure Work | WO/HW1/PHW9/8 | M.A Construction | Disposal Of Earth | DISPOSAL OF EARTH FROM WORK SITE: All charges for Removal and carring away excess excavated earth from work site with all lead and lift including loading, unloading and transportation as per instruction of Engineer In Charge. | Cum. | 1590 | 147 | Amended & Approved
Primarc Aadvika | BLOCK | Civil | Sub & Super Structure Work | WO/HW1/PHW9/9 | RDB INFRASTRUCTURE AND POWER LIMITED | Disposal Of Earth | DISPOSAL OF EARTH FROM WORK SITE: All charges for Removal and carring away excess excavated earth from work site with all lead and lift including loading, unloading and transportation as per instruction of Engineer In Charge. | Cum. | 1590 | 154.5 | Amended & Approved
Primarc Aadvika | BLOCK | Civil | Sub & Super Structure Work | WO/HW1/PHW9/8 | M.A Construction | Backfilling / Filling | Backfilling/ filling with the good earth/ river sand (approved by enginner-in-charge) in trenches, plinth sides of foundation, sides of retaining wall, landscape, etc. to form level & contour as required (as directed by enginner-in-charge) in layers not exceeding 20cm in depth, consolidating each deposited layer by watering, breaking clods, ramming with all measures and material required for proper execution (Mechanical compactor / manual wherever not possible) to achieve proctor density as per IS code within the battery limits and within site inclusive of all leads and lifts complete. etc. complete [measurement should be net compacted volume after consolidation/completion will be paid].] |  | 0 | 0 | Amended & Approved
Primarc Aadvika | BLOCK | Civil | Sub & Super Structure Work | WO/HW1/PHW9/9 | RDB INFRASTRUCTURE AND POWER LIMITED | Backfilling / Filling | Backfilling/ filling with the good earth/ river sand (approved by enginner-in-charge) in trenches, plinth sides of foundation, sides of retaining wall, landscape, etc. to form level & contour as required (as directed by enginner-in-charge) in layers not exceeding 20cm in depth, consolidating each deposited layer by watering, breaking clods, ramming with all measures and material required for proper execution (Mechanical compactor / manual wherever not possible) to achieve proctor density as per IS code within the battery limits and within site inclusive of all leads and lifts complete. etc. complete [measurement should be net compacted volume after consolidation/completion will be paid].] |  | 0 | 0 | Amended & Approved
Primarc Aadvika | BLOCK | Civil | Sub & Super Structure Work | WO/HW1/PHW9/8 | M.A Construction | Dismantling Work | Dismantling Works - All Charges for dismantling concrete/P.C.C/Brick work for all types of structures at all levels including stacking of serviceable material to any lead within site premises and disposal of unserviceable material upto a lead of in/out side site premises, cutting of reinforcement,labour, equipment, safety precautions etc all complete as per drawings, specification and instructions of Engineer In Charge. Rate shall include for dismantling of concrete/Plaster/Brick work by manually / mechanicaly means with necessary tools and equipments, labour, scaffolding, water and power charges, cleaning the surface, stacking the serviceable materials and disposing the unserviceable materials/debris away from the site premises by mechanical means including loading, unloading, clearing the site etc. complete, as directed by Engineer-in-charge. |  | 0 | 0 | Amended & Approved
Primarc Aadvika | BLOCK | Civil | Sub & Super Structure Work | WO/HW1/PHW9/9 | RDB INFRASTRUCTURE AND POWER LIMITED | Dismantling Work | Dismantling Works - All Charges for dismantling concrete/P.C.C/Brick work for all types of structures at all levels including stacking of serviceable material to any lead within site premises and disposal of unserviceable material upto a lead of in/out side site premises, cutting of reinforcement,labour, equipment, safety precautions etc all complete as per drawings, specification and instructions of Engineer In Charge. Rate shall include for dismantling of concrete/Plaster/Brick work by manually / mechanicaly means with necessary tools and equipments, labour, scaffolding, water and power charges, cleaning the surface, stacking the serviceable materials and disposing the unserviceable materials/debris away from the site premises by mechanical means including loading, unloading, clearing the site etc. complete, as directed by Engineer-in-charge. |  | 0 | 0 | Amended & Approved
Primarc Aadvika | BLOCK | Civil | Sub & Super Structure Work | WO/HW1/PHW9/8 | M.A Construction | Brick Flat Soling (BFS) | Brick Flat Soling : Providing and laying single layer Brick Flat Soling (BFS) with bricks of Class Designation 7.5, 75 mm thick well-burnt and of uniform size, free from cracks and flaws, laid flat on prepared and leveled subgrade, joints filled with local sand, including dressing, ramming, watering, and consolidation to required level and grade, complete as per specifications and direction of Engineer-in-Charge | Sq.Mtr. | 4455 | 540 | Amended & Approved
Primarc Aadvika | BLOCK | Civil | Sub & Super Structure Work | WO/HW1/PHW9/9 | RDB INFRASTRUCTURE AND POWER LIMITED | Brick Flat Soling (BFS) | Brick Flat Soling : Providing and laying single layer Brick Flat Soling (BFS) with bricks of Class Designation 7.5, 75 mm thick well-burnt and of uniform size, free from cracks and flaws, laid flat on prepared and leveled subgrade, joints filled with local sand, including dressing, ramming, watering, and consolidation to required level and grade, complete as per specifications and direction of Engineer-in-Charge | Sq.Mtr. | 4455 | 567 | Amended & Approved
Primarc Aadvika | BLOCK | Civil | Sub & Super Structure Work | WO/HW1/PHW9/8 | M.A Construction | Plain Cement Concrete (PCC) | PLAIN CEMENT CONCRETE (UPTO PLINTH LEVEL): All charges for laying in position plain cement concrete (PCC) by mechanical means [ for all leads , lifts] of required thickness including necessary manpower, plant, machinery, tools, tackles and whatsoever for placing, spreading, compacting by tamping /mechanical vibrator,, levelling concrete to any depth and for all leads & lifts including curing of concrete, supply of all water and necessary piping, dewatering and keeping the area dry to receive the concrete, protecting the newly placed concrete from rain with PVC sheets, as per the instructions of the Engineer, clearing the area of debris, any other ancillary works related to this activity etc complete to the satisfaction of the Engineer. The rate shall also include for all centering, shuttering required to complete the work as per the instruction and satisfaction of Engineer. [ Measurement should be as per specification.] UPTO PLINTH LVL. (Any grade of PCC) (Only RMC shall be provided by the Client, subject to reconciliation. Concrete pump and related pipe lines is in contractor scope) | Cum. | 1050 | 1568 | Amended & Approved
Primarc Aadvika | BLOCK | Civil | Sub & Super Structure Work | WO/HW1/PHW9/9 | RDB INFRASTRUCTURE AND POWER LIMITED | Plain Cement Concrete (PCC) | PLAIN CEMENT CONCRETE (UPTO PLINTH LEVEL): All charges for laying in position plain cement concrete (PCC) by mechanical means [ for all leads , lifts] of required thickness including necessary manpower, plant, machinery, tools, tackles and whatsoever for placing, spreading, compacting by tamping /mechanical vibrator,, levelling concrete to any depth and for all leads & lifts including curing of concrete, supply of all water and necessary piping, dewatering and keeping the area dry to receive the concrete, protecting the newly placed concrete from rain with PVC sheets, as per the instructions of the Engineer, clearing the area of debris, any other ancillary works related to this activity etc complete to the satisfaction of the Engineer. The rate shall also include for all centering, shuttering required to complete the work as per the instruction and satisfaction of Engineer. [ Measurement should be as per specification.] UPTO PLINTH LVL. (Any grade of PCC) (Only RMC shall be provided by the Client, subject to reconciliation. Concrete pump and related pipe lines is in contractor scope) | Cum. | 1050 | 1646.5 | Amended & Approved
Primarc Aadvika | BLOCK | Civil | Sub & Super Structure Work | WO/HW1/PHW9/8 | M.A Construction | Reinforced Cement Concrete (RCC) upto plinth | REINFORCED CEMENT CONCRETE (UPTO PLINTH LEVEL): All charges for laying in position Cement Concrete of appropriate grade to all type of R .C.C. work of any grade of concrete wherever specified for all types of R .C.C. work in foundations, footing, column base, strip foundation, raft, slab, machine foundations, column of all sizes and shapes, all types of beams (plinth beams, tie beam, floor beam) and all types of slabs (floor slabs, suspended floor slabs, cantilever slab, sloping slab etc .), walls, staircases, underground water tanks, UG tanks of STP and basements, retaining walls, drop walls, fins etc. The rate shall include for Placing, laying and compacting the concrete of various grades in position at all levels, depths and in all required shapes/profiles/inclinations as per specification/I.S. codes or as directed by the Engineer In Charge. The rate shall also include the Non Destructive Test ( If Required ), the cost of necessary labour, plant and machineries, cover block in PVC / cement mortar 1:1, curing pipes / hessian cloth, required water and necessary piping, tools and tackles, making the surface good to receive the finishes, dewatering and keeping the area dry to receive the concrete, making and placing concrete cover blocks of same grade/ PVC Cover blocks, making provision of stand-by vibrators and needles, buttering with cement slurry, removing laitance from surface, providing the construction joints, openings, application of cementitious bonding agents at the construction joints, protecting the newly placed concrete from rain / heat with PVC sheets, marking the date of concreting, collecting concrete samples in cube moulds making necessary arrangements for curing and ponding, , need to maintain QC lab, cube testing machine, sieves, slump cones, graduated cylinder, weight scales etc to check the working condition of concrete complete as directed and to the satisfaction of the Engineer In Charge. The rate not include the cost of plasticiser / super plasticiser to get the required workability / strength, if required the same that will be responsibility of RMC supplier. (Shuttering and reinforcement work will be measured and paid separately). UPTO PLINTH LVL. All construction joints to be treated by proper cleaning of joint, cutting it vertical, removal of all loose material and application of bonding agent as per manufacturers specification and detail given below. (provision of construction joint shall be as per the approval of Project Manager). If joint is more than 12 hours and up to 14 days old, polymer based bonding agent to be applied, as per instructions by supplier. If joint is more than 15 days old, Epoxy based bonding agent to be applied, as per instructions by supplier. (Only RMC shall be provided by the Client, subject to reconciliation. Concrete pump and related pipe lines is in contractor scope) Location - Pile Cap, Footing, Raft, Column, Shear Wall, RCC Wall, Slab, Beam, Tie Beam, Plinth Beam, Grade Slab, Etc. | Cum. | 5926.15 | 1495 | Amended & Approved
Primarc Aadvika | BLOCK | Civil | Sub & Super Structure Work | WO/HW1/PHW9/9 | RDB INFRASTRUCTURE AND POWER LIMITED | Reinforced Cement Concrete (RCC) upto plinth | REINFORCED CEMENT CONCRETE (UPTO PLINTH LEVEL): All charges for laying in position Cement Concrete of appropriate grade to all type of R .C.C. work of any grade of concrete wherever specified for all types of R .C.C. work in foundations, footing, column base, strip foundation, raft, slab, machine foundations, column of all sizes and shapes, all types of beams (plinth beams, tie beam, floor beam) and all types of slabs (floor slabs, suspended floor slabs, cantilever slab, sloping slab etc .), walls, staircases, underground water tanks, UG tanks of STP and basements, retaining walls, drop walls, fins etc. The rate shall include for Placing, laying and compacting the concrete of various grades in position at all levels, depths and in all required shapes/profiles/inclinations as per specification/I.S. codes or as directed by the Engineer In Charge. The rate shall also include the Non Destructive Test ( If Required ), the cost of necessary labour, plant and machineries, cover block in PVC / cement mortar 1:1, curing pipes / hessian cloth, required water and necessary piping, tools and tackles, making the surface good to receive the finishes, dewatering and keeping the area dry to receive the concrete, making and placing concrete cover blocks of same grade/ PVC Cover blocks, making provision of stand-by vibrators and needles, buttering with cement slurry, removing laitance from surface, providing the construction joints, openings, application of cementitious bonding agents at the construction joints, protecting the newly placed concrete from rain / heat with PVC sheets, marking the date of concreting, collecting concrete samples in cube moulds making necessary arrangements for curing and ponding, , need to maintain QC lab, cube testing machine, sieves, slump cones, graduated cylinder, weight scales etc to check the working condition of concrete complete as directed and to the satisfaction of the Engineer In Charge. The rate not include the cost of plasticiser / super plasticiser to get the required workability / strength, if required the same that will be responsibility of RMC supplier. (Shuttering and reinforcement work will be measured and paid separately). UPTO PLINTH LVL. All construction joints to be treated by proper cleaning of joint, cutting it vertical, removal of all loose material and application of bonding agent as per manufacturers specification and detail given below. (provision of construction joint shall be as per the approval of Project Manager). If joint is more than 12 hours and up to 14 days old, polymer based bonding agent to be applied, as per instructions by supplier. If joint is more than 15 days old, Epoxy based bonding agent to be applied, as per instructions by supplier. (Only RMC shall be provided by the Client, subject to reconciliation. Concrete pump and related pipe lines is in contractor scope) Location - Pile Cap, Footing, Raft, Column, Shear Wall, RCC Wall, Slab, Beam, Tie Beam, Plinth Beam, Grade Slab, Etc. | Cum. | 5926.15 | 1570 | Amended & Approved
Primarc Aadvika | BLOCK | Civil | Sub & Super Structure Work | WO/HW1/PHW9/8 | M.A Construction | Ply Shuttering upto plinth level | PLY SHUTTERING (UPTO PLINTH LEVEL): Providing, fabricating and fixing of formwork made of plywood 12mm Thk. (weighing not less than 34 kg/m2); wooden batten, steel plates as approved by Engineer in charge for vertical, horizontal or sloping for all R.C.C. works below ground level at all heights upto 4.5m floor to floor , including all leads with necessary supporting arrangement, applying shuttering oil ( Like ' REBOL' from FOSROC or any other approved ) on the form work, keeping the form work in position after concreting for a period as specified in the relevant I .S. Code and removing the form work after expiry of the specified period, complete with all materials, labour, tools & tackles etc. all as per drawing and specification. The form work shall be water tight ( Seal the joints with heavy duty brown self adhesive tape ) and shall be free from warping, denting and unevenness. The rates shall include cost of forming champers, copings, drip moulds, rounding's, grooves, cut outs, opening, corbels, arches etc. and fixing of pipe sleeves, insert plates, manhole covers for UGR etc. as shown in the drawings. [ Measurement shall be as per concrete contact surface ]. (Pipe sleeves, insert plates, manhole cover will be supplied by client) Rate shall also include Cleaning concrete from the formwork after removal, Co-ordination with electrical team to fix the electrical box and conduit before fixing of wall shuttering, Proper care during deshuttering to avoid any damage to existing facilities. Location - Pile Cap, Footing, Raft, Column, Shear Wall, RCC Wall, Slab, Beam, Tie Beam, Plinth Beam, Etc. | Sq.Mtr. | 10453.23 | 638 | Amended & Approved
Primarc Aadvika | BLOCK | Civil | Sub & Super Structure Work | WO/HW1/PHW9/9 | RDB INFRASTRUCTURE AND POWER LIMITED | Ply Shuttering upto plinth level | PLY SHUTTERING (UPTO PLINTH LEVEL): Providing, fabricating and fixing of formwork made of plywood 12mm Thk. (weighing not less than 34 kg/m2); wooden batten, steel plates as approved by Engineer in charge for vertical, horizontal or sloping for all R.C.C. works below ground level at all heights upto 4.5m floor to floor , including all leads with necessary supporting arrangement, applying shuttering oil ( Like ' REBOL' from FOSROC or any other approved ) on the form work, keeping the form work in position after concreting for a period as specified in the relevant I .S. Code and removing the form work after expiry of the specified period, complete with all materials, labour, tools & tackles etc. all as per drawing and specification. The form work shall be water tight ( Seal the joints with heavy duty brown self adhesive tape ) and shall be free from warping, denting and unevenness. The rates shall include cost of forming champers, copings, drip moulds, rounding's, grooves, cut outs, opening, corbels, arches etc. and fixing of pipe sleeves, insert plates, manhole covers for UGR etc. as shown in the drawings. [ Measurement shall be as per concrete contact surface ]. (Pipe sleeves, insert plates, manhole cover will be supplied by client) Rate shall also include Cleaning concrete from the formwork after removal, Co-ordination with electrical team to fix the electrical box and conduit before fixing of wall shuttering, Proper care during deshuttering to avoid any damage to existing facilities. Location - Pile Cap, Footing, Raft, Column, Shear Wall, RCC Wall, Slab, Beam, Tie Beam, Plinth Beam, Etc. | Sq.Mtr. | 10453.23 | 670 | Amended & Approved
Primarc Aadvika | BLOCK | Civil | Sub & Super Structure Work | WO/HW1/PHW9/8 | M.A Construction | EXTRA OVER ITEM 11 FOR CURVED SURFACE | EXTRA OVER ITEM 11 FOR PROVIDING FORMWORK FOR CURVED SURFACE | Sq.Mtr. | 0 | 98 | Amended & Approved
Primarc Aadvika | BLOCK | Civil | Sub & Super Structure Work | WO/HW1/PHW9/9 | RDB INFRASTRUCTURE AND POWER LIMITED | EXTRA OVER ITEM 11 FOR CURVED SURFACE | EXTRA OVER ITEM 11 FOR PROVIDING FORMWORK FOR CURVED SURFACE | Sq.Mtr. | 0 | 103 | Amended & Approved
Primarc Aadvika | BLOCK | Civil | Sub & Super Structure Work | WO/HW1/PHW9/8 | M.A Construction | BRICK SHUTTERING WORK | BRICK SHUTTERING (UPTO PLINTH LEVEL): All charges for Providing and erecting 250mm thick brick work with 2nd class bricks in cement sand mortar (1:6) adequately soaked in water before use etc., for side shuttering of pile cap, foundation beam and raft slab including the cost of all material, labour, tools, tackles, leads & lifts, scaffolding, curing etc. complete as specified in relevant is codes as per drawing and specifications and as directed by EIC. (Cement will be supplied by Client but subjected to reconciliation) | Cum. | 610 | 7845 | Amended & Approved
Primarc Aadvika | BLOCK | Civil | Sub & Super Structure Work | WO/HW1/PHW9/9 | RDB INFRASTRUCTURE AND POWER LIMITED | BRICK SHUTTERING WORK | BRICK SHUTTERING (UPTO PLINTH LEVEL): All charges for Providing and erecting 250mm thick brick work with 2nd class bricks in cement sand mortar (1:6) adequately soaked in water before use etc., for side shuttering of pile cap, foundation beam and raft slab including the cost of all material, labour, tools, tackles, leads & lifts, scaffolding, curing etc. complete as specified in relevant is codes as per drawing and specifications and as directed by EIC. (Cement will be supplied by Client but subjected to reconciliation) | Cum. | 610 | 8237 | Amended & Approved
Primarc Aadvika | BLOCK | Civil | Sub & Super Structure Work | WO/HW1/PHW9/8 | M.A Construction | Reinforcement Work | REINFORCEMENT WORK ABOVE PLINTH LEVEL: Providing, unloading, handling, storing and hoisting into place at all levels and then straightening, cutting to length, bending hooked ends, binding in position of reinforcement bars to shape and size as detailed in drawing and approved bar bending schedules, including welding wherever necessary as per drawing in all kinds of works at all heights & depths as specified including approved cover blocks spaces and binding wire of 18 gauge, annealed wire hooks if required and such other works that are required to make it complete as per drawing. No payment to be made for Rolling Merging. Laps, chairs and spacers will be measured and counted in pour cards and paid in addition to the quantities in BBS. (Only Reinforcement will be supplied by Client but subjected to reconciliation) ABOVE PLINTH LEVEL | MT | 777.364 | 11275 | Amended & Approved
Primarc Aadvika | BLOCK | Civil | Sub & Super Structure Work | WO/HW1/PHW9/9 | RDB INFRASTRUCTURE AND POWER LIMITED | Reinforcement Work | REINFORCEMENT WORK ABOVE PLINTH LEVEL: Providing, unloading, handling, storing and hoisting into place at all levels and then straightening, cutting to length, bending hooked ends, binding in position of reinforcement bars to shape and size as detailed in drawing and approved bar bending schedules, including welding wherever necessary as per drawing in all kinds of works at all heights & depths as specified including approved cover blocks spaces and binding wire of 18 gauge, annealed wire hooks if required and such other works that are required to make it complete as per drawing. No payment to be made for Rolling Merging. Laps, chairs and spacers will be measured and counted in pour cards and paid in addition to the quantities in BBS. (Only Reinforcement will be supplied by Client but subjected to reconciliation) ABOVE PLINTH LEVEL | MT | 777.364 | 11839 | Amended & Approved
Primarc Aadvika | BLOCK | Civil | Sub & Super Structure Work | WO/HW1/PHW9/8 | M.A Construction | Rebaring upto plinth | Rebaring upto plinth: All charges for fixing reinforcement bars including drilling & chemical injection in the concrete surface till Plinth level as per the manufacturer's specification either Fischer or Hilti product. At least 5% of the reinforcement shall be tested by Pull Out test as per the instruction of Structural Consultant. The rate shall be inclusive of all labour, material, scaffolding, gangway etc. involved for rebar grouting however cost of reinforcement steel will be paid as per item |  | 0 | 0 | Amended & Approved
Primarc Aadvika | BLOCK | Civil | Sub & Super Structure Work | WO/HW1/PHW9/9 | RDB INFRASTRUCTURE AND POWER LIMITED | Rebaring upto plinth | Rebaring upto plinth: All charges for fixing reinforcement bars including drilling & chemical injection in the concrete surface till Plinth level as per the manufacturer's specification either Fischer or Hilti product. At least 5% of the reinforcement shall be tested by Pull Out test as per the instruction of Structural Consultant. The rate shall be inclusive of all labour, material, scaffolding, gangway etc. involved for rebar grouting however cost of reinforcement steel will be paid as per item |  | 0 | 0 | Amended & Approved
Primarc Aadvika | BLOCK | Civil | Sub & Super Structure Work | WO/HW1/PHW9/8 | M.A Construction | REINFORCED CEMENT CONCRETE. (Above Plinth Level) | REINFORCED CEMENT CONCRETE (ABOVE PLINTH LEVEL): All charges for laying in position Cement Concrete of appropriate grade to all type of R .C.C. work of any grade of concrete wherever specified for all types of R .C.C. work in column/Shear wall of all sizes and shapes, all types of beams & Slab (floor slabs, suspended floor slabs, cantilever slab, sloping slab etc .), Non Structural walls, staircases, fins, parapet wall, OHWR with all above roof structure etc. The rate shall include for Placing, laying and compacting the concrete of various grades in position at all levels, depths and in all required shapes/profiles/inclinations as per specification/I.S. codes or as directed by the Engineer In Charge. The rate shall also include the Non Destructive Test ( If Required ), the cost of necessary labour, plant and machineries, cover block in PVC / cement mortar 1:1, curing pipes / hessian cloth, required water and necessary piping, tools and tackles, making the surface good to receive the finishes, dewatering and keeping the area dry to receive the concrete, making and placing concrete cover blocks of same grade/ PVC Cover blocks, making provision of stand-by vibrators and needles, concrete pump, buttering with cement slurry, removing laitance from surface, providing the construction joints, openings, application of cementitious bonding agents at the construction joints, protecting the newly placed concrete from rain / heat with PVC sheets, marking the date of concreting, collecting concrete samples in cube moulds making necessary arrangements for curing and ponding, need to maintain QC lab, cube testing machine, sieves, slump cones, graduated cylinder, weight scales etc to check the working condition of concrete complete as directed and to the satisfaction of the Engineer In Charge. The rate not include the cost of plasticiser / super plasticiser to get the required workability / strength, if required the same that will be responsibility of RMC supplier. (Shuttering and reinforcement work will be measured and paid separately). ABOVE PLINTH LVL TO ROOF & ABOVE ROOF LVL All construction joints to be treated by proper cleaning of joint, cutting it vertical, removal of all loose material and application of bonding agent as per manufacturers specification and detail given below.(provision of construction joint shall be as per the approval of Project Manager). If joint is more than 12 hours and up to 14 days old, polymer based bonding agent to be applied, as per instructions by supplier. If joint is more than 15 days old, Epoxy based bonding agent to be applied, as per instructions by supplier. (Only RMC shall be provided by the Client, subject to reconciliation. Concrete pump and related pipe lines is in contractor scope) |  | 0 | 0 | Amended & Approved
Primarc Aadvika | BLOCK | Civil | Sub & Super Structure Work | WO/HW1/PHW9/9 | RDB INFRASTRUCTURE AND POWER LIMITED | REINFORCED CEMENT CONCRETE. (Above Plinth Level) | REINFORCED CEMENT CONCRETE (ABOVE PLINTH LEVEL): All charges for laying in position Cement Concrete of appropriate grade to all type of R .C.C. work of any grade of concrete wherever specified for all types of R .C.C. work in column/Shear wall of all sizes and shapes, all types of beams & Slab (floor slabs, suspended floor slabs, cantilever slab, sloping slab etc .), Non Structural walls, staircases, fins, parapet wall, OHWR with all above roof structure etc. The rate shall include for Placing, laying and compacting the concrete of various grades in position at all levels, depths and in all required shapes/profiles/inclinations as per specification/I.S. codes or as directed by the Engineer In Charge. The rate shall also include the Non Destructive Test ( If Required ), the cost of necessary labour, plant and machineries, cover block in PVC / cement mortar 1:1, curing pipes / hessian cloth, required water and necessary piping, tools and tackles, making the surface good to receive the finishes, dewatering and keeping the area dry to receive the concrete, making and placing concrete cover blocks of same grade/ PVC Cover blocks, making provision of stand-by vibrators and needles, concrete pump, buttering with cement slurry, removing laitance from surface, providing the construction joints, openings, application of cementitious bonding agents at the construction joints, protecting the newly placed concrete from rain / heat with PVC sheets, marking the date of concreting, collecting concrete samples in cube moulds making necessary arrangements for curing and ponding, need to maintain QC lab, cube testing machine, sieves, slump cones, graduated cylinder, weight scales etc to check the working condition of concrete complete as directed and to the satisfaction of the Engineer In Charge. The rate not include the cost of plasticiser / super plasticiser to get the required workability / strength, if required the same that will be responsibility of RMC supplier. (Shuttering and reinforcement work will be measured and paid separately). ABOVE PLINTH LVL TO ROOF & ABOVE ROOF LVL All construction joints to be treated by proper cleaning of joint, cutting it vertical, removal of all loose material and application of bonding agent as per manufacturers specification and detail given below.(provision of construction joint shall be as per the approval of Project Manager). If joint is more than 12 hours and up to 14 days old, polymer based bonding agent to be applied, as per instructions by supplier. If joint is more than 15 days old, Epoxy based bonding agent to be applied, as per instructions by supplier. (Only RMC shall be provided by the Client, subject to reconciliation. Concrete pump and related pipe lines is in contractor scope) |  | 0 | 0 | Amended & Approved
Primarc Aadvika | BLOCK | Civil | Sub & Super Structure Work | WO/HW1/PHW9/8 | M.A Construction | PLY SHUTTERING ABOVE PLINTH LVL: | PLY SHUTTERING ABOVE PLINTH LVL: Providing, fabricating and fixing of formwork made of plywood 12mm Thk. (weighing not less than 34 kg/m2); wooden batten, steel plates as approved by Engineer in charge for vertical, horizontal or sloping for all R.C.C. works above plinth level at all heights upto 4.5m floor to floor , including all leads with necessary supporting arrangement, applying shuttering oil ( Like ' REBOL' from FOSROC or any other approved ) on the form work, keeping the form work in position after concreting for a period as specified in the relevant I .S. Code and removing the form work after expiry of the specified period, complete with all materials, labour, tools & tackles etc. all as per drawing and specification. The form work shall be water tight ( Seal the joints with heavy duty brown self adhesive tape ) and shall be free from warping, denting and unevenness. The rates shall include cost of forming champers, copings, drip moulds, rounding's, grooves, cut outs, opening, corbels, arches etc. and fixing of pipe sleeves, insert plates, manhole covers for OHWT etc. as shown in the drawings. [ Measurement shall be as per concrete contact surface ]. (Pipe sleeves, insert plates, manhole cover will be supplied by client) (OVER PLINTH LVL TO 1ST FLOOR ROOF SLAB TOP/upto 2nd Floor Level) Rate shall also include Cleaning concrete from the formwork after removal, Co-ordination with electrical team to fix the electrical box and conduit before fixing of wall shuttering, Proper care during deshuttering to avoid any damage to existing facilities. | Sq.Mtr. | 23135 | 685 | Amended & Approved
Primarc Aadvika | BLOCK | Civil | Sub & Super Structure Work | WO/HW1/PHW9/9 | RDB INFRASTRUCTURE AND POWER LIMITED | PLY SHUTTERING ABOVE PLINTH LVL: | PLY SHUTTERING ABOVE PLINTH LVL: Providing, fabricating and fixing of formwork made of plywood 12mm Thk. (weighing not less than 34 kg/m2); wooden batten, steel plates as approved by Engineer in charge for vertical, horizontal or sloping for all R.C.C. works above plinth level at all heights upto 4.5m floor to floor , including all leads with necessary supporting arrangement, applying shuttering oil ( Like ' REBOL' from FOSROC or any other approved ) on the form work, keeping the form work in position after concreting for a period as specified in the relevant I .S. Code and removing the form work after expiry of the specified period, complete with all materials, labour, tools & tackles etc. all as per drawing and specification. The form work shall be water tight ( Seal the joints with heavy duty brown self adhesive tape ) and shall be free from warping, denting and unevenness. The rates shall include cost of forming champers, copings, drip moulds, rounding's, grooves, cut outs, opening, corbels, arches etc. and fixing of pipe sleeves, insert plates, manhole covers for OHWT etc. as shown in the drawings. [ Measurement shall be as per concrete contact surface ]. (Pipe sleeves, insert plates, manhole cover will be supplied by client) (OVER PLINTH LVL TO 1ST FLOOR ROOF SLAB TOP/upto 2nd Floor Level) Rate shall also include Cleaning concrete from the formwork after removal, Co-ordination with electrical team to fix the electrical box and conduit before fixing of wall shuttering, Proper care during deshuttering to avoid any damage to existing facilities. | Sq.Mtr. | 23135 | 719.5 | Amended & Approved
Primarc Aadvika | BLOCK | Civil | Sub & Super Structure Work | WO/HW1/PHW9/8 | M.A Construction | EXTRA OVER ITEM 17 FOR CURVED SURFACE | EXTRA OVER ITEM 17 FOR PROVIDING FORMWORK FOR CURVED SURFACE | Sq.Mtr. | 0 | 100 | Amended & Approved
Primarc Aadvika | BLOCK | Civil | Sub & Super Structure Work | WO/HW1/PHW9/9 | RDB INFRASTRUCTURE AND POWER LIMITED | EXTRA OVER ITEM 17 FOR CURVED SURFACE | EXTRA OVER ITEM 17 FOR PROVIDING FORMWORK FOR CURVED SURFACE | Sq.Mtr. | 0 | 105 | Amended & Approved
Primarc Aadvika | BLOCK | Civil | Sub & Super Structure Work | WO/HW1/PHW9/8 | M.A Construction | SYSTEM SHUTTERING - 1ST FLOOR ROOF (2ND FLOOR LVL) TO ROOF & ABOVE ROOF | SYSTEM SHUTTERING (FROM 2ND FLOOR LVL TO ROOF & ABOVE ROOF): All charges for Unloading, unpacking, lifting, shifting to respective floors and fixing of system shuttering to take up the R.C.C. works from ground floor to Roof & above as applicable, including all leads & lifts with necessary supporting arrangements as supplied along with Formwork materials, aligning the same in line and level before pouring concrete, fixing of necessary members to leave provision of grooves, sleeves, cutout and slots for Plumbing or any services works etc, applying shuttering oil ( Like ' REBOL' from FOSROC or any other approved ) on the form work, removing the same after expiry of the period as specified in the relevant I .S. Code and after achieving of desired strength of concrete as specified by the Structural consultant / EIC, cleaning formwork after removal, grinding the undulations in RCC surfaces at the joints of the formwork to make them smooth, Hole packing, including shifting & fixing all relevant survey coordinates to each floor with 'Total Station' etc complete with all materials, labour, consumables like Shuttering Oil, Greese, Roller, PVC Cones, Cover block, Nails, walk way jali, safety pipe, safety net, tools & tackles etc. as per drawing and specification. Measurement will be considered based on surface area of concrete. Installation of Tower crane will be under scope of contractor. Contractor has to bring down & return the total Form work system along with its all smaller accessories to Client's store after completion of entire job. Contractor OR Client on behalf of contractor shall arrange the required formworks & accessories if found misplaced during execution period (Cost of same will be recovered from contractor if arranged by client behalf of contractor). Any manufacturing defects should brought into notice of client within 15 days of receiving such materials, so that can be rectified & re-issue to site for execution, else responsibility remains on contractor. There will be no plaster on the concrete surface it will be exposed concrete with fairface surface. Note: Aluminium Formwork shall be provided by client, excluding of external MS platform Bracings Riling etc. Grinding & Hole packing is in contractor scope, Only packing material (GP2 or equivalent) provided by client. For Details aluminium shuttering material scope kindly refer Annexure- III 1ST FLOOR ROOF (2ND FLOOR LVL) TO ROOF & ABOVE ROOF | Sq.Mtr. | 182320 | 451 | Amended & Approved
Primarc Aadvika | BLOCK | Civil | Sub & Super Structure Work | WO/HW1/PHW9/9 | RDB INFRASTRUCTURE AND POWER LIMITED | SYSTEM SHUTTERING - 1ST FLOOR ROOF (2ND FLOOR LVL) TO ROOF & ABOVE ROOF | SYSTEM SHUTTERING (FROM 2ND FLOOR LVL TO ROOF & ABOVE ROOF): All charges for Unloading, unpacking, lifting, shifting to respective floors and fixing of system shuttering to take up the R.C.C. works from ground floor to Roof & above as applicable, including all leads & lifts with necessary supporting arrangements as supplied along with Formwork materials, aligning the same in line and level before pouring concrete, fixing of necessary members to leave provision of grooves, sleeves, cutout and slots for Plumbing or any services works etc, applying shuttering oil ( Like ' REBOL' from FOSROC or any other approved ) on the form work, removing the same after expiry of the period as specified in the relevant I .S. Code and after achieving of desired strength of concrete as specified by the Structural consultant / EIC, cleaning formwork after removal, grinding the undulations in RCC surfaces at the joints of the formwork to make them smooth, Hole packing, including shifting & fixing all relevant survey coordinates to each floor with 'Total Station' etc complete with all materials, labour, consumables like Shuttering Oil, Greese, Roller, PVC Cones, Cover block, Nails, walk way jali, safety pipe, safety net, tools & tackles etc. as per drawing and specification. Measurement will be considered based on surface area of concrete. Installation of Tower crane will be under scope of contractor. Contractor has to bring down & return the total Form work system along with its all smaller accessories to Client's store after completion of entire job. Contractor OR Client on behalf of contractor shall arrange the required formworks & accessories if found misplaced during execution period (Cost of same will be recovered from contractor if arranged by client behalf of contractor). Any manufacturing defects should brought into notice of client within 15 days of receiving such materials, so that can be rectified & re-issue to site for execution, else responsibility remains on contractor. There will be no plaster on the concrete surface it will be exposed concrete with fairface surface. Note: Aluminium Formwork shall be provided by client, excluding of external MS platform Bracings Riling etc. Grinding & Hole packing is in contractor scope, Only packing material (GP2 or equivalent) provided by client. For Details aluminium shuttering material scope kindly refer Annexure- III 1ST FLOOR ROOF (2ND FLOOR LVL) TO ROOF & ABOVE ROOF | Sq.Mtr. | 182320 | 473.5 | Amended & Approved
Primarc Aadvika | BLOCK | Civil | Sub & Super Structure Work | WO/HW1/PHW9/8 | M.A Construction | Reinforcement Work Above Plinth Level | Reinforcement Work Above Plinth Level : Providing, unloading, handling, storing and hoisting into place at all levels and then straightening, cutting to length, bending hooked ends, binding in position of reinforcement bars to shape and size as detailed in drawing and approved bar bending schedules, including welding wherever necessary as per drawing in all kinds of works at all heights & depths as specified including approved cover blocks spaces and binding wire of 18 gauge, annealed wire hooks if required and such other works that are required to make it complete as per drawing. No payment to be made for Rolling Merging. Laps, chairs and spacers will be measured and counted in pour cards and paid in addition to the quantities in BBS. (Only Reinforcement will be supplied by Client but subjected to reconciliation) ABOVE PLINTH LEVEL |  | 0 | 0 | Amended & Approved
Primarc Aadvika | BLOCK | Civil | Sub & Super Structure Work | WO/HW1/PHW9/9 | RDB INFRASTRUCTURE AND POWER LIMITED | Reinforcement Work Above Plinth Level | Reinforcement Work Above Plinth Level : Providing, unloading, handling, storing and hoisting into place at all levels and then straightening, cutting to length, bending hooked ends, binding in position of reinforcement bars to shape and size as detailed in drawing and approved bar bending schedules, including welding wherever necessary as per drawing in all kinds of works at all heights & depths as specified including approved cover blocks spaces and binding wire of 18 gauge, annealed wire hooks if required and such other works that are required to make it complete as per drawing. No payment to be made for Rolling Merging. Laps, chairs and spacers will be measured and counted in pour cards and paid in addition to the quantities in BBS. (Only Reinforcement will be supplied by Client but subjected to reconciliation) ABOVE PLINTH LEVEL |  | 0 | 0 | Amended & Approved
Primarc Aadvika | BLOCK | Civil | Sub & Super Structure Work | WO/HW1/PHW9/9 | RDB INFRASTRUCTURE AND POWER LIMITED | Core Cutting Work Upto 1st floor level : | Core Cutting Work Upto 1st floor level : All charges for Core Cutting in slabs / beams / retaining walls and any other R.C.C members to any dia & depth by using 'HILTI/FISHER OR EQUIVALENT AS PER APPROVAL' make diamond drilling machine with tolerance for any type of inserts, anchor fasteners etc. Rate shall include for sealing the gaps between RCC surface and inserts with fire retardent grouting material as per manufactures specification, including preparation of surface, cutting of reinforcement, cleaning the surface, staging, scaffolding with necessary tools and equipments water and power, removal of debris from the site etc. complete as directed by EIC at all levels. |  | 0 | 0 | Amended & Approved
Primarc Aadvika | BLOCK | Civil | Sub & Super Structure Work | WO/HW1/PHW9/8 | M.A Construction | Core Cutting Work Upto 1st floor level : | Core Cutting Work Upto 1st floor level : All charges for Core Cutting in slabs / beams / retaining walls and any other R.C.C members to any dia & depth by using 'HILTI/FISHER OR EQUIVALENT AS PER APPROVAL' make diamond drilling machine with tolerance for any type of inserts, anchor fasteners etc. Rate shall include for sealing the gaps between RCC surface and inserts with fire retardent grouting material as per manufactures specification, including preparation of surface, cutting of reinforcement, cleaning the surface, staging, scaffolding with necessary tools and equipments water and power, removal of debris from the site etc. complete as directed by EIC at all levels. |  | 0 | 0 | Amended & Approved
Primarc Aadvika | BLOCK | Civil | Sub & Super Structure Work | WO/HW1/PHW9/8 | M.A Construction | Core Cutting Work From 1st to Roof : | CORE CUTTING WORK FROM 1ST FLOOR LVL TO ROOF : All charges for Core Cutting in slabs / beams / retaining walls and any other R.C.C members to any dia & depth by using 'HILTI/FISHER OR EQUIVALENT AS PER APPROVAL' make diamond drilling machine with tolerance for any type of inserts, anchor fasteners etc. Rate shall include for sealing the gaps between RCC surface and inserts with fire retardant grouting material as per manufactures specification, including preparation of surface, cutting of reinforcement, cleaning the surface, staging, scaffolding with necessary tools and equipment’s water and power, removal of debris from the site etc. complete as directed by EIC at all levels. |  | 0 | 0 | Amended & Approved
Primarc Aadvika | BLOCK | Civil | Sub & Super Structure Work | WO/HW1/PHW9/9 | RDB INFRASTRUCTURE AND POWER LIMITED | Core Cutting Work From 1st to Roof : | CORE CUTTING WORK FROM 1ST FLOOR LVL TO ROOF : All charges for Core Cutting in slabs / beams / retaining walls and any other R.C.C members to any dia & depth by using 'HILTI/FISHER OR EQUIVALENT AS PER APPROVAL' make diamond drilling machine with tolerance for any type of inserts, anchor fasteners etc. Rate shall include for sealing the gaps between RCC surface and inserts with fire retardant grouting material as per manufactures specification, including preparation of surface, cutting of reinforcement, cleaning the surface, staging, scaffolding with necessary tools and equipment’s water and power, removal of debris from the site etc. complete as directed by EIC at all levels. |  | 0 | 0 | Amended & Approved
Primarc Aadvika | BLOCK | Civil | Sub & Super Structure Work | WO/HW1/PHW9/8 | M.A Construction | Rebaring above plinth | Rebaring above plinth: All charges for fixing reinforcement bars including drilling & chemical injection in the concrete surface above Plinth level as per the manufacturer's specification either Fischer or Hilti product. At least 5% of the reinforcement shall be tested by Pull Out test as per the instruction of Structural Consultant. The rate shall be inclusive of all labour, material, scaffolding, gangway etc. involved for rebar grouting however cost of reinforcement steel will be paid as per item |  | 0 | 0 | Amended & Approved
Primarc Aadvika | BLOCK | Civil | Sub & Super Structure Work | WO/HW1/PHW9/9 | RDB INFRASTRUCTURE AND POWER LIMITED | Rebaring above plinth | Rebaring above plinth: All charges for fixing reinforcement bars including drilling & chemical injection in the concrete surface above Plinth level as per the manufacturer's specification either Fischer or Hilti product. At least 5% of the reinforcement shall be tested by Pull Out test as per the instruction of Structural Consultant. The rate shall be inclusive of all labour, material, scaffolding, gangway etc. involved for rebar grouting however cost of reinforcement steel will be paid as per item |  | 0 | 0 | Amended & Approved
Primarc Aadvika | BLOCK | Civil | Sub & Super Structure Work | WO/HW1/PHW9/8 | M.A Construction | RUNG LADDER : | RUNG LADDER : Providing & fixing PVC coated rung 20mm thk.x175mm widex265 mm length reinforced inside with 10mm steel rod (from approved manufacturer) & embeded into concrete in zigzag way at any level with all tool tackles & machineries as per specified drawing and as directed by Engineer-in-charge. | Nos. | 0 | 588 | Amended & Approved
Primarc Aadvika | BLOCK | Civil | Sub & Super Structure Work | WO/HW1/PHW9/9 | RDB INFRASTRUCTURE AND POWER LIMITED | RUNG LADDER : | RUNG LADDER : Providing & fixing PVC coated rung 20mm thk.x175mm widex265 mm length reinforced inside with 10mm steel rod (from approved manufacturer) & embeded into concrete in zigzag way at any level with all tool tackles & machineries as per specified drawing and as directed by Engineer-in-charge. | Nos. | 0 | 617.5 | Amended & Approved
Primarc Aadvika | BLOCK | Civil | Sub & Super Structure Work | WO/HW1/PHW9/9 | RDB INFRASTRUCTURE AND POWER LIMITED | Band and Post for Block Work | Band and Post for Block Work : Providing & fixing of RCC band, post of any sizes for Brick work by AAC block or any at any level as per drawing and direction of Engineer-in-Charge (Only cement & reinforcement shall be provided by client, but subject to reconciliation) |  | 0 | 0 | Amended & Approved
Primarc Aadvika | BLOCK | Civil | Sub & Super Structure Work | WO/HW1/PHW9/8 | M.A Construction | Band and Post for Block Work | Band and Post for Block Work : Providing & fixing of RCC band, post of any sizes for Brick work by AAC block or any at any level as per drawing and direction of Engineer-in-Charge (Only cement & reinforcement shall be provided by client, but subject to reconciliation) |  | 0 | 0 | Amended & Approved
Primarc Aadvika | BLOCK | Civil | Sub & Super Structure Work | WO/HW1/PHW9/8 | M.A Construction | Thermocol Sheets - 50mm Thk | Thermocol Sheets : Providing, shifting to respective floors, erecting & fixing in position of thermocol of density of 12-14 Kg/Cum to create space between two rcc walls including staging as required to keep them in position, with all leads & lifts to all the floors, keeping proper cover to the reinforcements of the rcc walls etc complete. (Note: Measurement shall be paid according to the surface area of the thermocol sheets in elevation from single side) (THERMOCOL SHEETS -50MM THK) | Sq.Mtr. | 0 | 343 | Amended & Approved
Primarc Aadvika | BLOCK | Civil | Sub & Super Structure Work | WO/HW1/PHW9/9 | RDB INFRASTRUCTURE AND POWER LIMITED | Thermocol Sheets - 50mm Thk | Thermocol Sheets : Providing, shifting to respective floors, erecting & fixing in position of thermocol of density of 12-14 Kg/Cum to create space between two rcc walls including staging as required to keep them in position, with all leads & lifts to all the floors, keeping proper cover to the reinforcements of the rcc walls etc complete. (Note: Measurement shall be paid according to the surface area of the thermocol sheets in elevation from single side) (THERMOCOL SHEETS -50MM THK) | Sq.Mtr. | 0 | 360 | Amended & Approved
Primarc Aadvika | BLOCK | Civil | Sub & Super Structure Work | WO/HW1/PHW9/8 | M.A Construction | 200/250TH AAC BLOCK WORK (Above Plinth level ) | 200/250TH AAC BLOCK WORK (Above Plinth level ) : All charges for constructing 200/250mm thk. Block masonry at all levels with autoclave aerated concrete blocks of size 600 mm x 200/250 mm x 100/125 mm made of fly ash, lime cement conforming to is: 2185 ( part-3)- 1984 with chemical adhesive ( ultratech or equivalent) as per manufacturer's guidance complete in all respect as per methology guided in is 6041- 1985 and for all levels including v- groove jointing on both faces, as per drawing and as specified in is 6041- 1985, necessary curing, scaffolding, staging, all leads and lifts from any point to any point inside the site in all structures such as walls / pillars / stub / supports / drains etc including cleaning of accumulated debris as per drawing and specifications and as directed by the eic. Nb: 1.quality of aac blocks: aac blocks must be of grade-i, having minimum compressive strength of 3 to 4 n/mm² with a density of 550-650 kg/m³, having thermal conductivity of 0.24 w/m.k according to is: 2185 part-3. 2. Use of specific cutting tools to cut the aac blocks during execution. NOTE: CONTRACTOR WILL COORDINATE WITH AAC BLOCK MANUFACTURER FOR ARRANGING OF TRAINING PROGRAMME FOR WORKERS TO WORK WITH AAC BLOCKS. Above Plinth level | Cum. | 2038.32 | 7647 | Amended & Approved
Primarc Aadvika | BLOCK | Civil | Sub & Super Structure Work | WO/HW1/PHW9/9 | RDB INFRASTRUCTURE AND POWER LIMITED | 200/250TH AAC BLOCK WORK (Above Plinth level ) | 200/250TH AAC BLOCK WORK (Above Plinth level ) : All charges for constructing 200/250mm thk. Block masonry at all levels with autoclave aerated concrete blocks of size 600 mm x 200/250 mm x 100/125 mm made of fly ash, lime cement conforming to is: 2185 ( part-3)- 1984 with chemical adhesive ( ultratech or equivalent) as per manufacturer's guidance complete in all respect as per methology guided in is 6041- 1985 and for all levels including v- groove jointing on both faces, as per drawing and as specified in is 6041- 1985, necessary curing, scaffolding, staging, all leads and lifts from any point to any point inside the site in all structures such as walls / pillars / stub / supports / drains etc including cleaning of accumulated debris as per drawing and specifications and as directed by the eic. Nb: 1.quality of aac blocks: aac blocks must be of grade-i, having minimum compressive strength of 3 to 4 n/mm² with a density of 550-650 kg/m³, having thermal conductivity of 0.24 w/m.k according to is: 2185 part-3. 2. Use of specific cutting tools to cut the aac blocks during execution. NOTE: CONTRACTOR WILL COORDINATE WITH AAC BLOCK MANUFACTURER FOR ARRANGING OF TRAINING PROGRAMME FOR WORKERS TO WORK WITH AAC BLOCKS. Above Plinth level | Cum. | 2038.32 | 8029.5 | Amended & Approved
Primarc Aadvika | BLOCK | Civil | Sub & Super Structure Work | WO/HW1/PHW9/8 | M.A Construction | 100 / 125TH AAC BLOCK WORK (Above Plinth level | 100 / 125TH AAC BLOCK WORK (Above Plinth level)- "ALL CHARGES FOR CONSTRUCTING 100/125MM THK. BLOCK MASONRY AT ALL LEVELS WITH AUTOCLAVE AERATED CONCRETE BLOCKS OF SIZE 600 MM X 200/250 MM X 100/125 MM MADE OF FLY ASH, LIME CEMENT CONFORMING TO IS: 2185 ( PART-3)- 1984 WITH CHEMICAL ADHESIVE ( ULTRATECH OR EQUIVALENT) AS PER MANUFACTURER'S GUIDANCE COMPLETE IN ALL RESPECT AS PER METHOLOGY GUIDED IN IS 6041- 1985 AND FOR ALL LEVELS INCLUDING V- GROOVE JOINTING ON BOTH FACES, AS PER DRAWING AND AS SPECIFIED IN IS 6041- 1985, NECESSARY CURING, SCAFFOLDING, STAGING, ALL LEADS AND LIFTS FROM ANY POINT TO ANY POINT INSIDE THE SITE IN ALL STRUCTURES SUCH AS WALLS / PILLARS / STUB / SUPPORTS / DRAINS ETC INCLUDING CLEANING OF ACCUMULATED DEBRIS AS PER DRAWING AND SPECIFICATIONS AND AS DIRECTED BY THE EIC. NB: 1.Quality of AAC blocks: AAC blocks must be of Grade-I, having Minimum compressive strength of 3 to 4 N/mm² with a density of 550-650 kg/m³, having thermal conductivity of 0.24 W/m.k according to IS: 2185 part-3. 2. Use of specific cutting tools to cut the AAC blocks during execution. NOTE: CONTRACTOR WILL COORDINATE WITH AAC BLOCK MANUFACTURER FOR ARRANGING OF TRAINING PROGRAMME FOR WORKERS TO WORK WITH AAC BLOCKS. " Above Plinth level | Sq.Mtr. | 24260.24 | 980 | Amended & Approved
Primarc Aadvika | BLOCK | Civil | Sub & Super Structure Work | WO/HW1/PHW9/9 | RDB INFRASTRUCTURE AND POWER LIMITED | 100 / 125TH AAC BLOCK WORK (Above Plinth level | 100 / 125TH AAC BLOCK WORK (Above Plinth level)- "ALL CHARGES FOR CONSTRUCTING 100/125MM THK. BLOCK MASONRY AT ALL LEVELS WITH AUTOCLAVE AERATED CONCRETE BLOCKS OF SIZE 600 MM X 200/250 MM X 100/125 MM MADE OF FLY ASH, LIME CEMENT CONFORMING TO IS: 2185 ( PART-3)- 1984 WITH CHEMICAL ADHESIVE ( ULTRATECH OR EQUIVALENT) AS PER MANUFACTURER'S GUIDANCE COMPLETE IN ALL RESPECT AS PER METHOLOGY GUIDED IN IS 6041- 1985 AND FOR ALL LEVELS INCLUDING V- GROOVE JOINTING ON BOTH FACES, AS PER DRAWING AND AS SPECIFIED IN IS 6041- 1985, NECESSARY CURING, SCAFFOLDING, STAGING, ALL LEADS AND LIFTS FROM ANY POINT TO ANY POINT INSIDE THE SITE IN ALL STRUCTURES SUCH AS WALLS / PILLARS / STUB / SUPPORTS / DRAINS ETC INCLUDING CLEANING OF ACCUMULATED DEBRIS AS PER DRAWING AND SPECIFICATIONS AND AS DIRECTED BY THE EIC. NB: 1.Quality of AAC blocks: AAC blocks must be of Grade-I, having Minimum compressive strength of 3 to 4 N/mm² with a density of 550-650 kg/m³, having thermal conductivity of 0.24 W/m.k according to IS: 2185 part-3. 2. Use of specific cutting tools to cut the AAC blocks during execution. NOTE: CONTRACTOR WILL COORDINATE WITH AAC BLOCK MANUFACTURER FOR ARRANGING OF TRAINING PROGRAMME FOR WORKERS TO WORK WITH AAC BLOCKS. " Above Plinth level | Sq.Mtr. | 24260.24 | 1029 | Amended & Approved
Primarc Aadvika | BLOCK | Civil | Sub & Super Structure Work | WO/HW1/PHW9/8 | M.A Construction | 190/200/230/250TH BRICK WORK WITH FLYASH BRICKS-Above Plinth level | 200/250TH BRICK WORK WITH FLYASH BRICKS - (Above Plinth level) : All charges for constructing 190/200/230/250mm thk. Brick masonry in cm 1:6 at all levels with flyash bricks of class designation 10, conforming to is: 12894, required sizes as per manufacturer's guidance complete in all respect and for all levels including v- groove jointing on both faces, as per drawing and as specified in relevant is codes, necessary curing, scaffolding, staging, all leads and lifts from any point to any point inside the site in all structures such as walls / pillars / stub / supports / drains etc including cleaning of accumulated debris as per drawing and specifications and as directed by the project manager. (cement will be supplied by client on reconciliation basis) above plinth level | Cum. | 0 | 8333 | Amended & Approved
Primarc Aadvika | BLOCK | Civil | Sub & Super Structure Work | WO/HW1/PHW9/9 | RDB INFRASTRUCTURE AND POWER LIMITED | 190/200/230/250TH BRICK WORK WITH FLYASH BRICKS-Above Plinth level | 200/250TH BRICK WORK WITH FLYASH BRICKS - (Above Plinth level) : All charges for constructing 190/200/230/250mm thk. Brick masonry in cm 1:6 at all levels with flyash bricks of class designation 10, conforming to is: 12894, required sizes as per manufacturer's guidance complete in all respect and for all levels including v- groove jointing on both faces, as per drawing and as specified in relevant is codes, necessary curing, scaffolding, staging, all leads and lifts from any point to any point inside the site in all structures such as walls / pillars / stub / supports / drains etc including cleaning of accumulated debris as per drawing and specifications and as directed by the project manager. (cement will be supplied by client on reconciliation basis) above plinth level | Cum. | 0 | 8749.5 | Amended & Approved
Primarc Aadvika | BLOCK | Civil | Sub & Super Structure Work | WO/HW1/PHW9/8 | M.A Construction | 90/100/125TH BRICK WORK WITH FLYASH BRICKS-Above Plinth level | 90/100/125TH BRICK WORK WITH FLYASH BRICKS (Above Plinth level) : All charges for constructing 90/100/125mm thk. Brick masonry in cm 1:4 at all levels with flyash bricks of class designation 10, conforming to is: 12894, required sizes as per manufacturer's guidance complete in all respect and for all levels including v- groove jointing on both faces, providing & fixing of hb net at every 3rd layer, as per drawing and as specified in relevant is codes, necessary curing, scaffolding, staging, all leads and lifts from any point to any point inside the site in all structures such as walls / pillars / stub / supports / drains etc including cleaning of accumulated debris as per drawing and specifications and as directed by the project manager. (cement will be supplied by client on reconciliation basis) (above plinth level) | Sq.Mtr. | 0 | 1030 | Amended & Approved
Primarc Aadvika | BLOCK | Civil | Sub & Super Structure Work | WO/HW1/PHW9/9 | RDB INFRASTRUCTURE AND POWER LIMITED | 90/100/125TH BRICK WORK WITH FLYASH BRICKS-Above Plinth level | 90/100/125TH BRICK WORK WITH FLYASH BRICKS (Above Plinth level) : All charges for constructing 90/100/125mm thk. Brick masonry in cm 1:4 at all levels with flyash bricks of class designation 10, conforming to is: 12894, required sizes as per manufacturer's guidance complete in all respect and for all levels including v- groove jointing on both faces, providing & fixing of hb net at every 3rd layer, as per drawing and as specified in relevant is codes, necessary curing, scaffolding, staging, all leads and lifts from any point to any point inside the site in all structures such as walls / pillars / stub / supports / drains etc including cleaning of accumulated debris as per drawing and specifications and as directed by the project manager. (cement will be supplied by client on reconciliation basis) (above plinth level) | Sq.Mtr. | 0 | 1081.5 | Amended & Approved
Primarc Aadvika | BLOCK | Civil | Sub & Super Structure Work | WO/HW1/PHW9/8 | M.A Construction | EXTERNAL PLASTER | EXTERNAL PLASTER : All charges for 20 mm thick (avg. Thickness) cement-sand plaster to external surfaces of masonry and concrete surface in two coats, underlayer 12 mm thick cement-sand mortar 1:6 (1 cement : 6 coarse sand) and top layer 8 mm thick cement-sand plaster 1:4 (1 cement: 4 coarse sand) with smooth levelled surface, including making of 20x10mm drip courses at soffit areas, necessary grooves as per architectural elevation at all levels & lift complete. External plastering shall include roughening of the concrete surface, raking of joints wherever required, rounding off or chamfering corners, throating, nosing wherever necessary, applying approved bonding agent (of sika / pidilite / fosroc) mixed as per mixing proportion mentioned in product data sheet per bag of cement for both layers, applying shrinkage proof material like reliance polymer or equivalent for top layer of plaster at all levels, curing in all respect. The rate is included of scaffolding, staging etc complete. External plaster at all level | Sq.Mtr. | 3318.8 | 588 | Amended & Approved
Primarc Aadvika | BLOCK | Civil | Sub & Super Structure Work | WO/HW1/PHW9/9 | RDB INFRASTRUCTURE AND POWER LIMITED | EXTERNAL PLASTER | EXTERNAL PLASTER : All charges for 20 mm thick (avg. Thickness) cement-sand plaster to external surfaces of masonry and concrete surface in two coats, underlayer 12 mm thick cement-sand mortar 1:6 (1 cement : 6 coarse sand) and top layer 8 mm thick cement-sand plaster 1:4 (1 cement: 4 coarse sand) with smooth levelled surface, including making of 20x10mm drip courses at soffit areas, necessary grooves as per architectural elevation at all levels & lift complete. External plastering shall include roughening of the concrete surface, raking of joints wherever required, rounding off or chamfering corners, throating, nosing wherever necessary, applying approved bonding agent (of sika / pidilite / fosroc) mixed as per mixing proportion mentioned in product data sheet per bag of cement for both layers, applying shrinkage proof material like reliance polymer or equivalent for top layer of plaster at all levels, curing in all respect. The rate is included of scaffolding, staging etc complete. External plaster at all level | Sq.Mtr. | 3318.8 | 617.5 | Amended & Approved
Primarc Aadvika | BLOCK | Civil | Sub & Super Structure Work | WO/HW1/PHW9/8 | M.A Construction | INTERNAL PLASTER | INTERNAL PLASTER: All charges for providing & applying 12 mm thick (avg. Thickness) cement-sand (1:6) plaster to internal surfaces of masonry and concrete surface including necessary scaffolding, rounding off or chamfering corners putting wire / fibre mesh 6 to 8 inches wide at every flush joint of brickwork and concrete as directed and raking out joints & roughening of concrete surface( including chipping and cutting of bulged concrete if any), including throating, nosing , curing, chipping of excess mortar from floor, cleaning of debris etc. complete as per the drawings and specifications / as directed by the EIC and mending the junction of skirting good after the skirting is fixed or finished by the flooring contractor. (cement will be supplied by client on reconciliation basis) ABOVE PLINTH LEVEL | Sq.Mtr. | 0 | 368 | Amended & Approved
Primarc Aadvika | BLOCK | Civil | Sub & Super Structure Work | WO/HW1/PHW9/9 | RDB INFRASTRUCTURE AND POWER LIMITED | INTERNAL PLASTER | INTERNAL PLASTER: All charges for providing & applying 12 mm thick (avg. Thickness) cement-sand (1:6) plaster to internal surfaces of masonry and concrete surface including necessary scaffolding, rounding off or chamfering corners putting wire / fibre mesh 6 to 8 inches wide at every flush joint of brickwork and concrete as directed and raking out joints & roughening of concrete surface( including chipping and cutting of bulged concrete if any), including throating, nosing , curing, chipping of excess mortar from floor, cleaning of debris etc. complete as per the drawings and specifications / as directed by the EIC and mending the junction of skirting good after the skirting is fixed or finished by the flooring contractor. (cement will be supplied by client on reconciliation basis) ABOVE PLINTH LEVEL | Sq.Mtr. | 0 | 386.5 | Amended & Approved
Primarc Aadvika | BLOCK | Civil | Sub & Super Structure Work | WO/HW1/PHW9/8 | M.A Construction | FIXING OF WOODEN DOOR FRAME | FIXING OF WOODEN DOOR FRAME : Fixing of wooden door frame all charges for supplying & fixing of swan & sized timber set comprises of (2 or more no(s) vertical & 1 no horizontal of approved size and section as per drawing ) using 06 ( six ) no. Approved mechanical anchor fastener ( fischer / wurth ) and/or ms holdfasts or combination of both as per locations mentioned in drawing and as instructed by eic. Door frame of any dimensions. (only door frame will be supplied by client but subjected to reconciliation) | Nos | 2730 | 687 | Amended & Approved
Primarc Aadvika | BLOCK | Civil | Sub & Super Structure Work | WO/HW1/PHW9/9 | RDB INFRASTRUCTURE AND POWER LIMITED | FIXING OF WOODEN DOOR FRAME | FIXING OF WOODEN DOOR FRAME : Fixing of wooden door frame all charges for supplying & fixing of swan & sized timber set comprises of (2 or more no(s) vertical & 1 no horizontal of approved size and section as per drawing ) using 06 ( six ) no. Approved mechanical anchor fastener ( fischer / wurth ) and/or ms holdfasts or combination of both as per locations mentioned in drawing and as instructed by eic. Door frame of any dimensions. (only door frame will be supplied by client but subjected to reconciliation) | Nos | 2730 | 721.5 | Amended & Approved
Primarc Aadvika | BLOCK | Civil | Sub & Super Structure Work | WO/HW1/PHW9/8 | M.A Construction | V' GROOVE IN PLASTER | V' GROOVE IN PLASTER : All charges for making of 'v' groove line (above 12mm wide x 10mm deep) in plaster surface at any floor level as per drawing & direction of E-I-C . | RMT | 0 | 59 | Amended & Approved
Primarc Aadvika | BLOCK | Civil | Sub & Super Structure Work | WO/HW1/PHW9/9 | RDB INFRASTRUCTURE AND POWER LIMITED | V' GROOVE IN PLASTER | V' GROOVE IN PLASTER : All charges for making of 'v' groove line (above 12mm wide x 10mm deep) in plaster surface at any floor level as per drawing & direction of E-I-C . | RMT | 0 | 62 | Amended & Approved
Primarc Aadvika | BLOCK | Civil | Sub & Super Structure Work | WO/HW1/PHW9/8 | M.A Construction | STAGGING BEYOND 4.50 METER HEIGHT: | STAGGING BEYOND 4.50 METER HEIGHT: All Charges for supply, fixing and removing of MS scaffolding with vertical cuplock system and horizontal bracing beyond 4.50 meter height at any required location including transportation, loading, unloading, erection with all required labour, materials, tools and tackles, maintenance during use, dismantling after completion of work and clearing from site, all complete as per specifications and direction of the Engineer-in-Charge. CONTRACTOR HAS TO SUBMIT THE ENTIRE SCHEME OF SUCH STAGGING AND GET IT APPROVED FROM CLIENT BEFORE STARTING ERECTION AT SITE | Cum. | 0 | 172 | Amended & Approved
Primarc Aadvika | BLOCK | Civil | Sub & Super Structure Work | WO/HW1/PHW9/9 | RDB INFRASTRUCTURE AND POWER LIMITED | STAGGING BEYOND 4.50 METER HEIGHT: | STAGGING BEYOND 4.50 METER HEIGHT: All Charges for supply, fixing and removing of MS scaffolding with vertical cuplock system and horizontal bracing beyond 4.50 meter height at any required location including transportation, loading, unloading, erection with all required labour, materials, tools and tackles, maintenance during use, dismantling after completion of work and clearing from site, all complete as per specifications and direction of the Engineer-in-Charge. CONTRACTOR HAS TO SUBMIT THE ENTIRE SCHEME OF SUCH STAGGING AND GET IT APPROVED FROM CLIENT BEFORE STARTING ERECTION AT SITE | Cum. | 0 | 180.5 | Amended & Approved
Primarc Aadvika | BLOCK | Civil | Sub & Super Structure Work | WO/HW1/PHW9/8 | M.A Construction | RCC - Site Mix Concrete | RCC - SITE MIX CONCRETE OF M20/M25 Charges for providing & laying of R.C.C M20/M25 by site mix concrete 25 mm and down sized , screened and washed well graded stone chips excluding shuttering, consolidation complete in all respect as per drawing, specification and direction of EIC. (Cement would be supplied by the client, but subjected to reconciliation.) | Cum. | 0 | 7060 | Amended & Approved
Primarc Aadvika | BLOCK | Civil | Sub & Super Structure Work | WO/HW1/PHW9/9 | RDB INFRASTRUCTURE AND POWER LIMITED | RCC - Site Mix Concrete | RCC - SITE MIX CONCRETE OF M20/M25 Charges for providing & laying of R.C.C M20/M25 by site mix concrete 25 mm and down sized , screened and washed well graded stone chips excluding shuttering, consolidation complete in all respect as per drawing, specification and direction of EIC. (Cement would be supplied by the client, but subjected to reconciliation.) | Cum. | 0 | 7413 | Amended & Approved
Primarc Aadvika | BLOCK | Civil | Sub & Super Structure Work | WO/HW1/PHW9/8 | M.A Construction | Up to 1.5 Meters from EGL | Up to 1.5 Meters from EGL | Cum. | 6010 | 245 | Approved
Primarc Aadvika | BLOCK | Civil | Sub & Super Structure Work | WO/HW1/PHW9/9 | RDB INFRASTRUCTURE AND POWER LIMITED | Up to 1.5 Meters from EGL | Up to 1.5 Meters from EGL | Cum. | 6010 | 257 | Approved
Primarc Aadvika | BLOCK | Civil | Sub & Super Structure Work | WO/HW1/PHW9/8 | M.A Construction | 1.5 to 3.00 Meters | 1.5 to 3.00 Meters | Cum. | 2860 | 294 | Approved
Primarc Aadvika | BLOCK | Civil | Sub & Super Structure Work | WO/HW1/PHW9/9 | RDB INFRASTRUCTURE AND POWER LIMITED | 1.5 to 3.00 Meters | 1.5 to 3.00 Meters | Cum. | 2860 | 309 | Approved
Primarc Aadvika | BLOCK | Civil | Sub & Super Structure Work | WO/HW1/PHW9/8 | M.A Construction | 3.00 to 4.50 Meters | 3.00 to 4.50 Meters | Cum. | 1178 | 343 | Approved
Primarc Aadvika | BLOCK | Civil | Sub & Super Structure Work | WO/HW1/PHW9/9 | RDB INFRASTRUCTURE AND POWER LIMITED | 3.00 to 4.50 Meters | 3.00 to 4.50 Meters | Cum. | 1178 | 360 | Approved
Primarc Aadvika | BLOCK | Civil | Sub & Super Structure Work | WO/HW1/PHW9/8 | M.A Construction | Filling with excavated earth available at site | Filling with excavated earth available at site (upto plinth level) | Cum. | 4960 | 170 | Approved
Primarc Aadvika | BLOCK | Civil | Sub & Super Structure Work | WO/HW1/PHW9/9 | RDB INFRASTRUCTURE AND POWER LIMITED | Filling with excavated earth available at site | Filling with excavated earth available at site (upto plinth level) | Cum. | 4960 | 178.5 | Approved
Primarc Aadvika | BLOCK | Civil | Sub & Super Structure Work | WO/HW1/PHW9/8 | M.A Construction | Well graded sand below foundation | Providing & Filing with well graded sand (upto plinth level) | Cum. | 1075 | 2060 | Approved
Primarc Aadvika | BLOCK | Civil | Sub & Super Structure Work | WO/HW1/PHW9/9 | RDB INFRASTRUCTURE AND POWER LIMITED | Well graded sand below foundation | Providing & Filing with well graded sand (upto plinth level) | Cum. | 1075 | 2163 | Approved
Primarc Aadvika | BLOCK | Civil | Sub & Super Structure Work | WO/HW1/PHW9/8 | M.A Construction | Dismantling of R.C.C | Dismantling of R.C.C | Cum. | 0 | 5880 | Approved
Primarc Aadvika | BLOCK | Civil | Sub & Super Structure Work | WO/HW1/PHW9/9 | RDB INFRASTRUCTURE AND POWER LIMITED | Dismantling of R.C.C | Dismantling of R.C.C | Cum. | 0 | 6174 | Approved
Primarc Aadvika | BLOCK | Civil | Sub & Super Structure Work | WO/HW1/PHW9/8 | M.A Construction | Dismantling of P.C.C | Dismantling of P.C.C | Cum. | 0 | 4900 | Approved
Primarc Aadvika | BLOCK | Civil | Sub & Super Structure Work | WO/HW1/PHW9/9 | RDB INFRASTRUCTURE AND POWER LIMITED | Dismantling of P.C.C | Dismantling of P.C.C | Cum. | 0 | 5145 | Approved
Primarc Aadvika | BLOCK | Civil | Sub & Super Structure Work | WO/HW1/PHW9/8 | M.A Construction | Dismantling of Brick Work | Dismantling of Brick Work | Cum. | 0 | 3922 | Approved
Primarc Aadvika | BLOCK | Civil | Sub & Super Structure Work | WO/HW1/PHW9/9 | RDB INFRASTRUCTURE AND POWER LIMITED | Dismantling of Brick Work | Dismantling of Brick Work | Cum. | 0 | 4118 | Approved
Primarc Aadvika | BLOCK | Civil | Sub & Super Structure Work | WO/HW1/PHW9/8 | M.A Construction | 10mm dia rebar | 10mm dia rebar | Nos | 0 | 118 | Approved
Primarc Aadvika | BLOCK | Civil | Sub & Super Structure Work | WO/HW1/PHW9/9 | RDB INFRASTRUCTURE AND POWER LIMITED | 10mm dia rebar | 10mm dia rebar | Nos | 0 | 124 | Approved
Primarc Aadvika | BLOCK | Civil | Sub & Super Structure Work | WO/HW1/PHW9/8 | M.A Construction | 12mm dia rebar | 12mm dia rebar | Nos | 0 | 128 | Approved
Primarc Aadvika | BLOCK | Civil | Sub & Super Structure Work | WO/HW1/PHW9/9 | RDB INFRASTRUCTURE AND POWER LIMITED | 12mm dia rebar | 12mm dia rebar | Nos | 0 | 134.5 | Approved
Primarc Aadvika | BLOCK | Civil | Sub & Super Structure Work | WO/HW1/PHW9/8 | M.A Construction | 16mm dia rebar | 16mm dia rebar | Nos | 0 | 172 | Approved
Primarc Aadvika | BLOCK | Civil | Sub & Super Structure Work | WO/HW1/PHW9/9 | RDB INFRASTRUCTURE AND POWER LIMITED | 16mm dia rebar | 16mm dia rebar | Nos | 0 | 181 | Approved
Primarc Aadvika | BLOCK | Civil | Sub & Super Structure Work | WO/HW1/PHW9/8 | M.A Construction | 20mm dia rebar | 20mm dia rebar | Nos | 0 | 270 | Approved
Primarc Aadvika | BLOCK | Civil | Sub & Super Structure Work | WO/HW1/PHW9/9 | RDB INFRASTRUCTURE AND POWER LIMITED | 20mm dia rebar | 20mm dia rebar | Nos | 0 | 283.5 | Approved
Primarc Aadvika | BLOCK | Civil | Sub & Super Structure Work | WO/HW1/PHW9/8 | M.A Construction | 25mm dia rebar | 25mm dia rebar | Nos | 0 | 348 | Approved
Primarc Aadvika | BLOCK | Civil | Sub & Super Structure Work | WO/HW1/PHW9/9 | RDB INFRASTRUCTURE AND POWER LIMITED | 25mm dia rebar | 25mm dia rebar | Nos | 0 | 365 | Approved
Primarc Aadvika | BLOCK | Civil | Sub & Super Structure Work | WO/HW1/PHW9/8 | M.A Construction | 32mm dia rebar | 32mm dia rebar | Nos | 0 | 466 | Approved
Primarc Aadvika | BLOCK | Civil | Sub & Super Structure Work | WO/HW1/PHW9/9 | RDB INFRASTRUCTURE AND POWER LIMITED | 32mm dia rebar | 32mm dia rebar | Nos | 0 | 489 | Approved
Primarc Aadvika | BLOCK | Civil | Sub & Super Structure Work | WO/HW1/PHW9/8 | M.A Construction | Normal Concrete - upto 2nd fl Level | OVER PLINTH LVL TO 1ST FLOOR ROOF SLAB TOP (upto 2nd fl Level) - Any Grade of Concrete (Normal) | Cum. | 2834.024 | 1603 | Approved
Primarc Aadvika | BLOCK | Civil | Sub & Super Structure Work | WO/HW1/PHW9/9 | RDB INFRASTRUCTURE AND POWER LIMITED | Normal Concrete - upto 2nd fl Level | OVER PLINTH LVL TO 1ST FLOOR ROOF SLAB TOP (upto 2nd fl Level) - Any Grade of Concrete (Normal) | Cum. | 2834.024 | 1683 | Approved
Primarc Aadvika | BLOCK | Civil | Sub & Super Structure Work | WO/HW1/PHW9/8 | M.A Construction | Self Compacting concrete - 2ND FLOOR LEVEL TO ROOF | FROM 2ND FLOOR LEVEL TO ROOF & ABV. ROOF - Any Grade of Concrete (Self Compacting concrete ) | Cum. | 20711.112 | 1765 | Approved
Primarc Aadvika | BLOCK | Civil | Sub & Super Structure Work | WO/HW1/PHW9/9 | RDB INFRASTRUCTURE AND POWER LIMITED | Self Compacting concrete - 2ND FLOOR LEVEL TO ROOF | FROM 2ND FLOOR LEVEL TO ROOF & ABV. ROOF - Any Grade of Concrete (Self Compacting concrete ) | Cum. | 20711.112 | 1853 | Approved
Primarc Aadvika | BLOCK | Civil | Sub & Super Structure Work | WO/HW1/PHW9/8 | M.A Construction | From Plinth level to Gr floor Roof/1st floor Lvl | OVER PLINTH LVL - From Plinth level to Gr floor Roof/1st floor Lvl | MT | 264.877 | 11275 | Approved
Primarc Aadvika | BLOCK | Civil | Sub & Super Structure Work | WO/HW1/PHW9/9 | RDB INFRASTRUCTURE AND POWER LIMITED | From Plinth level to Gr floor Roof/1st floor Lvl | OVER PLINTH LVL - From Plinth level to Gr floor Roof/1st floor Lvl | MT | 264.877 | 11839 | Approved
Primarc Aadvika | BLOCK | Civil | Sub & Super Structure Work | WO/HW1/PHW9/8 | M.A Construction | From 1st floor level to roof & above roof | OVER PLINTH LVL - From 1st floor level to roof & above roof | MT | 2513.123 | 14706 | Approved
Primarc Aadvika | BLOCK | Civil | Sub & Super Structure Work | WO/HW1/PHW9/9 | RDB INFRASTRUCTURE AND POWER LIMITED | From 1st floor level to roof & above roof | OVER PLINTH LVL - From 1st floor level to roof & above roof | MT | 2513.123 | 15441 | Approved
Primarc Aadvika | BLOCK | Civil | Sub & Super Structure Work | WO/HW1/PHW9/8 | M.A Construction | 75mm dia pipe | 75mm dia pipe | Nos | 0 | 490 | Approved
Primarc Aadvika | BLOCK | Civil | Sub & Super Structure Work | WO/HW1/PHW9/9 | RDB INFRASTRUCTURE AND POWER LIMITED | 75mm dia pipe | 75mm dia pipe | Nos | 0 | 514.5 | Approved
Primarc Aadvika | BLOCK | Civil | Sub & Super Structure Work | WO/HW1/PHW9/8 | M.A Construction | 110 mm dia pipe | 110 mm dia pipe | Nos | 0 | 588 | Approved
Primarc Aadvika | BLOCK | Civil | Sub & Super Structure Work | WO/HW1/PHW9/9 | RDB INFRASTRUCTURE AND POWER LIMITED | 110 mm dia pipe | 110 mm dia pipe | Nos | 0 | 617.5 | Approved
Primarc Aadvika | BLOCK | Civil | Sub & Super Structure Work | WO/HW1/PHW9/8 | M.A Construction | 160 mm dia pipe | 160 mm dia pipe | Nos | 0 | 686 | Approved
Primarc Aadvika | BLOCK | Civil | Sub & Super Structure Work | WO/HW1/PHW9/9 | RDB INFRASTRUCTURE AND POWER LIMITED | 160 mm dia pipe | 160 mm dia pipe | Nos | 0 | 720 | Approved
Primarc Aadvika | BLOCK | Civil | Sub & Super Structure Work | WO/HW1/PHW9/8 | M.A Construction | 250 mm dia pipe | 250 mm dia pipe | Nos | 0 | 882 | Approved
Primarc Aadvika | BLOCK | Civil | Sub & Super Structure Work | WO/HW1/PHW9/9 | RDB INFRASTRUCTURE AND POWER LIMITED | 250 mm dia pipe | 250 mm dia pipe | Nos | 0 | 926 | Approved
Primarc Aadvika | BLOCK | Civil | Sub & Super Structure Work | WO/HW1/PHW9/8 | M.A Construction | 75mm dia pipe | 75mm dia pipe | Nos | 0 | 540 | Approved
Primarc Aadvika | BLOCK | Civil | Sub & Super Structure Work | WO/HW1/PHW9/9 | RDB INFRASTRUCTURE AND POWER LIMITED | 75mm dia pipe | 75mm dia pipe | Nos | 0 | 567 | Approved
Primarc Aadvika | BLOCK | Civil | Sub & Super Structure Work | WO/HW1/PHW9/8 | M.A Construction | 110 mm dia pipe | 110 mm dia pipe | Nos | 0 | 613 | Approved
Primarc Aadvika | BLOCK | Civil | Sub & Super Structure Work | WO/HW1/PHW9/9 | RDB INFRASTRUCTURE AND POWER LIMITED | 110 mm dia pipe | 110 mm dia pipe | Nos | 0 | 644 | Approved
Primarc Aadvika | BLOCK | Civil | Sub & Super Structure Work | WO/HW1/PHW9/8 | M.A Construction | 160 mm dia pipe | 160 mm dia pipe | Nos | 0 | 735 | Approved
Primarc Aadvika | BLOCK | Civil | Sub & Super Structure Work | WO/HW1/PHW9/9 | RDB INFRASTRUCTURE AND POWER LIMITED | 160 mm dia pipe | 160 mm dia pipe | Nos | 0 | 772 | Approved
Primarc Aadvika | BLOCK | Civil | Sub & Super Structure Work | WO/HW1/PHW9/8 | M.A Construction | 250 mm dia pipe | 250 mm dia pipe | Nos | 0 | 1176 | Approved
Primarc Aadvika | BLOCK | Civil | Sub & Super Structure Work | WO/HW1/PHW9/9 | RDB INFRASTRUCTURE AND POWER LIMITED | 250 mm dia pipe | 250 mm dia pipe | Nos | 0 | 1235 | Approved
Primarc Aadvika | BLOCK | Civil | Sub & Super Structure Work | WO/HW1/PHW9/8 | M.A Construction | 10mm dia rebar | 10mm dia rebar | Nos. | 0 | 118 | Approved
Primarc Aadvika | BLOCK | Civil | Sub & Super Structure Work | WO/HW1/PHW9/9 | RDB INFRASTRUCTURE AND POWER LIMITED | 10mm dia rebar | 10mm dia rebar | Nos. | 0 | 124 | Approved
Primarc Aadvika | BLOCK | Civil | Sub & Super Structure Work | WO/HW1/PHW9/8 | M.A Construction | 12mm dia rebar | 12mm dia rebar | Nos. | 0 | 128 | Approved
Primarc Aadvika | BLOCK | Civil | Sub & Super Structure Work | WO/HW1/PHW9/9 | RDB INFRASTRUCTURE AND POWER LIMITED | 12mm dia rebar | 12mm dia rebar | Nos. | 0 | 134.5 | Approved
Primarc Aadvika | BLOCK | Civil | Sub & Super Structure Work | WO/HW1/PHW9/8 | M.A Construction | 16mm dia rebar | 16mm dia rebar | Nos. | 0 | 172 | Approved
Primarc Aadvika | BLOCK | Civil | Sub & Super Structure Work | WO/HW1/PHW9/9 | RDB INFRASTRUCTURE AND POWER LIMITED | 16mm dia rebar | 16mm dia rebar | Nos. | 0 | 180.5 | Approved
Primarc Aadvika | BLOCK | Civil | Sub & Super Structure Work | WO/HW1/PHW9/8 | M.A Construction | 20mm dia rebar | 20mm dia rebar | Nos. | 0 | 270 | Approved
Primarc Aadvika | BLOCK | Civil | Sub & Super Structure Work | WO/HW1/PHW9/9 | RDB INFRASTRUCTURE AND POWER LIMITED | 20mm dia rebar | 20mm dia rebar | Nos. | 0 | 283.5 | Approved
Primarc Aadvika | BLOCK | Civil | Sub & Super Structure Work | WO/HW1/PHW9/8 | M.A Construction | 25mm dia rebar | 25mm dia rebar | Nos. | 0 | 348 | Approved
Primarc Aadvika | BLOCK | Civil | Sub & Super Structure Work | WO/HW1/PHW9/9 | RDB INFRASTRUCTURE AND POWER LIMITED | 25mm dia rebar | 25mm dia rebar | Nos. | 0 | 365.5 | Approved
Primarc Aadvika | BLOCK | Civil | Sub & Super Structure Work | WO/HW1/PHW9/8 | M.A Construction | 32mm dia rebar | 32mm dia rebar | Nos. | 0 | 466 | Approved
Primarc Aadvika | BLOCK | Civil | Sub & Super Structure Work | WO/HW1/PHW9/9 | RDB INFRASTRUCTURE AND POWER LIMITED | 32mm dia rebar | 32mm dia rebar | Nos. | 0 | 489 | Approved
Primarc Aadvika | BLOCK | Civil | Sub & Super Structure Work | WO/HW1/PHW9/8 | M.A Construction | RCC | Reinforced cement Concrete - All charges for Providing, mixing and laying in position Cement Concrete of appropriate grade to all type of R .C.C. band, post, Lintel work with 20 mm down graded machine crushed stone aggregates and coarse sand of approved grade including mixing admixture of any kind with concrete wherever specified for all types of R .C.C. work at any level. (Cement will be supplied by Client but subjected to reconciliation) GRADE – M20/M25 (SMC) | Cum. | 0 | 6863 | Approved
Primarc Aadvika | BLOCK | Civil | Sub & Super Structure Work | WO/HW1/PHW9/9 | RDB INFRASTRUCTURE AND POWER LIMITED | RCC | Reinforced cement Concrete - All charges for Providing, mixing and laying in position Cement Concrete of appropriate grade to all type of R .C.C. band, post, Lintel work with 20 mm down graded machine crushed stone aggregates and coarse sand of approved grade including mixing admixture of any kind with concrete wherever specified for all types of R .C.C. work at any level. (Cement will be supplied by Client but subjected to reconciliation) GRADE – M20/M25 (SMC) | Cum. | 0 | 7206 | Approved
Primarc Aadvika | BLOCK | Civil | Sub & Super Structure Work | WO/HW1/PHW9/8 | M.A Construction | Ply Shuttering | Ply Shuttering- All charges for providing, fabricating, erecting and fixing in position plained timber, plywood centering and shuttering true to line and level, including steel propping, staging, shuttering removal, applying shuttering oil, including required bracing, chamfering corners (of exposed edges) of Band, Lintel & Post etc. complete as per drawing at any level and direction of Engineer-in-Charge. Rate shall also include removal and dismantling the aforesaid assembly after specified period complete and removal from building floor on completion of work. | Sq.Mtr. | 0 | 686 | Approved
Primarc Aadvika | BLOCK | Civil | Sub & Super Structure Work | WO/HW1/PHW9/9 | RDB INFRASTRUCTURE AND POWER LIMITED | Ply Shuttering | Ply Shuttering- All charges for providing, fabricating, erecting and fixing in position plained timber, plywood centering and shuttering true to line and level, including steel propping, staging, shuttering removal, applying shuttering oil, including required bracing, chamfering corners (of exposed edges) of Band, Lintel & Post etc. complete as per drawing at any level and direction of Engineer-in-Charge. Rate shall also include removal and dismantling the aforesaid assembly after specified period complete and removal from building floor on completion of work. | Sq.Mtr. | 0 | 720.5 | Approved
Primarc Aadvika | BLOCK | Civil | Sub & Super Structure Work | WO/HW1/PHW9/8 | M.A Construction | Reinforcement - Upto Gr floor roof/1st floor level | Reinforcement- Upto Gr floor roof/1st floor level : All charges for fixing steel reinforcement (Tor Steel as per IS-1786, Fe 500) for band post lintel RCC work including transporting, decoiling, straightening, removing loose rust, cutting, bending and placing for all profile and for all lead & lift upto required level and binding with 18 gauge annealed wire as per drawing and direction of Engineer-in-Charge. (Only Reinforcement would be supplied by the client free of cost, but subjected to reconciliation) | MT | 0 | 11765 | Approved
Primarc Aadvika | BLOCK | Civil | Sub & Super Structure Work | WO/HW1/PHW9/9 | RDB INFRASTRUCTURE AND POWER LIMITED | Reinforcement - Upto Gr floor roof/1st floor level | Reinforcement- Upto Gr floor roof/1st floor level : All charges for fixing steel reinforcement (Tor Steel as per IS-1786, Fe 500) for band post lintel RCC work including transporting, decoiling, straightening, removing loose rust, cutting, bending and placing for all profile and for all lead & lift upto required level and binding with 18 gauge annealed wire as per drawing and direction of Engineer-in-Charge. (Only Reinforcement would be supplied by the client free of cost, but subjected to reconciliation) | MT | 0 | 12353 | Approved
Primarc Aadvika | BLOCK | Civil | Sub & Super Structure Work | WO/HW1/PHW9/8 | M.A Construction | Reinforcement - 1st to Roof lvl - All charges for fixing steel reinforcement | Reinforcement- 1st to Roof lvl : All charges for fixing steel reinforcement (Tor Steel as per IS-1786, Fe 500) for band post lintel RCC work including transporting, decoiling, straightening, removing loose rust, cutting, bending and placing for all profile and for all lead & lift upto required level and binding with 18 gauge annealed wire as per drawing and direction of Engineer-in-Charge. (Only Reinforcement would be supplied by the client free of cost, but subjected to reconciliation) | MT | 0 | 13725 | Approved
Primarc Aadvika | BLOCK | Civil | Sub & Super Structure Work | WO/HW1/PHW9/9 | RDB INFRASTRUCTURE AND POWER LIMITED | Reinforcement - 1st to Roof lvl - All charges for fixing steel reinforcement | Reinforcement- 1st to Roof lvl : All charges for fixing steel reinforcement (Tor Steel as per IS-1786, Fe 500) for band post lintel RCC work including transporting, decoiling, straightening, removing loose rust, cutting, bending and placing for all profile and for all lead & lift upto required level and binding with 18 gauge annealed wire as per drawing and direction of Engineer-in-Charge. (Only Reinforcement would be supplied by the client free of cost, but subjected to reconciliation) | MT | 0 | 14411 | Approved
BHOPAL - COMMERCIAL | MARKETING | Marketing Office | Civil and Finishing Work of Marketing Office | WO/BPC/BPC4/36 | UPKAR BUILDERS | Charges for civil & finishing works for marketing office boundary fencing work | Charges for civil & finishing works for marketing office boundary fencing work as per direction of Engineer In Charge |  | 0 | 0 | Approved
BHOPAL - COMMERCIAL | MARKETING | Marketing Office | Civil and Finishing Work of Marketing Office | WO/BPC/BPC4/36 | UPKAR BUILDERS | RCC Dismantling | All charges for dismantling of Reinforced Cement Concrete(RCC) structure at all heights and level, as per the requirement including cleaning all rubbish, lifting and stacking, using necessary tools & tackles, labours all complete as per the direction and entire satisfaction of the Technical head/EIC | Cum. | 2.84 | 3350 | Approved
BHOPAL - COMMERCIAL | MARKETING | Marketing Office | Civil and Finishing Work of Marketing Office | WO/BPC/BPC4/36 | UPKAR BUILDERS | Excavation (Manual) | All Charges for doing excavation in required profile by manual means in hard rock type of soils in dry and wet condition for foundation or any other foundation of the proposed structure as per drawings or direction EIC including dressing of side, bottom, ramming of bottom, dewatering, shoring, strutting, diverting underground sewer line, water line, electrical line (if any) barricading the area providing caution board maintaining required slopes including all labour, materials, machinery, tools & tackles for all lead & lift as per drawing and direction of Engineer-in-Charge | Cum. | 14.86 | 1300 | Approved
BHOPAL - COMMERCIAL | MARKETING | Marketing Office | Civil and Finishing Work of Marketing Office | WO/BPC/BPC4/36 | UPKAR BUILDERS | Excavation (Mechanical) | All Charges for doing excavation in required profile by mechanical means (hydraulic excavator) in all type of soils in dry and wet condition for foundation or any other foundation of the proposed structure as per drawings or direction EIC including, dressing of side, bottom, ramming of bottom, dewatering, shoring, strutting, diverting underground sewer line, water line, electrical line (if any) barricading the area providing caution board maintaining required slopes including all labour, materials, machinery, tools & tackles for all lead & lift as per drawing and direction of Engineer-in-Charge. | Cum. | 0 | 325 | Approved
BHOPAL - COMMERCIAL | MARKETING | Marketing Office | Civil and Finishing Work of Marketing Office | WO/BPC/BPC4/36 | UPKAR BUILDERS | Back filling | All Charges for doing backfilling with excavated earth in layer not exceeding 150mm in depth including watering, ramming, compaction and transportation of soil, all labour, materials, machinery, tools & tackles etc. for all lead & lift as per drawing and direction of Engineer-in-Charge | Cum. | 6 | 250 | Approved
BHOPAL - COMMERCIAL | MARKETING | Marketing Office | Civil and Finishing Work of Marketing Office | WO/BPC/BPC4/36 | UPKAR BUILDERS | P.C.C | All charges for providing & laying M10 (1:3:6) grade cement concrete (P.C.C) of required thickness(excluding cost of shuttering & reinforcement) at all levels using 20 mm nominal size well-graded approved quality aggregate including vibrating / compacting, scaffolding as required establishing curing complete as per drawing and direction of Engineer-in-Charge | Cum. | 2.2 | 6750 | Approved
BHOPAL - COMMERCIAL | MARKETING | Marketing Office | Civil and Finishing Work of Marketing Office | WO/BPC/BPC4/36 | UPKAR BUILDERS | Shuttering | Hire & labour charges for shuttering with centering & necessary staging up to necessary height using approved stout props, 12mm thick quality ply board shuttering , with required bracing for curved or straight including fitting , fixing & striking out after completion of works, all complete as per drawing, specification and direction of Engineer-in-Charge | Sq.Mtr. | 78.56 | 500 | Approved
BHOPAL - COMMERCIAL | MARKETING | Marketing Office | Civil and Finishing Work of Marketing Office | WO/BPC/BPC4/36 | UPKAR BUILDERS | Reinforcement | All Charges for supply & fixing steel reinforcement (Tor Steel as per IS-1786, Fe 500) for RCC work including transporting, decoiling, straightening, removing loose rust, cutting, bending and placing for all profile and for all lead & lift at both sub & superstructure level and binding with 18 gauge annealed wire as per drawing and direction of Engineer-in-Charge. Payment of steel shall be made as per drawing and approved bar bending schedule with permissible laps and paid on the basis of the sectional weights of bar as per relevant I.S. Code. The rate shall include cost of binding wire, chairs, spacers, pins, cover blocks which will not be measured separately for payment. | Kgs | 840.21 | 77.5 | Approved
BHOPAL - COMMERCIAL | MARKETING | Marketing Office | Civil and Finishing Work of Marketing Office | WO/BPC/BPC4/36 | UPKAR BUILDERS | R.C.C | All charges for providing & laying M20 grade (1:1.5:3) grade cement concrete (R.C.C) of required thickness(excluding cost of shuttering & reinforcement) at all levels using 20 mm nominal size well-graded approved quality aggregate as per design mix approved by PMC/Consultant/EIC including vibrating / compacting, scaffolding as required establishing curing complete as per drawing and direction of Engineer-in-Charge | Cum. | 7.22 | 8600 | Approved
BHOPAL - COMMERCIAL | MARKETING | Marketing Office | Civil and Finishing Work of Marketing Office | WO/BPC/BPC4/36 | UPKAR BUILDERS | Brick Masonry Work- 200/250mm thick | All Charges for providing and laying 200/250mm thick brick masonry with flyash/clay bricks in cement mortar 1:6 adequately soaked in water before use etc., for wall, foundation & plinth level including the cost of all labour, tools, tackles, scaffolding, curing etc. complete as per direction of Engineer-in-Charge and technical specification. | Cum. | 10.71 | 8750 | Approved
BHOPAL - COMMERCIAL | MARKETING | Marketing Office | Civil and Finishing Work of Marketing Office | WO/BPC/BPC4/36 | UPKAR BUILDERS | Sheet Dismantling | All charges dismantling of MS fencing & sheet including necessary tools & tackles and stacking the same at the designated place up to 50m lead as per direction of EIC | Sq.Mtr. | 307 | 210 | Approved
BHOPAL - COMMERCIAL | MARKETING | Marketing Office | Civil and Finishing Work of Marketing Office | WO/BPC/BPC4/36 | UPKAR BUILDERS | External Plaster | Providing and applying external plaster to wall of 15 mm to 20mm .thick with sand cement mortar (6 parts sand : 1 part cement) including rounding off or chamfering corners as directed and raking out joints or roughening of concrete surface, scaffolding, curing, complete as per direction of Engineer-in-Charge | Sq.Mtr. | 185.2 | 450 | Approved
BHOPAL - COMMERCIAL | MARKETING | Marketing Office | Civil and Finishing Work of Marketing Office | WO/BPC/BPC4/36 | UPKAR BUILDERS | MS Fabrication work | All Charges for Supply ,Fabrication and Erection of MS fencing work using different types of MS Hollow Pipes & Base Plates in all vertical & horizontal members ( 50 x 50 x 2mm & 50 x 25 x 2mm Vertical & horizontal pipe ) as per drawing & approved design including materials, Labour, tools & tackles, transportation, loading-unloading for all levels as per drawing, specification and direction of Engineer-in-Charge | Kgs | 2830 | 120 | Approved
BHOPAL - COMMERCIAL | MARKETING | Marketing Office | Civil and Finishing Work of Marketing Office | WO/BPC/BPC4/36 | UPKAR BUILDERS | External Acrylic Emulsion Paint | Providing & Applying two coat of putty, one coat of acrylic primer & two coat of exterior acrylic emulsion paint using colour shade as approved by Architect/E.I.C including surface preparation, loading-unloading, lifting of the material with all materials & labour etc. all complete as per drawing and direction of Engineer-in-Charge. Approved Brand: ICI/Berger/Asian Paint or equivalent | Sq.Mtr. | 185.2 | 180 | Approved
BHOPAL - COMMERCIAL | MARKETING | Marketing Office | Civil and Finishing Work of Marketing Office | WO/BPC/BPC4/36 | UPKAR BUILDERS | Enamel Paint | Providing & applying one coat zinc chromate primer & two coat synthetic enamel paint of approved shade, finish and brand including scraping, sand papering with all finishing work at surface of all M.S member as per drawing & direction of Engineer-in-Charge. (Measurement to be considered based on the surface area of the M.S. members.) Approved Brand: ICI/Berger/Asian Paint or Equivalent | Sq.Mtr. | 120 | 220 | Approved
Primarc Aahana | BLOCK | Civil | Sub & Super Structure Work | WO/AAH/AAH04/4 | Creation Engineering Co | Sub Structure | Sub Structure- Block |  | 0 | 0 | Approved
Primarc Aahana | BLOCK | Civil | Sub & Super Structure Work | WO/AAH/AAH04/4 | Creation Engineering Co | Sal Ballah | General Note: Unless otherwise specified all the activities/Items shall Include all Labours and materials and shall be done as per the specifications, approved drawings/details, and instructions issued from the Engineer at all depths, locations & heights etc. complete. The quoted rate also should include the cost of shifting to the required locations, floors, tools & tackles, machineries and including all taxes, duties, Octroi, Levies etc. complete. Rates are not inclusive of GST. All charges for providing and installing in position sal ballah piles (6mtr length X 150mm dia) as per the plan submitted by Structural Consultant including all support for the protection of excavation and other basement works. The rate shall include necessary close plank walling,framing,salbulla piling,strutting etc, the cost of material, its erection in position, driving and removing the sal ballah piles at the suitable time when the Project Manager allows ensuring complete safety after completion of the area for which sal ballah pile have been provided. The contractor should take into account the salvage value of all material while pricing for the item. The contractor shall furnish the detailed methodology, material delivery schedule, contingency plans, sequential activities, detailed drawings involved in the execution of the sal ballah piles in coordination with other simultaneous activities. Payment shall be made for the number of Ballah only. NOTE : The contractor Shall submit a complete methodology statement in view of this item along with the bid. He has to also submit and design complete set of design calculation to the consultant before operating this item. | Nos | 0 | 2200 | Approved
Primarc Aahana | BLOCK | Civil | Sub & Super Structure Work | WO/AAH/AAH04/4 | Creation Engineering Co | EARTH WORK IN EXCAVATION FROM EGL | EARTH WORK IN EXCAVATION FROM EGL-General earthwork excavation in all types of soil by mechanical and/or manual means in foundations, trenches, etc., including excavation of any kind of backfilled material for levelling and lowering the ground level up to the PCC bottom level (as shown in the drawings), stacking useful excavated earth, and disposing of surplus and unserviceable material wherever indicated at site, up to a lead of 50 m, including filling depressions wherever necessary, watering, consolidating, etc., complete. The Contractor shall acquaint himself with the site conditions and nature of soil and shall provide suitable and adequate dewatering arrangements as deemed necessary considering the soil conditions, prevailing groundwater table, rainwater, seepage water, and surface runoff, so as to keep the excavation reasonably dry for laying PCC during execution of the work. The Contractor shall also provide necessary shoring and protection systems to ensure that the execution of work is not hampered or delayed. The rate shall be deemed to include royalty charges, obtaining permissions for excavation and all other related matters from the concerned authorities, keeping the site and approach roads neat and clean, maintaining proper slopes to the sides of excavation to prevent collapse of earth, dewatering, etc., complete, all to the satisfaction of the Engineer. The Contractor shall be paid only for actual quantities of excavation measured as per IS 1200 (Part 1) and as approved by the Engineer-in-Charge (EIC). |  | 0 | 0 | Approved
Primarc Aahana | BLOCK | Civil | Sub & Super Structure Work | WO/AAH/AAH04/4 | Creation Engineering Co | Depth of Excavation up to 1.50m | Depth of Excavation up to 1.50m | Cum. | 1800 | 230 | Approved
Primarc Aahana | BLOCK | Civil | Sub & Super Structure Work | WO/AAH/AAH04/4 | Creation Engineering Co | Depth of Excavation beyond 1.50m but up to 3.00m | Depth of Excavation beyond 1.50m but up to 3.00m | Cum. | 850 | 265 | Approved
Primarc Aahana | BLOCK | Civil | Sub & Super Structure Work | WO/AAH/AAH04/4 | Creation Engineering Co | Depth of Excavation beyond 3.0 m -4.5 Mtr | Depth of Excavation beyond 3.0 m -4.5 Mtr | Cum. | 750 | 350 | Approved
Primarc Aahana | BLOCK | Civil | Sub & Super Structure Work | WO/AAH/AAH04/4 | Creation Engineering Co | Depth of Excavation beyond 4.5 Mtr -6.0 Mtr | Depth of Excavation beyond 4.5 Mtr -6.0 Mtr | Cum. | 450 | 500 | Approved
Primarc Aahana | BLOCK | Civil | Sub & Super Structure Work | WO/AAH/AAH04/4 | Creation Engineering Co | DISMANTLING OF PILE HEADS: | DISMANTLING OF PILE HEADS: Dismantling of concrete pile heads up to cut-off level/sound concrete as per drawings, including removal of defective concrete by approved methods. Mechanical or pneumatic tools shall not be used within 1.0 m above the cut-off level so as to avoid damage to the reinforced concrete piles and reinforcement. The work shall include trimming and finishing of pile cut-off level, removal, handling, stacking, and disposal of dismantled debris at designated locations within specified lead as directed by the Engineer-in-Charge (EIC), complete in all respects.. Pile Dia - 600 mm | Cum. | 43 | 3500 | Approved
Primarc Aahana | BLOCK | Civil | Sub & Super Structure Work | WO/AAH/AAH04/4 | Creation Engineering Co | Pile Head Protection | Pile Head Protection |  | 0 | 0 | Approved
Primarc Aahana | BLOCK | Civil | Sub & Super Structure Work | WO/AAH/AAH04/4 | Creation Engineering Co | Pile | Pile Head Protection: Providing and carrying out pile head encapsulation treatment around pile head and top of the same from cut-off level including profiling with concrete, providing and fixing leak-proof steel shuttering of thickness as per drawing, including all labour, materials, T&P, erection, alignment, supports, placing, compacting, finishing, dismantling of shuttering and curing of concrete for the required period to achieve specified strength complete as per drawings, specifications and direction of Engineer-in-(Charge. Only RMC shall be supplied by Client. In case concreting is carried out by SMC, the concrete quantity shall be paid separately under relevant SMC item. ) | Nos. | 138 | 600 | Approved
Primarc Aahana | BLOCK | Civil | Sub & Super Structure Work | WO/AAH/AAH04/4 | Creation Engineering Co | M 30 | Concrete M25/M-30 SMC RCC M25/M30 SMC: All charges for providing and laying M25/M30 Grade of reinforced cement concrete-by SMC till plinth level excluding shuttering and reinforcement, including concrete pump, vibrator with complete design of concrete mix as per IS code and relevant special publication , submission of job mix formula after preliminary mix design and testing of concrete cubes as per direction of Engineer-in-Charge. (Cement will be supplied by us, but subjected to reconciliation.) SIKA Latex admixture shall be supplied free of cost by Client subject to reconciliation.The item also includes curing of concrete by approved methods for the specified period to achieve required strength as per IS 456 complete in all respects. | Cum. | 5 | 7600 | Approved
Primarc Aahana | BLOCK | Civil | Sub & Super Structure Work | WO/AAH/AAH04/4 | Creation Engineering Co | Back Filling | Backfilling/ filling with the good earth/ river sand (approved by Enginner-in-charge) in trenches, plinth sides of foundation, sides of retaining wall, landscape, etc. to form level & contour as required (as directed by enginner-in-charge) in layers not exceeding 20cm in depth, consolidating each deposited layer by watering, breaking clods, ramming with all measures and material required for proper execution (Mechanical compactor / manual wherever not possible) to achieve proctor density as per IS code within the battery limits and within site inclusive of all leads and lifts complete. etc. complete [measurement should be net compacted volume after consolidation/completion will be paid].] |  | 0 | 0 | Amended & Approved
Primarc Aahana | BLOCK | Civil | Sub & Super Structure Work | WO/AAH/AAH04/4 | Creation Engineering Co | Earth | Filling with excavated earth available at site (upto plinth level) | Cum. | 2100 | 210 | Approved
Primarc Aahana | BLOCK | Civil | Sub & Super Structure Work | WO/AAH/AAH04/4 | Creation Engineering Co | Yellow Sand | Providing & Filing with well graded sand below foundation | Cum. | 200 | 2200 | Approved
Primarc Aahana | BLOCK | Civil | Sub & Super Structure Work | WO/AAH/AAH04/4 | Creation Engineering Co | DISPOSAL OF EARTH FROM WORK SITE: | DISPOSAL OF EARTH FROM WORK SITE: All charges for Removal and caring away excess excavated earth from work site with all lead and lift including loading, unloading and transportation as per instruction of Engineer In Charge. | Cum. | 800 | 175 | Approved
Primarc Aahana | BLOCK | Civil | Sub & Super Structure Work | WO/AAH/AAH04/4 | Creation Engineering Co | 250 micron Polythene Sheet | Charges for Supplying and laying 250 micron Polythene Sheet over damp proof course or below flooring or in foundation or in foundation trenches as per drawing and direction of Engineer-in-Charge. | Sq.Mtr. | 0 | 85 | Approved
BHOPAL - COMMERCIAL | MARKETING | Marketing Office | Interior Works | WO/BPC/BPC4/37 | WALL FASHION ENTERPRISES | Providing & laying internal texture paint & exterior enamel paint | Providing & laying internal texture paint & exterior enamel paint to two side of puff sheet external wall surface at Marketing Office as per direction of the Engineer In Charge |  | 0 | 0 | Approved
BHOPAL - COMMERCIAL | MARKETING | Marketing Office | Interior Works | WO/BPC/BPC4/37 | WALL FASHION ENTERPRISES | ARCHI CONCRETE | Providing and applying (ARCHI CONCRETE DISTERSSED by Asian Paint) Texture paint for walls including 6mm groove cutting with complete finish as per approved sample, shade & specification , up to the required height including all surfaces properly cleaned to application of paint, rub down, clean, with tool tackles as per direction of Engineer in charge | Sq.Ft. | 1300 | 185 | Approved
BHOPAL - COMMERCIAL | MARKETING | Marketing Office | Interior Works | WO/BPC/BPC4/37 | WALL FASHION ENTERPRISES | One coat primer & 2 coats of exterior enamel paint | Providing & applying one coat primer & 2 coats of exterior enamel paint of satin finish (Color Ad. Grey-as per approved sample) to puff panel external area with roller finish using necessary tools & tackles all complete, as per direction of Engineer In Charge. (Make Asian/ICI/Berger or equivalent ) | Sq.Ft. | 2950 | 24 | Approved
BHOPAL - COMMERCIAL | MARKETING | Marketing Office | Interior Works | WO/BPC/BPC4/37 | WALL FASHION ENTERPRISES | Scaffolding /staging | Charges for providing, fixing & removing Scaffolding /staging at Internal & external area as per direction of Engineer In Charge | Sq.Ft. | 4250 | 6 | Approved
BHOPAL - COMMERCIAL | MARKETING | Marketing Office | Interior Works | WO/BPC/BPC4/37 | WALL FASHION ENTERPRISES | Extra Charges for loading & unloading | Extra Charges for loading & unloading as per direction of Engineer In Charge | Lump Sum | 1 | 13400 | Approved
Primarc Aahana | BLOCK | Civil | Sub & Super Structure Work |  |  | PLY SHUTTERING UPTO PLINTH LVL: | PLY SHUTTERING UPTO PLINTH LVL: Providing, fabricating and fixing of formwork made of plywood 12mm Thk. (weighing not less than 34 kg/m2); wooden batten, steel plates as approved by Engineer in charge for vertical, horizontal or sloping for all R.C.C. works below ground level at all heights upto 4.5m floor to floor , including all leads with necessary supporting arrangement, applying shuttering oil ( Like ' REBOL' from FOSROC or any other approved ) on the form work, keeping the form work in position after concreting for a period as specified in the relevant I .S. Code and removing the form work after expiry of the specified period, complete with all materials, labour, tools & tackles etc. all as per drawing and specification. The form work shall be water tight ( Seal the joints with heavy duty brown self adhesive tape ) true to line, level, plumb and dimensions, conforming to IS 456 / project tolerances, and free from warping, bulging, leakage or misalignment. The shuttering shall be structurally stable and safe against construction loads and shall be subject to inspection and approval of Engineer-in-Charge before concreting. The rates shall include cost of forming chamfers, copings, drip moulds, rounding’s, grooves, cut-outs, openings, corbels, arches etc., including sealing against slurry leakage, and fixing of pipe sleeves, insert plates, manhole covers for UGR etc. as shown in drawings. [Measurement shall be as per concrete contact surface]. (Pipe sleeves, insert plates, manhole covers will be supplied by client). Rate shall also include cleaning of concrete and debris after dismantling, safe de-shuttering without damaging concrete edges, coordination with electrical team for conduits and boxes before shuttering, and making good any defective work at contractor’s cost. All wastage, overlaps, cutting and material handling are deemed included. (Location - Pile Cap, Footing, Raft, Column, Shear Wall, RCC Wall, Slab, Beam, Tie Beam, Plinth Beam) | Sq.Mtr. |  |  | Amended & Approved
Primarc Aahana | BLOCK | Civil | Sub & Super Structure Work |  |  | EXTRA OVER ITEM 10 FOR PROVIDING FORMWORK FOR CURVED SURFACE | EXTRA OVER ITEM 10 FOR PROVIDING FORMWORK FOR CURVED SURFACE | Sq.Mtr. |  |  | Approved
Primarc Aahana | BLOCK | Civil | Sub & Super Structure Work | WO/AAH/AAH04/4 | Creation Engineering Co | Brick Flat Soling | Brick Flat Soling : Providing and laying single layer Brick Flat Soling (BFS) with bricks of Class Designation 7.5, 75 mm thick well-burnt and of uniform size, free from cracks and flaws, laid flat on prepared and leveled subgrade, joints filled with local sand, including dressing, ramming, watering, and consolidation to required level and grade, complete as per specifications and direction of Engineer-in-Charge | Sq.Mtr. | 1000 | 549 | Approved
Primarc Aahana | BLOCK | Civil | Sub & Super Structure Work | WO/AAH/AAH04/4 | Creation Engineering Co | Plain Cement Concrete (PCC) | Plain Cement Concrete (PCC) - All charges for laying in position plain cement concrete (PCC) by mechanical means [ for all leads , lifts] of required thickness including necessary manpower, plant, machinery, tools, tackles and whatsoever for placing, spreading, compacting by tamping /mechanical vibrator,, levelling concrete to any depth and for all leads & lifts including curing of concrete, supply of all water and necessary piping, dewatering and keeping the area dry to receive the concrete, protecting the newly placed concrete from rain with PVC sheets, as per the instructions of the Engineer, clearing the area of debris, any other ancillary works related to this activity etc. complete to the satisfaction of the Engineer. The rate shall also include for all centering, shuttering required to complete the work as per the instruction and satisfaction of Engineer. [ Measurement should be as per specification. ] (Any grade of PCC) (Only RMC shall be provided by the Client, subject to reconciliation. Concrete pump and related pipe lines is in contractor. |  | 0 | 0 | Approved
Primarc Aahana | BLOCK | Civil | Sub & Super Structure Work | WO/AAH/AAH04/4 | Creation Engineering Co | PCC | Any grade of PCC (Only RMC shall be provided by the Client, subject to reconciliation. Concrete pump and related pipe lines is in contractor scope) | Cum. | 135 | 1300 | Approved
Primarc Aahana | BLOCK | Civil | Sub & Super Structure Work | WO/AAH/AAH04/4 | Creation Engineering Co | PCC | P.C.C.-1:3:6 / 1:4:8 WITH 20 MM DN. STONE CHIPS SMC (Cement Will be Supplied By Client Subject to Reconciliation ) | Cum. | 0 | 7750 | Approved
Primarc Aahana | BLOCK | Civil | Sub & Super Structure Work | WO/AAH/AAH04/4 | Creation Engineering Co | PLY SHUTTERING UPTO PLINTH LVL: | PLY SHUTTERING UPTO PLINTH LVL: Providing, fabricating and fixing of formwork made of plywood 12mm Thk. (weighing not less than 34 kg/m2); wooden batten, steel plates as approved by Engineer in charge for vertical, horizontal or sloping for all R.C.C. works below ground level at all heights upto 4.5m floor to floor , including all leads with necessary supporting arrangement, applying shuttering oil ( Like ' REBOL' from FOSROC or any other approved ) on the form work, keeping the form work in position after concreting for a period as specified in the relevant I .S. Code and removing the form work after expiry of the specified period, complete with all materials, labour, tools & tackles etc. all as per drawing and specification. The form work shall be water tight ( Seal the joints with heavy duty brown self adhesive tape ) true to line, level, plumb and dimensions, conforming to IS 456 / project tolerances, and free from warping, bulging, leakage or misalignment. The shuttering shall be structurally stable and safe against construction loads and shall be subject to inspection and approval of Engineer-in-Charge before concreting. The rates shall include cost of forming chamfers, copings, drip moulds, rounding’s, grooves, cut-outs, openings, corbels, arches etc., including sealing against slurry leakage, and fixing of pipe sleeves, insert plates, manhole covers for UGR etc. as shown in drawings. [Measurement shall be as per concrete contact surface]. (Pipe sleeves, insert plates, manhole covers will be supplied by client). Rate shall also include cleaning of concrete and debris after dismantling, safe de-shuttering without damaging concrete edges, coordination with electrical team for conduits and boxes before shuttering, and making good any defective work at contractor’s cost. All wastage, overlaps, cutting and material handling are deemed included. (Location - Pile Cap, Footing, Raft, Column, Shear Wall, RCC Wall, Slab, Beam, Tie Beam, Plinth Beam). | Sq.Mtr. | 1800 | 650 | Approved
SOUTHWINDS PROJECT LLP (PHASE - III & IV) | COMMON INFRASTRUCTURE - PHASE III & IV | Painting | External Painting | WO/SP34/CI34/99 | ARTISAN | one coat of Pentaseal Unicoat 555 Grey primer and two coats of Dulux Supergloss 5-in-1 enamel paint on MS covers | Providing and applying one coat of Pentaseal Unicoat 555 Grey primer and two coats of Dulux Supergloss 5-in-1 enamel paint on MS covers, including manual surface cleaning, application of rust remover (Rust Off), and all necessary surface preparation complete as directed by the Engineer-in-Charge. MS Covers Details • 1100mm X 1100mm – 3 Nos. • 800mm X 800mm – 4 Nos. • 950mm X 950mm – 3 Nos. • 1450mm X 1850mm – 1 No. • 1450mm X 1150mm – 1 No. | Sq.Mtr. | 33.12 | 300 | Approved
Primarc Aahana | BLOCK | Civil | Sub & Super Structure Work | WO/AAH/AAH04/4 | Creation Engineering Co | EXTRA OVER ITEM 10 FOR PROVIDING FORMWORK FOR CURVED SURFACE | EXTRA OVER ITEM 10 FOR PROVIDING FORMWORK FOR CURVED SURFACE.. | Sq.Mtr. | 0 | 500 | Approved
Primarc Aahana | BLOCK | Civil | Sub & Super Structure Work | WO/AAH/AAH04/4 | Creation Engineering Co | REINFORCED CEMENT CONCRETE UPTO PLINTH. | REINFORCED CEMENT CONCRETE UPTO PLINTH. All charges for laying in position Cement Concrete of appropriate grade to all type of R .C.C. work of any grade of concrete wherever specified for all types of R .C.C. work in foundations, footing, column base, strip foundation, raft, slab, machine foundations, column of all sizes and shapes, all types of beams (plinth beams, tie beam, floor beam) and all types of slabs (floor slabs, suspended floor slabs, cantilever slab, sloping slab etc .), walls, staircases, underground water tanks, UG tanks of STP and basements, retaining walls, drop walls, fins etc. The rate shall include for Placing, laying and compacting the concrete of various grades in position at all levels, depths and in all required shapes/profiles/inclinations as per specification/I.S. codes or as directed by the Engineer In Charge. The rate shall also include the Non Destructive Test ( If Required ), the cost of necessary labour, plant and machineries, cover block in PVC / cement mortar 1:1, curing pipes / hessian cloth, required water and necessary piping, tools and tackles, making the surface good to receive the finishes, dewatering and keeping the area dry to receive the concrete, making and placing concrete cover blocks of same grade/ PVC Cover blocks, making provision of stand-by vibrators and needles, buttering with cement slurry, removing laitance from surface, providing the construction joints, openings, application of cementitious bonding agents at the construction joints, protecting the newly placed concrete from rain / heat with PVC sheets, marking the date of concreting, collecting concrete samples in cube moulds making necessary arrangements for curing and ponding, , need to maintain QC lab, cube testing machine, sieves, slump cones, graduated cylinder, weight scales etc. to check the working condition of concrete complete as directed and to the satisfaction of the Engineer In Charge. The rate not include the cost of plasticiser / super plasticiser to get the required workability / strength, if required the same that will be responsibility of RMC supplier. (Shuttering and reinforcement work will be measured and paid separately). UPTO PLINTH LVL. All construction joints to be treated by proper cleaning of joint, cutting it vertical, removal of all loose material and application of bonding agent as per manufacturers specification and detail given below.(provision of construction joint shall be as per the approval of Project Manager). If joint is more than 12 hours and up to 14 days old, polymer based bonding agent to be applied, as per instructions by supplier. If joint is more than 15 days old, Epoxy based bonding agent to be applied, as per instructions by supplier. (Only RMC shall be provided by the Client, subject to reconciliation. Concrete pump and related pipe lines is in contractor scope) (Location - Pile Cap, Footing, Raft, Column, Shear Wall, RCC Wall, Slab, Beam, Tie Beam, Plinth Beam, Grade Slab) | Cum. | 1001 | 1340 | Approved
Primarc Aahana | BLOCK | Civil | Sub & Super Structure Work | WO/AAH/AAH04/4 | Creation Engineering Co | Reinforcement Work : | Reinforcement Work: Providing, unloading, handling, storing, shifting, hoisting, straightening, cutting, bending, hooking, binding and fixing reinforcement steel in position as per approved drawings, Bar Bending Schedule (BBS) and relevant IS codes, including tying with 18 gauge annealed binding wire, approved cover blocks, welding wherever required, and all labour, tools & plants, staging, scaffolding and incidental works complete at all heights and depths for RCC works up to plinth level. Measurement shall be based on theoretical weight as per approved BBS. No extra payment shall be made for straightening of bars, rolling margin, wastage or unauthorized laps. Authorized laps, chairs and spacers recorded in approved pour cards shall be measured and paid separately. Reinforcement steel shall be supplied by Client and shall be subject to reconciliation. Location: Up to Plinth Level. | MT | 115 | 10500 | Approved
Primarc Aahana | BLOCK | Civil | Sub & Super Structure Work | WO/AAH/AAH04/4 | Creation Engineering Co | Rebarring up to Plinth Level: | Rebarring up to Plinth Level: Providing and fixing reinforcement bars including drilling of holes, cleaning, chemical injection/grouting and anchoring of reinforcement bars into concrete surfaces up to plinth level using approved chemical anchoring system of Fischer/Hilti or equivalent as per manufacturer’s specifications and approved drawings, including all labour, consumables, tools & plants, scaffolding, staging, gangways and incidental works complete. Minimum 5% of installed rebars shall be tested by Pull-Out Test as directed by the Structural Consultant/Engineer-in-Charge. Reinforcement steel shall be measured and paid separately under relevant reinforcement item |  | 0 | 0 | Approved
Primarc Aahana | BLOCK | Civil | Sub & Super Structure Work | WO/AAH/AAH04/4 | Creation Engineering Co | 8mm dia. rebar | 10mm dia. rebar | Nos | 0 | 125 | Approved
Primarc Aahana | BLOCK | Civil | Sub & Super Structure Work | WO/AAH/AAH04/4 | Creation Engineering Co | 10mm dia. rebar | 10mm dia. rebar | Nos | 0 | 175 | Approved
Primarc Aahana | BLOCK | Civil | Sub & Super Structure Work | WO/AAH/AAH04/4 | Creation Engineering Co | 12mm dia. rebar | 12mm dia. rebar | Nos. | 0 | 265 | Approved
Primarc Aahana | BLOCK | Civil | Sub & Super Structure Work | WO/AAH/AAH04/4 | Creation Engineering Co | 16mm dia. rebar | 16mm dia. rebar | Nos | 0 | 350 | Approved
Primarc Aahana | BLOCK | Civil | Sub & Super Structure Work | WO/AAH/AAH04/4 | Creation Engineering Co | 18mm dia. rebar | 18mm dia. rebar | Nos | 0 | 425 | Approved
Primarc Aahana | BLOCK | Civil | Sub & Super Structure Work | WO/AAH/AAH04/4 | Creation Engineering Co | 20mm dia. rebar | 20mm dia. rebar | Nos | 0 | 475 | Approved
Primarc Aahana | BLOCK | Civil | Sub & Super Structure Work | WO/AAH/AAH04/4 | Creation Engineering Co | 25mm dia. rebar | 25mm dia. rebar | Nos | 0 | 575 | Approved
Primarc Aahana | BLOCK | Civil | Sub & Super Structure Work | WO/AAH/AAH04/4 | Creation Engineering Co | 28mm dia. rebar | 28mm dia. rebar | Nos | 0 | 650 | Approved
Primarc Aahana | BLOCK | Civil | Sub & Super Structure Work | WO/AAH/AAH04/4 | Creation Engineering Co | 32mm dia. rebar | 32mm dia. rebar | Nos | 0 | 900 | Approved
The Ramdulari | COMMON INFRASTRUCTURE | Consultancy Charges |  | WO/RP/RP03/61 | Bharati Das | Consultancy Charges for Application & Sanction of Carriage Way | Consultancy charges for preparation, submission, liaisoning, and obtaining approval/sanction for Carriage Way from concerned authority, including all necessary drawings, documents, and follow-up, complete in all respects | Lump Sum | 1 | 120000 | Approved
The Ramdulari | COMMON INFRASTRUCTURE | Consultancy Charges |  | WO/RP/RP03/61 | Bharati Das | Consultancy Charges for Application and Sanction of External Drainage Connecction | Consultancy charges for preparation, submission, liaisoning, and obtaining approval/sanction for extended drainage connection from concerned authority, including all necessary drawings, documents, and follow-up, complete in all respects | Lump Sum | 1 | 300000 | Approved
Primarc Aahana | BLOCK | Civil | Sub & Super Structure Work | WO/AAH/AAH04/4 | Creation Engineering Co | Brick Shuttering: | Providing and erecting 250 mm thick brickwork using 1st class burnt clay bricks in cement sand mortar (1:6) for side shuttering of pile caps in foundation and plinth, including soaking of bricks in water before use and including all materials (excluding cement), labour, tools & plants, tackles, scaffolding, leads & lifts, curing and all incidental works complete as per approved drawings, technical specifications and directions of the Engineer-in-Charge. Cement shall be supplied by the Client and shall be subject to reconciliation. The rate shall also include erection, maintenance during concreting, and dismantling of brick shuttering after completion of concreting. Applicable for pile cap shuttering and foundation works up to plinth level. | Cum. | 150 | 8200 | Amended & Draft
Primarc Aahana | BLOCK | Civil | Sub & Super Structure Work | WO/AAH/AAH04/4 | Creation Engineering Co | 125mm Thick Brick Work | Brick Masonry in Foundation and Plinth: Providing and laying 125 mm thick brick masonry using 1st class burnt clay bricks in cement sand mortar (1:4) in foundation and plinth as per specified thickness, including soaking of bricks in water before use, raking out joints, curing, and including all materials (excluding cement), labour, tools & plants, scaffolding, leads & lifts and incidental works complete as per approved drawings, technical specifications and directions of the Engineer-in-Charge. Cement shall be supplied by the Client and shall be subject to reconciliation. Upto Plinth Level | Sq.Mtr. | 350 | 1250 | Approved
Primarc Aahana | BLOCK | Civil | Sub & Super Structure Work | WO/AAH/AAH04/4 | Creation Engineering Co | PLY SHUTTERING ABOVE PLINTH LVL: | PLY SHUTTERING ABOVE PLINTH LVL: Providing, fabricating and fixing of formwork made of plywood 12mm Thk. (weighing not less than 34 kg/m2); wooden batten, steel plates as approved by Engineer in charge for vertical, horizontal or sloping for all R.C.C. works above plinth level at all heights upto 5.05m floor to floor , including all leads with necessary supporting arrangement, applying shuttering oil ( Like ' REBOL' from FOSROC or any other approved ) on the form work, keeping the form work in position after concreting for a period as specified in the relevant I .S. Code and removing the form work after expiry of the specified period, complete with all materials, labour, tools & tackles etc. all as per drawing and specification. The form work shall be water tight ( Seal the joints with heavy duty brown self adhesive tape ) and shall be free from warping, denting and unevenness. The rates shall include cost of forming champers, copings, drip moulds, rounding's, grooves, cut outs, opening, corbels, arches etc. and fixing of pipe sleeves, insert plates, manhole covers for OHWT etc. as shown in the drawings. [ Measurement shall be as per concrete contact surface ]. (Pipe sleeves, insert plates, manhole cover will be supplied by client) (OVER PLINTH LVL TO GROUND FLOOR ROOF SLAB TOP/upto 1st Floor Level) Rate shall also include Cleaning concrete from the formwork after removal, Co-ordination with electrical team to fix the electrical box and condute before fixing of wall shuttering, Proper care during deshuttering to avoid any damage to existing facilities. | Sq.Mtr. | 3000 | 770 | Approved
AARANYA | COMMON INFRASTRUCTURE | Boundary Wall | Painting | WO/PKB/PKB2/23 | JAHANGIR ALAM ENTERPRISE | Providing & Applying 2 Coats of Epoxy Primer followed by 2 Coats of Synthetic Enamel Paint | Providing & Applying of One coat of Red Oxide Primer & Two coats of Synthetic Enamel Paint, using colour shade as approved by Architect/E.I.C at below mentioned location, including loading-unloading, scaffolding, lifting of the material & surface preparation with all materials & Labour etc. all complete as per drawing and direction of Engineer-in-Charge. Approved Brand: ICI/Berger/Asian Paint Location: Meter Room Door Approved Shade - As Approved by Site-in-Charge. | Sq.Ft. | 22.604 | 9.5 | Approved
AARANYA | COMMON INFRASTRUCTURE | Boundary Wall | Painting | WO/PKB/PKB2/23 | JAHANGIR ALAM ENTERPRISE | Providing & Applying 2 Coats of Wood Primer & 2 Coats of Synthetic Enamel Paint | Providing & Applying of One coat of Wood Primer & Two coats of Synthetic Enamel paint using colour shade as approved by Architect/E.I.C at below mentioned location, including loading-unloading, scaffolding, lifting of the material & surface preparation with all materials & Labour etc. all complete as per drawing and direction of Engineer-in-Charge. Approved Brand: ICI/Berger/Asian Paint Location: Weigh Bridge Room Door Colour Code: As Approved by Engineer-in-Charge | Sq.Ft. | 20.344 | 13 | Approved
Primarc Aahana | BLOCK | Civil | Sub & Super Structure Work | WO/AAH/AAH04/4 | Creation Engineering Co | EXTRA OVER ITEM FOR PROVIDING FORMWORK FOR CURVED SURFACE | EXTRA OVER ITEM 17 FOR PROVIDING FORMWORK FOR CURVED SURFACE | Sq.Mtr. | 0 | 580 | Approved
AARANYA | COMMON INFRASTRUCTURE | Boundary Wall | Painting | WO/PKB/PKB2/23 | JAHANGIR ALAM ENTERPRISE | Providing & Applying 2 Coats of Synthetic Enamel Paint | Providing & Applying of Two Coats of Synthetic Enamel Paint using colour shade as approved by Architect/E.I.C at below mentioned location, including loading-unloading, scaffolding, lifting of the material & surface preparation with all materials & Labour etc. all complete as per drawing and direction of Engineer-in-Charge. Approved Brand: ICI/Berger/Asian Paint Location: Tank Paint Colour: As per Approved by Engineer-in-Charge | Sq.Ft. | 37.179 | 8 | Approved
AARANYA | COMMON INFRASTRUCTURE | Boundary Wall | Painting | WO/PKB/PKB2/23 | JAHANGIR ALAM ENTERPRISE | Providing and Applying two coats of Synthetic Enamel Paints | Providing & Applying Two coats of Synthetic Enamel Paint as approved by Architect/E.I.C at below mentioned location, including loading-unloading, scaffolding, lifting of the material & surface preparation with all materials & Labour etc. all complete as per drawing and direction of Engineer-in-Charge. Approved Brand: ICI/Berger/Asian Paint Location: Bamboo Fencing Colour: As Approved by Engineer-in-Charge. | Sq.Ft. | 274.805 | 9 | Approved
Primarc Aahana | BLOCK | Civil | Sub & Super Structure Work | WO/AAH/AAH04/4 | Creation Engineering Co | REINFORCED CEMENT CONCRETE. | REINFORCED CEMENT CONCRETE. All charges for laying in position Cement Concrete of appropriate grade to all type of R .C.C. work of any grade of concrete wherever specified for all types of R .C.C. work in column/Shear wall of all sizes and shapes, all types of beams & Slab (floor slabs, suspended floor slabs, cantilever slab, sloping slab etc .), Non Structural walls, staircases, fins, parapet wall, OHWR with all above roof structure etc. The rate shall include for Placing, laying and compacting the concrete of various grades in position at all levels, depths and in all required shapes/profiles/inclinations as per specification/I.S. codes or as directed by the Engineer In Charge. The rate shall also include the Non Destructive Test ( If Required ), the cost of necessary labour, plant and machineries, cover block in PVC / cement mortar 1:1, curing pipes / hessian cloth, required water and necessary piping, tools and tackles, making the surface good to receive the finishes, dewatering and keeping the area dry to receive the concrete, making and placing concrete cover blocks of same grade/ PVC Cover blocks, making provision of stand-by vibrators and needles,concrete pump, buttering with cement slurry, removing laitance from surface, providing the construction joints, openings, application of cementitious bonding agents at the construction joints, protecting the newly placed concrete from rain / heat with PVC sheets, marking the date of concreting, collecting concrete samples in cube moulds making necessary arrangements for curing and ponding, need to maintain QC lab, cube testing machine, sieves, slump cones, graduated cylinder, weight scales etc to check the working condition of concrete complete as directed and to the satisfaction of the Engineer In Charge. The rate not include the cost of plasticiser / super plasticiser to get the required workability / strength, if required the same that will be resposibility of RMC supplier. (Shuttering and reinforcement work will be measured and paid separately). ABOVE PLINTH LVL TO ROOF & ABOVE ROOF LVL All construction joints to be treated by proper cleaning of joint, cutting it vertical, removal of all loose material and application of bonding agent as per manufacturers specification and detail given below.(provision of construction joint shall be as per the approval of Project Manager). If joint is more than 12 hours and up to 14 days old, polymer based bonding agent to be applied, as per instructions by supplier. If joint is more than 15 days old, Epoxy based bonding agent to be applied, as per instructions by supplier. (Only RMC shall be provided by the Client, subject to reconciliation. Concrete pump and related pipe lines is in contractor scope) Plinth to Ground Floor Roof ( Normal Concrete ) and 1st Floor Lvl to Roof & Above Roof (Self Compacting concrete ) | Cum. | 4500 | 1300 | Amended & Approved
Primarc Aahana | BLOCK | Civil | Sub & Super Structure Work | WO/AAH/AAH04/4 | Creation Engineering Co | SYSTEM SHUTTERING | SYSTEM SHUTTERING (1ST FLOOR ROOF TO ROOF & ABOVE ROOF) - All charges for Unloading, unpacking, lifting, shifting to respective floors and fixing of system shuttering to take up the R.C.C. works from ground floor to Roof & above as applicable, including all leads & lifts with necessary supporting arrangements as supplied along with Formwork materials, aligning the same in line and level before pouring concrete, fixing of necessary members to leave provision of grooves, sleeves, cutout and slots for Plumbing or any services works etc, applying shuttering oil ( Like ' REBOL' from FOSROC or any other approved ) on the form work, removing the same after expiry of the period as specified in the relevant I .S. Code and after achieving of desired strength of concrete as specified by the Structural consultant / EIC, cleaning formwork after removal, grinding the undulations in RCC surfaces at the joints of the formwork to make them smooth, Hole packing, including shifting & fixing all relevant survey coordinates to each floor with 'Total Station' etc complete with all materials, labour, consumables like Shuttering Oil, Greese, Roller, PVC Cones, Cover block, Nails, walk way jali, safety pipe, safety net, tools & tackles etc. as per drawing and specification. Measurement will be considered based on surface area of concrete. The contractor shall bring down, shift from roof to ground floor at designated location, and return the entire formwork system with all accessories to the client’s store after completion of work, and no additional payment shall be made towards mock-up, dismantling, or demobilization. Contractor OR Client on behalf of contractor shall arrange the required formworks & accessories if found misplaced during execution period (Cost of same will be recovered from contractor if arranged by client behalf of contractor). Any manufacturing defects should brought into notice of client within 15 days of receiving such materials, so that can be rectified & re-issue to site for execution, else responsibility remains on contractor. There will be no plaster on the concrete surface it will be exposed concrete with fairfaced surface. Note: Aluminium Formwork shall be provided by client, excluding of external MS platform Bracings Raling etc. Grinding & Hole packing is in contractor scope, Only packing material (GP2 or equivalent) provided by client. For Details aluminum shuttering material scope kindly refer Annexure- III ( Mode of measurement will be concrete contact surface only ) GROUND FLOOR ROOF (1ST FLOOR LVL) TO ROOF & ABOVE ROOF | Sq.Mtr. | 35440 | 338 | Approved
Primarc Aahana | BLOCK | Civil | Sub & Super Structure Work | WO/AAH/AAH04/4 | Creation Engineering Co | SCAFFOLDING WORK BEYOND 4.5 Mtr. Height | Providing, erecting, and fixing in position staging using MS props with required bracing to facilitate shuttering above normal floor height, including double and triple height staging, complete in all respects. The scope also includes dismantling and removing the aforesaid staging assembly after the specified period from the date of casting of concrete, as directed by the Engineer-in-Charge, at all heights, depths, and leads. Note: Measurement shall be considered only for heights above 4.5 m from floor level. CONTRACTOR HAS TO SUBMIT THE ENTIRE SCHEME OF SUCH STAGGING AND GET IT APPROVED FROM CLIENT BEFORE STARTING ERECTION AT SITE | Cum. | 4400 | 275 | Amended & Draft
Primarc Aahana | BLOCK | Civil | Sub & Super Structure Work | WO/AAH/AAH04/4 | Creation Engineering Co | Reinforcement Steel Work Above Plinth Level | Reinforcement Steel Work Above Plinth Level Providing, unloading, handling, storing, cutting to required length, straightening, bending, hooking, hoisting and placing in position reinforcement steel bars of required diameter and grade at all levels and heights above plinth level, as per approved drawings and Bar Bending Schedule (BBS). The work includes binding reinforcement in position using approved 18 gauge annealed binding wire, providing cover blocks, chairs, spacers, and tying at intersections, including welding wherever required as per drawings and specifications, complete in all respects to form reinforcement cage ready for concreting. The scope includes all lifting, shifting, hoisting and placing at all heights, depths and leads, including all incidental works required for proper execution as per structural drawings and Engineer-in-Charge instructions. No separate payment shall be made for strengthening of bars, rolling, merging, laps (within approved limits), chairs, spacers, or any incidental works required to complete the reinforcement as per drawings. Material Supply: Reinforcement steel shall be supplied by the Client, subject to reconciliation of theoretical and actual consumption. Measurement: Shall be as per approved Bar Bending Schedule (BBS) and recorded quantities. Location: Above Plinth Level (including all lifting and shifting operations). | MT | 535 | 12200 | Approved
Primarc Aahana | BLOCK | Civil | Sub & Super Structure Work | WO/AAH/AAH04/4 | Creation Engineering Co | 200/250TH AAC BLOCK WORK (Above Plinth level ) : | Providing and constructing 200/250 mm thick AAC block (Make Ultratech/Equivalent) masonry above plinth level with autoclaved aerated concrete (AAC) blocks of size 600 mm × 200 mm × 200/250 mm, manufactured from fly ash, lime and cement, conforming to IS: 2185 (Part-3), Grade-I quality having minimum compressive strength of 3–4 N/mm², dry density 550–650 kg/m³ and thermal conductivity not exceeding 0.24 W/m.K, laid with approved thin bed jointing mortar/chemical adhesive (Ultratech/UAL Kon-Crete/Magicrete/JK/Siporex or equivalent approved make) as per manufacturer’s specifications and IS: 6041, complete in all respects. The work shall include surface preparation, proper alignment, leveling, plumbing, V-groove jointing on both faces, required reinforcement/mesh at RCC junctions, provision for openings/chases/services, scaffolding, staging, curing, all leads and lifts, handling, wastage, cleaning of debris and complete execution in walls, pillars, stubs, supports, shafts, ducts, drains and all locations as per drawings, specifications and direction of the Engineer-in-Charge. AAC blocks shall be cut only using approved mechanical cutters/hand saws and use of damaged blocks or chisel cutting shall not be permitted. Contractor shall coordinate with AAC block manufacturer for worker training and proper installation methodology. | Cum. | 150 | 7125 | Amended & Submitted
Primarc Aahana | BLOCK | Civil | Sub & Super Structure Work | WO/AAH/AAH04/4 | Creation Engineering Co | Providing and constructing 100/125 mm thick AAC block | Providing and constructing 100/125 mm thick AAC block masonry above plinth level with autoclaved aerated concrete (AAC) blocks of size 600 mm × 200/250 mm × 100/125 mm conforming to IS: 2185 (Part-3), manufactured from fly ash, lime and cement, Grade-I quality having minimum compressive strength of 3–4 N/mm², dry density 550–650 kg/m³ and thermal conductivity not exceeding 0.24 W/m.K, laid with approved thin bed jointing mortar/chemical adhesive (Ultratech/UAL Kon-Crete/Magicrete/JK/Siporex or equivalent approved make) as per manufacturer’s specifications and IS: 6041, complete in all respects. The work shall include surface preparation, proper alignment, leveling, plumbing, V-groove jointing on both faces, required mesh reinforcement at RCC junctions, provision for openings/chases/services, cutting by approved AAC cutting tools only, scaffolding, staging, curing, all leads and lifts, handling, wastage, debris cleaning and complete execution in walls, partitions, stubs, shafts, drains and all locations as per drawings, specifications and direction of the Engineer-in-Charge. AAC blocks shall be cut only using approved mechanical cutters/hand saws and use of damaged blocks or chisel cutting shall not be permitted. Contractor shall coordinate with AAC block manufacturer for worker training and proper installation methodology. | Sq.Mtr. | 5635 | 1100 | Approved
Primarc Aahana | BLOCK | Civil | Sub & Super Structure Work | WO/AAH/AAH04/4 | Creation Engineering Co | 200/250TH BRICK WORK WITH FLYASH BRICKS - | 200/250 mm Thick Brick Work with Fly Ash Bricks (Above Plinth Level): Providing and constructing 190/200/230/250 mm thick brick masonry above plinth level in cement mortar (1:6) using fly ash bricks of Class Designation 10 conforming to IS: 12894, of required sizes as per manufacturer’s specifications, complete in all respects. The work shall include proper alignment, leveling, plumbing, V-groove jointing on both faces, necessary curing, scaffolding, staging, all leads and lifts, handling, wastage, cleaning of accumulated debris and complete execution in walls, pillars, stubs, supports, drains and all other locations as per drawings, relevant IS codes, specifications and direction of the Project Manager. The rate shall include labour, tools and tackles and all incidental works required for proper completion of masonry work. Cement shall be supplied by the Client free of cost and shall be subject to reconciliation. | Cum. | 0 | 8750 | Approved
Primarc Aahana | BLOCK | Civil | Sub & Super Structure Work | WO/AAH/AAH04/4 | Creation Engineering Co | 90/100/125TH BRICK WORK WITH FLYASH | 90/100/125TH BRICK WORK WITH FLYASH BRICKS (Above Plinth level) : All charges for constructing 90/100/125mm thk. Brick masonry in cm 1:4 at all levels with flyash bricks of class designation 10, conforming to is: 12894, required sizes as per manufacturer's guidance complete in all respect and for all levels including v- groove jointing on both faces, providing & fixing of hb net at every 3rd layer, as per drawing and as specified in relevant is codes, necessary curing, scaffolding, staging, all leads and lifts from any point to any point inside the site in all structures such as walls / pillars / stub / supports / drains etc including cleaning of accumulated debris as per drawing and specifications and as directed by the project manager. (cement will be supplied by client on reconciliation basis) (above plinth level) | Sq.Mtr. | 300 | 1375 | Approved
Primarc Aahana | BLOCK | Civil | Sub & Super Structure Work | WO/AAH/AAH04/4 | Creation Engineering Co | 6 mm Plaster | Labour charges for providing and applying 6 mm thick ceiling plaster in cement sand mortar (1:6) on RCC/concrete surfaces at any floor and level, including surface preparation such as hacking/roughening and cleaning of surface free from dust, oil and laitance, application of cement slurry/bonding coat if required, rounding off/chamfering of edges, maintaining uniform thickness, true level and smooth finish suitable for painting, curing, scaffolding, staging, all leads and lifts, handling and complete execution as per drawings, specifications and direction of the Engineer-in-Charge. Cement shall be supplied by the Client free of cost and shall be subject to reconciliation. | Sq.Mtr. | 80 | 340 | Amended & Approved
Primarc Aahana | BLOCK | Civil | Sub & Super Structure Work | WO/AAH/AAH04/4 | Creation Engineering Co | INTERNAL PLASTER : | INTERNAL PLASTER : internal wall plaster all charges for providing & applying internal plaster using cm (1:6) of average 12mm thick to all internal wall surfaces with cement and sand mortar including necessary scaffolding, rounding off or chamfering corners putting wire / fibre mesh 6 to 8 inches wide at every flush joint of brickwork and concrete as directed and raking out joints & roughening of concrete surface( including chipping and cutting of bulged concrete if any), including throating, nosing , curing, chipping of excess mortar from floor, cleaning of debris etc. complete as per the drawings and specifications / as directed by the EIC and mending the junction of skirting good after the skirting is fixed or finished by the flooring contractor. above plinth level | Sq.Mtr. | 1500 | 340 | Approved
Primarc Aahana | BLOCK | Civil | Sub & Super Structure Work | WO/AAH/AAH04/4 | Creation Engineering Co | EXTERNAL PLASTER : | EXTERNAL PLASTER : All charges for 20 mm thick (avg. Thickness) cement-sand plaster to external surfaces of masonry and concrete surface in two coats, underlayer 12 mm thick cement-sand mortar 1:6 (1 cement : 6 coarse sand) and top layer 8 mm thick cement-sand plaster 1:4 (1 cement: 4 coarse sand) with smooth levelled surface, including making of 20x10mm drip courses at soffit areas, necessary grooves as per architectural elevation at all levels & lift complete. External plastering shall include roughening of the concrete surface, raking of joints wherever required, rounding off or chamfering corners, throating, nosing wherever necessary, applying approved bonding agent (of sika / pidilite / fosroc) mixed as per mixing proportion mentioned in product data sheet per bag of cement for both layers, applying shrinkage proof material like reliance polymer or equivalent for top layer of plaster at all levels, curing in all respect. The rate is included of scaffolding, staging etc complete. External plaster at all level | Sq.Mtr. | 500 | 480 | Approved
Primarc Aahana | BLOCK | Civil | Sub & Super Structure Work | WO/AAH/AAH04/4 | Creation Engineering Co | V' GROOVE IN PLASTER : | All charges for forming V-groove lines in plaster surface of size above 12 mm wide and 10 mm deep at any floor and level, including marking, cutting, finishing, making true alignment as per drawings, scaffolding, tools and tackles, all leads and lifts, and complete execution as per specification and direction of the Engineer-in-Charge. | RMT | 0 | 150 | Amended & Approved
Primarc Aahana | BLOCK | Civil | Sub & Super Structure Work | WO/AAH/AAH04/4 | Creation Engineering Co | FIXING OF WOODEN DOOR FRAME : | Fixing of Wooden Door Frame: All charges for fixing of wooden door frames of any size and dimension, comprising seasoned and sawn timber set with 2 or more vertical members and 1 horizontal member as per drawings, including positioning, alignment, leveling and fixing with 6 nos. approved mechanical anchor fasteners (Fischer/Würth) and/or MS holdfasts or combination of both as per site requirement and drawings, including necessary tools, tackles, drilling, scaffolding, all leads and lifts and complete execution as per direction of the Engineer-in-Charge. Door frames shall be supplied by the Client free of cost and shall be subject to reconciliation. | Nos. | 418 | 750 | Approved
Primarc Aahana | BLOCK | Civil | Sub & Super Structure Work | WO/AAH/AAH04/4 | Creation Engineering Co | Dismantling Works | Dismantling of brick masonry, plain cement concrete (PCC) and reinforced cement concrete (RCC) at all levels by manual and/or mechanical means using necessary tools, tackles and equipment, including cutting of reinforcement wherever required, safety precautions, scaffolding, water and power charges, labour and complete execution as per drawings, specifications and direction of the Engineer-in-Charge. The work includes careful dismantling, segregation of serviceable and unserviceable materials, stacking of serviceable materials within site premises at locations as directed, and disposal of unserviceable materials/debris outside or within site premises up to specified lead, including loading, unloading, transportation, and site cleaning complete in all respects. The work shall be carried out below plinth level and above plinth level at all heights and depths as required at site. |  | 0 | 0 | Amended & Approved
Primarc Aahana | BLOCK | Civil | Sub & Super Structure Work | WO/AAH/AAH04/4 | Creation Engineering Co | Dismantling of R.C.C | Dismantling of R.C.C | Cum. | 10 | 6000 | Approved
Primarc Aahana | BLOCK | Civil | Sub & Super Structure Work | WO/AAH/AAH04/4 | Creation Engineering Co | Dismantling of P.C.C | Dismantling of P.C.C | Cum. | 10 | 4499 | Approved
Primarc Aahana | BLOCK | Civil | Sub & Super Structure Work | WO/AAH/AAH04/4 | Creation Engineering Co | Dismantling of Brick Work | Dismantling of Brick Work | Cum. | 10 | 2500 | Approved
Primarc Aahana | BLOCK | Civil | Sub & Super Structure Work | WO/AAH/AAH04/4 | Creation Engineering Co | Band and Post for Block Work : | Band and Post for Block Work : Providing & fixing of RCC band, post of any sizes for Brick work by AAC block or any at any level as per drawing and direction of Engineer-in-Charge (Only cement & reinforcement shall be provided by client, but subject to reconciliation) |  | 0 | 0 | Approved
Primarc Aahana | BLOCK | Civil | Sub & Super Structure Work | WO/AAH/AAH04/4 | Creation Engineering Co | RCC | Reinforced cement Concrete- All charges for Providing, mixing and laying in position Cement Concrete of appropriate grade to all type of R .C.C. band, post, Lintel work with 20 mm down graded machine crushed stone aggregates and coarse sand of approved grade including mixing admixture of any kind with concrete wherever specified for all types of R .C.C. work at any level. (Cement will be supplied by Client but subjected to reconciliation) GRADE - M25 (SMC) | Cum. | 115 | 7600 | Approved
Primarc Aahana | BLOCK | Civil | Sub & Super Structure Work | WO/AAH/AAH04/4 | Creation Engineering Co | Shuttering | Ply Shuttering- All charges for providing, fabricating, erecting and fixing in position plained timber, plywood centering and shuttering true to line and level, including steel propping, staging, shuttering removal, applying shuttering oil, including required bracing, chamfering corners (of exposed edges) of Band, Lintel & Post etc. complete as per drawing at any level and direction of Engineer-in-Charge. Rate shall also include removal and dismantling the aforesaid assembly after specified period complete and removal from building floor on completion of work. | Sq.Mtr. | 2000 | 610 | Approved
Primarc Aahana | BLOCK | Civil | Sub & Super Structure Work | WO/AAH/AAH04/4 | Creation Engineering Co | Reinforcement | Reinforcement- Gr floor roof/1st floor level to Roof : All charges for fixing steel reinforcement (Tor Steel as per IS-1786, Fe 500) for band post lintel RCC work including transporting, decoiling, straightening, removing loose rust, cutting, bending and placing for all profile and for all lead & lift upto required level and binding with 18 gauge annealed wire as per drawing and direction of Engineer-in-Charge. (Only Reinforcement would be supplied by the client free of cost, but subjected to reconciliation) | MT | 8.5 | 13500 | Approved
Primarc Aahana | BLOCK | Civil | Sub & Super Structure Work | WO/AAH/AAH04/4 | Creation Engineering Co | Lock Fix chemical | Charges for supply and fixing of 10 mm Lock Fix chemical anchoring system in RCC band/post wall for fixing bends/returns of AAC block masonry, including drilling of holes of required diameter and depth, cleaning of holes, injection of approved chemical adhesive, fixing of 10 mm threaded rod/rebar, curing and setting time, and all labour, materials, machinery, tools and tackles complete at all heights and locations. The work shall include all leads and lifts and shall be executed as per approved drawings, manufacturer’s specifications and direction of the Engineer-in-Charge. | Nos. | 2500 | 60 | Approved
Primarc Aahana | BLOCK | Civil | Sub & Super Structure Work | WO/AAH/AAH04/4 | Creation Engineering Co | RCC - Site Mix Concrete of M25- | RCC - Site Mix Concrete of M25- Charges for providing & laying of R.C.C (1:1:2) M25 by site mix concrete 25 mm and down sized , screened and washed well graded stone chips excluding shuttering, consolidation complete in all respect as per drawing, specification and direction of EIC. (Cement would be supplied by the client, but subjected to reconciliation.) | Cum. | 0 | 7700 | Approved
Primarc Aahana | BLOCK | Civil | Sub & Super Structure Work | WO/AAH/AAH04/4 | Creation Engineering Co | Making pockets | Making pockets and opening less than 0.5 sqm in area including fixing in position and removal of forms. Necessary rendering of concfrete surface as per drawing, specification & direction of project Manager | Nos | 300 | 700 | Approved
Primarc Aahana | BLOCK | Civil | Sub & Super Structure Work | WO/AAH/AAH04/4 | Creation Engineering Co | Core Cutting Work From 1st to Roof : | Core Cutting Work From 1st to Roof : All charges for Core Cutting in slabs / beams / retaining walls and any other R.C.C members to any dia & depth by using 'HILTI/FISHER OR EQUIVALENT AS PER APPROVAL' make diamond drilling machine with tolerance for any type of inserts, anchor fasteners etc. Rate shall include for sealing the gaps between RCC surface and inserts with fire retardent grouting material as per manufactures specification, including preparation of surface, cutting of reinforcement, cleaning the surface, staging, scaffolding with necessary tools and equipments water and power, removal of debris from the site etc. complete as directed by EIC at all levels. |  | 0 | 0 | Approved
Primarc Aahana | BLOCK | Civil | Sub & Super Structure Work | WO/AAH/AAH04/4 | Creation Engineering Co | 75mm dia pipe | 75mm dia pipe | Nos | 0 | 1000 | Approved
Primarc Aahana | BLOCK | Civil | Sub & Super Structure Work | WO/AAH/AAH04/4 | Creation Engineering Co | 110 mm dia pipe | 110 mm dia pipe | Nos | 0 | 1200 | Approved
Primarc Aahana | BLOCK | Civil | Sub & Super Structure Work | WO/AAH/AAH04/4 | Creation Engineering Co | 160 mm dia pipe | 160 mm dia pipe | Nos | 0 | 1400 | Approved
Primarc Aahana | BLOCK | Civil | Sub & Super Structure Work | WO/AAH/AAH04/4 | Creation Engineering Co | 250 mm dia pipe | 250 mm dia pipe | Nos. | 0 | 2000 | Approved
Primarc Aahana | BLOCK | Civil | Sub & Super Structure Work | WO/AAH/AAH04/4 | Creation Engineering Co | RUNG LADDER | RUNG LADDER : Providing & fixing PVC coated rung 20mm thk.x175mm widex265 mm length reinforced inside with 10mm steel rod (from approved manufacturer) & embeded into concrete in zigzag way at any level with all tool tackles & machineries as per specified drawing and as directed by Engineer-in-charge. | Nos. | 121 | 400 | Approved
Primarc Aahana | BLOCK | Civil | Sub & Super Structure Work | WO/AAH/AAH04/4 | Creation Engineering Co | Thermocol Sheets : | Thermocol Sheets : Providing, shifting to respective floors, erecting & fixing in position of thermocol of density of 12-14 Kg/Cum to create space between two rcc walls including staging as required to keep them in position, with all leads & lifts to all the floors, keeping proper cover to the reinforcements of the rcc walls etc complete. (Note: Measurement shall be paid according to the surface area of the thermocol sheets in elevation from single side) (THERMOCOL SHEETS -50MM THK) | Sq.Mtr. | 0 | 435 | Approved
Primarc Aahana | BLOCK | Civil | Sub & Super Structure Work | WO/AAH/AAH04/4 | Creation Engineering Co | Supply and application of approved PU foam | Supply and application of approved PU foam |  | 0 | 0 | Approved
Primarc Aahana | BLOCK | Civil | Sub & Super Structure Work | WO/AAH/AAH04/4 | Creation Engineering Co | 200/250 | Supply and application of approved PU foam (ABRO or equivalent) in 200/250 mm thick AAC block masonry at beam–wall junctions and other gaps at all levels, including cleaning of joints, filling of voids (10–12 mm thick), trimming of excess foam if required, and complete sealing work to ensure proper bonding and gap closure as per drawings and direction of the Engineer-in-Charge. Location -1st To Roof | RMT | 342 | 140 | Approved
Primarc Aahana | BLOCK | Civil | Sub & Super Structure Work | WO/AAH/AAH04/4 | Creation Engineering Co | 100/125mm | Supply and application of approved PU foam (ABRO or equivalent) in 100/125mm thick AAC block masonry at beam–wall junctions and other gaps at all levels, including cleaning of joints, filling of voids (10–12 mm thick), trimming of excess foam if required, and complete sealing work to ensure proper bonding and gap closure as per drawings and direction of the Engineer-in-Charge. Location -1st To Roof | RMT | 2350 | 70 | Approved
Primarc Aahana | BLOCK | Civil | Sub & Super Structure Work | WO/AAH/AAH04/4 | Creation Engineering Co | Labour charges for fixing MS puddle | Labour charges for fixing of puddle flanges at any level in proper line and level, including handling, positioning and alignment, with supply of all tools, tackles and necessary machineries, complete as per approved drawing and direction of the Engineer-in-Charge, for pipe diameter ranging from 50 mm to 200 mm | Nos. | 35 | 1100 | Approved
Primarc Aahana | BLOCK | Civil | Sub & Super Structure Work |  |  | Labour charges for Fixing of AC Sleeves and Fire Sleeves | Labour charges for fixing of AC sleeves, fire sleeves, and plumbing (PLB) sleeves as per approved drawings and direction of the Engineer-in-Charge. AC sleeves, fire sleeves, and PLB sleeves shall be supplied by the Client, subject to reconciliation. The work includes proper positioning, alignment, fixing at all levels, and all incidental works complete in all respects as required. Pipe diameter range 50 mm to 200 mm oultlet length 300 mm. | Mtrs. |  |  | Approved
Primarc Aahana | BLOCK | Civil | Sub & Super Structure Work | WO/AAH/AAH04/4 | Creation Engineering Co | Manhole cover | Labour charges for fixing of manhole covers of any diameter in proper line and level as per direction of the Engineer-in-Charge. Manhole covers shall be supplied by the Client. The work includes positioning, alignment, and fixing complete in all respects as required | Nos | 19 | 900 | Approved
SOUTHWINDS PROJECT LLP (PHASE - III & IV) | COMMON INFRASTRUCTURE - PHASE III & IV | Civil | Misc Civil Work | WO/SP34/CI34/80 | A.M. Enterprise | Granite Band & Skirting | Labour Charges for fixing of Granite Band & Skirting at levels over a bed of 35-40 mm thick cement mortar(1:4),joints filled with White cement slurry pigmented to match including all finishing as per drawing and direction of Engineer-In-Charge.Granite,Cement will be supplied by Client. | Rft | 114.472 | 44 | Approved
SOUTHWINDS PROJECT LLP (PHASE - III & IV) | COMMON INFRASTRUCTURE - PHASE III & IV | Civil | Misc Civil Work | WO/SP34/CI34/80 | A.M. Enterprise | Wall Post (using RCC) | Labour Charges of Wall Post (using RCC) including all finishing as per drawing and direction of Engineer-In-Charge. | Cum. | 0.705 | 1900 | Approved
SOUTHWINDS PROJECT LLP (PHASE - III & IV) | COMMON INFRASTRUCTURE - PHASE III & IV | Civil | Misc Civil Work | WO/SP34/CI34/80 | A.M. Enterprise | Reinforcement | Labour charges for fixing Reinforcement for reinforced cement concrete work in all sorts of structures including distribution bars, stirrups, binding wire etc., initial straighteneing and removal of loose rust (if necessary) , cutting to requisite length, hooking nad bending to correct shape, placing in proper position and binding with 16 gauge black aneealed wire / welding as per relevant IS code in every intersection complete as per drawing, specification or as directed by EIC, including bailing out of water during construction of foundation etc. all complete. | Kgs | 283.951 | 20 | Approved
SOUTHWINDS PROJECT LLP (PHASE - III & IV) | COMMON INFRASTRUCTURE - PHASE III & IV | Civil | Misc Civil Work | WO/SP34/CI34/80 | A.M. Enterprise | 250 mm.thick brick work | Providing and erection 250 mm.thick brick thick work for walls of specified thickness in cement sand mortar (1:4)incluuding the cost of all material ,labour,tools,tackles,scaffolding ,curing etc.completeas per direction of Engineer-in-Charge and technical specification.(Cement supplied free of cost at site) | Cum. | 1.08 | 6650 | Approved
SOUTHWINDS PROJECT LLP (PHASE - III & IV) | COMMON INFRASTRUCTURE - PHASE III & IV | Civil | Misc Civil Work | WO/SP34/CI34/80 | A.M. Enterprise | shuttering | Hire and Labour charges for shuttering with centering and necessary staging up to necessary height using approved stout props , 12 mm thick quality ply board shuttering , with required bracing for curved or straight fitting, fixing and striking out after completion of works (including bailing out of water) at any floor and level complete as per drawing , specification and direction of EIC | Sq.Mtr. | 10.2 | 100 | Approved
SOUTHWINDS PROJECT LLP (PHASE - III & IV) | COMMON INFRASTRUCTURE - PHASE III & IV | Civil | Misc Civil Work | WO/SP34/CI34/80 | A.M. Enterprise | Additional Daily Labour - Nigh Shift Work | Additional Daily Labour - Nigh Shift Work | Lump Sum | 1 | 20000 | Approved
Primarc Aahana | CLUB | Civil | Sub & Super Structure Work | WO/AAH/AAH07/1 | Creation Engineering Co | Sal Ballah | General Note: Unless otherwise specified all the activities/Items shall Include all Labours and materials and shall be done as per the specifications, approved drawings/details, and instructions issued from the Engineer at all depths, locations & heights etc. complete. The quoted rate also should include the cost of shifting to the required locations, floors, tools & tackles, machineries and including all taxes, duties, Octroi, Levies etc. complete. Rates are not inclusive of GST. All charges for providing and installing in position sal ballah piles (6mtr length X 150mm dia) as per the plan submitted by Structural Consultant including all support for the protection of excavation and other basement works. The rate shall include necessary close plank walling,framing,salbulla piling,strutting etc, the cost of material, its erection in position, driving and removing the sal ballah piles at the suitable time when the Project Manager allows ensuring complete safety after completion of the area for which sal ballah pile have been provided. The contractor should take into account the salvage value of all material while pricing for the item. The contractor shall furnish the detailed methodology, material delivery schedule, contingency plans, sequential activities, detailed drawings involved in the execution of the sal ballah piles in coordination with other simultaneous activities. Payment shall be made for the number of Ballah only. NOTE : The contractor Shall submit a complete methodology statement in view of this item along with the bid. He has to also submit and design complete set of design calculation to the consultant before operating this item. | Nos | 0 | 2200 | Approved
Primarc Aahana | CLUB | Civil | Sub & Super Structure Work | WO/AAH/AAH07/1 | Creation Engineering Co | EARTH WORK IN EXCAVATION FROM EGL | EARTH WORK IN EXCAVATION FROM EGL-General earthwork excavation in all types of soil by mechanical and/or manual means in foundations, trenches, etc., including excavation of any kind of backfilled material for levelling and lowering the ground level up to the PCC bottom level (as shown in the drawings), stacking useful excavated earth, and disposing of surplus and unserviceable material wherever indicated at site, up to a lead of 50 m, including filling depressions wherever necessary, watering, consolidating, etc., complete. The Contractor shall acquaint himself with the site conditions and nature of soil and shall provide suitable and adequate dewatering arrangements as deemed necessary considering the soil conditions, prevailing groundwater table, rainwater, seepage water, and surface runoff, so as to keep the excavation reasonably dry for laying PCC during execution of the work. The Contractor shall also provide necessary shoring and protection systems to ensure that the execution of work is not hampered or delayed. The rate shall be deemed to include royalty charges, obtaining permissions for excavation and all other related matters from the concerned authorities, keeping the site and approach roads neat and clean, maintaining proper slopes to the sides of excavation to prevent collapse of earth, dewatering, etc., complete, all to the satisfaction of the Engineer. The Contractor shall be paid only for actual quantities of excavation measured as per IS 1200 (Part 1) and as approved by the Engineer-in-Charge (EIC). |  | 0 | 0 | Approved
Primarc Aahana | CLUB | Civil | Sub & Super Structure Work | WO/AAH/AAH07/1 | Creation Engineering Co | DISMANTLING OF PILE HEADS: | DISMANTLING OF PILE HEADS: Dismantling of concrete pile heads up to cut-off level/sound concrete as per drawings, including removal of defective concrete by approved methods. Mechanical or pneumatic tools shall not be used within 1.0 m above the cut-off level so as to avoid damage to the reinforced concrete piles and reinforcement. The work shall include trimming and finishing of pile cut-off level, removal, handling, stacking, and disposal of dismantled debris at designated locations within specified lead as directed by the Engineer-in-Charge (EIC), complete in all respects.. Pile Dia - 600 mm | Cum. | 6 | 3500 | Approved
Primarc Aahana | CLUB | Civil | Sub & Super Structure Work | WO/AAH/AAH07/1 | Creation Engineering Co | Pile Head Protection | Pile Head Protection |  | 0 | 0 | Approved
Primarc Aahana | CLUB | Civil | Sub & Super Structure Work | WO/AAH/AAH07/1 | Creation Engineering Co | Back Filling | Backfilling/ filling with the good earth/ river sand (approved by Enginner-in-charge) in trenches, plinth sides of foundation, sides of retaining wall, landscape, etc. to form level & contour as required (as directed by enginner-in-charge) in layers not exceeding 20cm in depth, consolidating each deposited layer by watering, breaking clods, ramming with all measures and material required for proper execution (Mechanical compactor / manual wherever not possible) to achieve proctor density as per IS code within the battery limits and within site inclusive of all leads and lifts complete. etc. complete [measurement should be net compacted volume after consolidation/completion will be paid].] |  | 0 | 0 | Approved
Primarc Aahana | CLUB | Civil | Sub & Super Structure Work | WO/AAH/AAH07/1 | Creation Engineering Co | DISPOSAL OF EARTH FROM WORK SITE: | DISPOSAL OF EARTH FROM WORK SITE: All charges for Removal and caring away excess excavated earth from work site with all lead and lift including loading, unloading and transportation as per instruction of Engineer In Charge. | Cum. | 50 | 175 | Approved
Primarc Aahana | CLUB | Civil | Sub & Super Structure Work | WO/AAH/AAH07/1 | Creation Engineering Co | 250 micron Polythene Sheet | Charges for Supplying and laying 250 micron Polythene Sheet over damp proof course or below flooring or in foundation or in foundation trenches as per drawing and direction of Engineer-in-Charge. | Sq.Mtr. | 0 | 85 | Approved
Primarc Aahana | CLUB | Civil | Sub & Super Structure Work | WO/AAH/AAH07/1 | Creation Engineering Co | Brick Flat Soling | Brick Flat Soling : Providing and laying single layer Brick Flat Soling (BFS) with bricks of Class Designation 7.5, 75 mm thick well-burnt and of uniform size, free from cracks and flaws, laid flat on prepared and leveled subgrade, joints filled with local sand, including dressing, ramming, watering, and consolidation to required level and grade, complete as per specifications and direction of Engineer-in-Charge | Sq.Mtr. | 125 | 550 | Approved
Primarc Aahana | CLUB | Civil | Sub & Super Structure Work | WO/AAH/AAH07/1 | Creation Engineering Co | Plain Cement Concrete (PCC) | Plain Cement Concrete (PCC) - All charges for laying in position plain cement concrete (PCC) by mechanical means [ for all leads , lifts] of required thickness including necessary manpower, plant, machinery, tools, tackles and whatsoever for placing, spreading, compacting by tamping /mechanical vibrator,, levelling concrete to any depth and for all leads & lifts including curing of concrete, supply of all water and necessary piping, dewatering and keeping the area dry to receive the concrete, protecting the newly placed concrete from rain with PVC sheets, as per the instructions of the Engineer, clearing the area of debris, any other ancillary works related to this activity etc. complete to the satisfaction of the Engineer. The rate shall also include for all centering, shuttering required to complete the work as per the instruction and satisfaction of Engineer. [ Measurement should be as per specification. ] (Any grade of PCC) (Only RMC shall be provided by the Client, subject to reconciliation. Concrete pump and related pipe lines is in contractor. |  | 0 | 0 | Approved
Primarc Aahana | CLUB | Civil | Sub & Super Structure Work | WO/AAH/AAH07/1 | Creation Engineering Co | PLY SHUTTERING UPTO PLINTH LVL: | PLY SHUTTERING UPTO PLINTH LVL: Providing, fabricating and fixing of formwork made of plywood 12mm Thk. (weighing not less than 34 kg/m2); wooden batten, steel plates as approved by Engineer in charge for vertical, horizontal or sloping for all R.C.C. works below ground level at all heights upto 4.5m floor to floor , including all leads with necessary supporting arrangement, applying shuttering oil ( Like ' REBOL' from FOSROC or any other approved ) on the form work, keeping the form work in position after concreting for a period as specified in the relevant I .S. Code and removing the form work after expiry of the specified period, complete with all materials, labour, tools & tackles etc. all as per drawing and specification. The form work shall be water tight ( Seal the joints with heavy duty brown self adhesive tape ) true to line, level, plumb and dimensions, conforming to IS 456 / project tolerances, and free from warping, bulging, leakage or misalignment. The shuttering shall be structurally stable and safe against construction loads and shall be subject to inspection and approval of Engineer-in-Charge before concreting. The rates shall include cost of forming chamfers, copings, drip moulds, rounding’s, grooves, cut-outs, openings, corbels, arches etc., including sealing against slurry leakage, and fixing of pipe sleeves, insert plates, manhole covers for UGR etc. as shown in drawings. [Measurement shall be as per concrete contact surface]. (Pipe sleeves, insert plates, manhole covers will be supplied by client). Rate shall also include cleaning of concrete and debris after dismantling, safe de-shuttering without damaging concrete edges, coordination with electrical team for conduits and boxes before shuttering, and making good any defective work at contractor’s cost. All wastage, overlaps, cutting and material handling are deemed included. (Location - Pile Cap, Footing, Raft, Column, Shear Wall, RCC Wall, Slab, Beam, Tie Beam, Plinth Beam). | Sq.Mtr. | 296 | 650 | Approved
Primarc Aahana | CLUB | Civil | Sub & Super Structure Work | WO/AAH/AAH07/1 | Creation Engineering Co | EXTRA OVER ITEM 10 FOR PROVIDING FORMWORK FOR CURVED SURFACE | EXTRA OVER ITEM 10 FOR PROVIDING FORMWORK FOR CURVED SURFACE.. | Sq.Mtr. | 0 | 500 | Approved
Primarc Aahana | CLUB | Civil | Sub & Super Structure Work | WO/AAH/AAH07/1 | Creation Engineering Co | REINFORCED CEMENT CONCRETE UPTO PLINTH. | REINFORCED CEMENT CONCRETE UPTO PLINTH. All charges for laying in position Cement Concrete of appropriate grade to all type of R .C.C. work of any grade of concrete wherever specified for all types of R .C.C. work in foundations, footing, column base, strip foundation, raft, slab, machine foundations, column of all sizes and shapes, all types of beams (plinth beams, tie beam, floor beam) and all types of slabs (floor slabs, suspended floor slabs, cantilever slab, sloping slab etc .), walls, staircases, underground water tanks, UG tanks of STP and basements, retaining walls, drop walls, fins etc. The rate shall include for Placing, laying and compacting the concrete of various grades in position at all levels, depths and in all required shapes/profiles/inclinations as per specification/I.S. codes or as directed by the Engineer In Charge. The rate shall also include the Non Destructive Test ( If Required ), the cost of necessary labour, plant and machineries, cover block in PVC / cement mortar 1:1, curing pipes / hessian cloth, required water and necessary piping, tools and tackles, making the surface good to receive the finishes, dewatering and keeping the area dry to receive the concrete, making and placing concrete cover blocks of same grade/ PVC Cover blocks, making provision of stand-by vibrators and needles, buttering with cement slurry, removing laitance from surface, providing the construction joints, openings, application of cementitious bonding agents at the construction joints, protecting the newly placed concrete from rain / heat with PVC sheets, marking the date of concreting, collecting concrete samples in cube moulds making necessary arrangements for curing and ponding, , need to maintain QC lab, cube testing machine, sieves, slump cones, graduated cylinder, weight scales etc. to check the working condition of concrete complete as directed and to the satisfaction of the Engineer In Charge. The rate not include the cost of plasticiser / super plasticiser to get the required workability / strength, if required the same that will be responsibility of RMC supplier. (Shuttering and reinforcement work will be measured and paid separately). UPTO PLINTH LVL. All construction joints to be treated by proper cleaning of joint, cutting it vertical, removal of all loose material and application of bonding agent as per manufacturers specification and detail given below.(provision of construction joint shall be as per the approval of Project Manager). If joint is more than 12 hours and up to 14 days old, polymer based bonding agent to be applied, as per instructions by supplier. If joint is more than 15 days old, Epoxy based bonding agent to be applied, as per instructions by supplier. (Only RMC shall be provided by the Client, subject to reconciliation. Concrete pump and related pipe lines is in contractor scope) (Location - Pile Cap, Footing, Raft, Column, Shear Wall, RCC Wall, Slab, Beam, Tie Beam, Plinth Beam, Grade Slab) | Cum. | 75 | 1300 | Approved
Primarc Aahana | CLUB | Civil | Sub & Super Structure Work | WO/AAH/AAH07/1 | Creation Engineering Co | Reinforcement Work : | Reinforcement Work: Providing, unloading, handling, storing, shifting, hoisting, straightening, cutting, bending, hooking, binding and fixing reinforcement steel in position as per approved drawings, Bar Bending Schedule (BBS) and relevant IS codes, including tying with 18 gauge annealed binding wire, approved cover blocks, welding wherever required, and all labour, tools & plants, staging, scaffolding and incidental works complete at all heights and depths for RCC works up to plinth level. Measurement shall be based on theoretical weight as per approved BBS. No extra payment shall be made for straightening of bars, rolling margin, wastage or unauthorized laps. Authorized laps, chairs and spacers recorded in approved pour cards shall be measured and paid separately. Reinforcement steel shall be supplied by Client and shall be subject to reconciliation. Location: Up to Plinth Level. | MT | 9 | 10500 | Approved
Primarc Aahana | CLUB | Civil | Sub & Super Structure Work | WO/AAH/AAH07/1 | Creation Engineering Co | Rebarring up to Plinth Level: | Rebarring up to Plinth Level: Providing and fixing reinforcement bars including drilling of holes, cleaning, chemical injection/grouting and anchoring of reinforcement bars into concrete surfaces up to plinth level using approved chemical anchoring system of Fischer/Hilti or equivalent as per manufacturer’s specifications and approved drawings, including all labour, consumables, tools & plants, scaffolding, staging, gangways and incidental works complete. Minimum 5% of installed rebars shall be tested by Pull-Out Test as directed by the Structural Consultant/Engineer-in-Charge. Reinforcement steel shall be measured and paid separately under relevant reinforcement item |  | 0 | 0 | Approved
Primarc Aahana | CLUB | Civil | Sub & Super Structure Work | WO/AAH/AAH07/1 | Creation Engineering Co | Brick Shuttering: | Providing and erecting 250 mm thick brickwork using 1st class burnt clay bricks in cement sand mortar (1:6) for side shuttering of pile caps in foundation and plinth, including soaking of bricks in water before use and including all materials (excluding cement), labour, tools & plants, tackles, scaffolding, leads & lifts, curing and all incidental works complete as per approved drawings, technical specifications and directions of the Engineer-in-Charge. Cement shall be supplied by the Client and shall be subject to reconciliation. The rate shall also include erection, maintenance during concreting, and dismantling of brick shuttering after completion of concreting. Applicable for pile cap shuttering and foundation works up to plinth level. | Cum. | 110 | 8200 | Approved
Primarc Aahana | CLUB | Civil | Sub & Super Structure Work | WO/AAH/AAH07/1 | Creation Engineering Co | 125mm Thick Brick Work | Brick Masonry in Foundation and Plinth: Providing and laying 125 mm thick brick masonry using 1st class burnt clay bricks in cement sand mortar (1:4) in foundation and plinth as per specified thickness, including soaking of bricks in water before use, raking out joints, curing, and including all materials (excluding cement), labour, tools & plants, scaffolding, leads & lifts and incidental works complete as per approved drawings, technical specifications and directions of the Engineer-in-Charge. Cement shall be supplied by the Client and shall be subject to reconciliation. Upto Plinth Level | Sq.Mtr. | 30 | 1250 | Approved
Primarc Aahana | CLUB | Civil | Sub & Super Structure Work | WO/AAH/AAH07/1 | Creation Engineering Co | PLY SHUTTERING ABOVE PLINTH LVL: | PLY SHUTTERING ABOVE PLINTH LVL: Providing, fabricating and fixing of formwork made of plywood 12mm Thk. (weighing not less than 34 kg/m2); wooden batten, steel plates as approved by Engineer in charge for vertical, horizontal or sloping for all R.C.C. works above plinth level at all heights upto 5.05m floor to floor , including all leads with necessary supporting arrangement, applying shuttering oil ( Like ' REBOL' from FOSROC or any other approved ) on the form work, keeping the form work in position after concreting for a period as specified in the relevant I .S. Code and removing the form work after expiry of the specified period, complete with all materials, labour, tools & tackles etc. all as per drawing and specification. The form work shall be water tight ( Seal the joints with heavy duty brown self adhesive tape ) and shall be free from warping, denting and unevenness. The rates shall include cost of forming champers, copings, drip moulds, rounding's, grooves, cut outs, opening, corbels, arches etc. and fixing of pipe sleeves, insert plates, manhole covers for OHWT etc. as shown in the drawings. [ Measurement shall be as per concrete contact surface ]. (Pipe sleeves, insert plates, manhole cover will be supplied by client) (OVER PLINTH LVL TO GROUND FLOOR ROOF SLAB TOP/upto 1st Floor Level) Rate shall also include Cleaning concrete from the formwork after removal, Co-ordination with electrical team to fix the electrical box and condute before fixing of wall shuttering, Proper care during deshuttering to avoid any damage to existing facilities. | Sq.Mtr. | 1500 | 750 | Approved
Primarc Aahana | CLUB | Civil | Sub & Super Structure Work | WO/AAH/AAH07/1 | Creation Engineering Co | EXTRA OVER ITEM FOR PROVIDING FORMWORK FOR CURVED SURFACE | EXTRA OVER ITEM 17 FOR PROVIDING FORMWORK FOR CURVED SURFACE | Sq.Mtr. | 0 | 350 | Approved
Primarc Aahana | CLUB | Civil | Sub & Super Structure Work | WO/AAH/AAH07/1 | Creation Engineering Co | REINFORCED CEMENT CONCRETE. | REINFORCED CEMENT CONCRETE. All charges for laying in position Cement Concrete of appropriate grade to all type of R .C.C. work of any grade of concrete wherever specified for all types of R .C.C. work in column/Shear wall of all sizes and shapes, all types of beams & Slab (floor slabs, suspended floor slabs, cantilever slab, sloping slab etc .), Non Structural walls, staircases, fins, parapet wall, OHWR with all above roof structure etc. The rate shall include for Placing, laying and compacting the concrete of various grades in position at all levels, depths and in all required shapes/profiles/inclinations as per specification/I.S. codes or as directed by the Engineer In Charge. The rate shall also include the Non Destructive Test ( If Required ), the cost of necessary labour, plant and machineries, cover block in PVC / cement mortar 1:1, curing pipes / hessian cloth, required water and necessary piping, tools and tackles, making the surface good to receive the finishes, dewatering and keeping the area dry to receive the concrete, making and placing concrete cover blocks of same grade/ PVC Cover blocks, making provision of stand-by vibrators and needles,concrete pump, buttering with cement slurry, removing laitance from surface, providing the construction joints, openings, application of cementitious bonding agents at the construction joints, protecting the newly placed concrete from rain / heat with PVC sheets, marking the date of concreting, collecting concrete samples in cube moulds making necessary arrangements for curing and ponding, need to maintain QC lab, cube testing machine, sieves, slump cones, graduated cylinder, weight scales etc to check the working condition of concrete complete as directed and to the satisfaction of the Engineer In Charge. The rate not include the cost of plasticiser / super plasticiser to get the required workability / strength, if required the same that will be resposibility of RMC supplier. (Shuttering and reinforcement work will be measured and paid separately). ABOVE PLINTH LVL TO ROOF & ABOVE ROOF LVL All construction joints to be treated by proper cleaning of joint, cutting it vertical, removal of all loose material and application of bonding agent as per manufacturers specification and detail given below.(provision of construction joint shall be as per the approval of Project Manager). If joint is more than 12 hours and up to 14 days old, polymer based bonding agent to be applied, as per instructions by supplier. If joint is more than 15 days old, Epoxy based bonding agent to be applied, as per instructions by supplier. (Only RMC shall be provided by the Client, subject to reconciliation. Concrete pump and related pipe lines is in contractor scope) Plinth to Ground Floor Roof ( Normal Concrete ) and 1st Floor Lvl to Roof & Above Roof (Self Compacting concrete ) | Cum. | 319 | 1250 | Approved
Primarc Aahana | CLUB | Civil | Sub & Super Structure Work | WO/AAH/AAH07/1 | Creation Engineering Co | SCAFFOLDING WORK BEYOND 4.5 Mtr. Height | Providing, erecting, and fixing in position staging using MS props with required bracing to facilitate shuttering above normal floor height, including double and triple height staging, complete in all respects.The scope also includes dismantling and removing the aforesaid staging assembly after the specified period from the date of casting of concrete, as directed by the Engineer-in-Charge, at all heights, depths, and leads. Note: Measurement shall be considered only for heights above 4.5 m from floor level. CONTRACTOR HAS TO SUBMIT THE ENTIRE SCHEME OF SUCH STAGGING AND GET IT APPROVED FROM CLIENT BEFORE STARTING ERECTION AT SITE | Cum. | 350 | 350 | Approved
Primarc Aahana | CLUB | Civil | Sub & Super Structure Work | WO/AAH/AAH07/1 | Creation Engineering Co | Reinforcement Steel Work Above Plinth Level | Reinforcement Steel Work Above Plinth Level Providing, unloading, handling, storing, cutting to required length, straightening, bending, hooking, hoisting and placing in position reinforcement steel bars of required diameter and grade at all levels and heights above plinth level, as per approved drawings and Bar Bending Schedule (BBS). The work includes binding reinforcement in position using approved 18 gauge annealed binding wire, providing cover blocks, chairs, spacers, and tying at intersections, including welding wherever required as per drawings and specifications, complete in all respects to form reinforcement cage ready for concreting. The scope includes all lifting, shifting, hoisting and placing at all heights, depths and leads, including all incidental works required for proper execution as per structural drawings and Engineer-in-Charge instructions. No separate payment shall be made for strengthening of bars, rolling, merging, laps (within approved limits), chairs, spacers, or any incidental works required to complete the reinforcement as per drawings. Material Supply: Reinforcement steel shall be supplied by the Client, subject to reconciliation of theoretical and actual consumption. Measurement: Shall be as per approved Bar Bending Schedule (BBS) and recorded quantities. Location: Above Plinth Level (including all lifting and shifting operations). | MT | 50 | 13000 | Approved
Primarc Aahana | CLUB | Civil | Sub & Super Structure Work | WO/AAH/AAH07/1 | Creation Engineering Co | 200/250TH AAC BLOCK WORK (Above Plinth level ) : | Providing and constructing 200/250 mm thick AAC block (Make Ultratech/Equivalent) masonry above plinth level with autoclaved aerated concrete (AAC) blocks of size 600 mm × 200 mm × 200/250 mm, manufactured from fly ash, lime and cement, conforming to IS: 2185 (Part-3), Grade-I quality having minimum compressive strength of 3–4 N/mm², dry density 550–650 kg/m³ and thermal conductivity not exceeding 0.24 W/m.K, laid with approved thin bed jointing mortar/chemical adhesive (Ultratech/UAL Kon-Crete/Magicrete/JK/Siporex or equivalent approved make) as per manufacturer’s specifications and IS: 6041, complete in all respects. The work shall include surface preparation, proper alignment, leveling, plumbing, V-groove jointing on both faces, required reinforcement/mesh at RCC junctions, provision for openings/chases/services, scaffolding, staging, curing, all leads and lifts, handling, wastage, cleaning of debris and complete execution in walls, pillars, stubs, supports, shafts, ducts, drains and all locations as per drawings, specifications and direction of the Engineer-in-Charge. AAC blocks shall be cut only using approved mechanical cutters/hand saws and use of damaged blocks or chisel cutting shall not be permitted. Contractor shall coordinate with AAC block manufacturer for worker training and proper installation methodology | Cum. | 100 | 7100 | Approved
Primarc Aahana | CLUB | Civil | Sub & Super Structure Work | WO/AAH/AAH07/1 | Creation Engineering Co | Providing and constructing 100/125 mm thick AAC block | Providing and constructing 100/125 mm thick AAC block masonry above plinth level with autoclaved aerated concrete (AAC) blocks of size 600 mm × 200/250 mm × 100/125 mm conforming to IS: 2185 (Part-3), manufactured from fly ash, lime and cement, Grade-I quality having minimum compressive strength of 3–4 N/mm², dry density 550–650 kg/m³ and thermal conductivity not exceeding 0.24 W/m.K, laid with approved thin bed jointing mortar/chemical adhesive (Ultratech/UAL Kon-Crete/Magicrete/JK/Siporex or equivalent approved make) as per manufacturer’s specifications and IS: 6041, complete in all respects. The work shall include surface preparation, proper alignment, leveling, plumbing, V-groove jointing on both faces, required mesh reinforcement at RCC junctions, provision for openings/chases/services, cutting by approved AAC cutting tools only, scaffolding, staging, curing, all leads and lifts, handling, wastage, debris cleaning and complete execution in walls, partitions, stubs, shafts, drains and all locations as per drawings, specifications and direction of the Engineer-in-Charge. AAC blocks shall be cut only using approved mechanical cutters/hand saws and use of damaged blocks or chisel cutting shall not be permitted. Contractor shall coordinate with AAC block manufacturer for worker training and proper installation methodology. | Sq.Mtr. | 195 | 1200 | Approved
Primarc Aahana | CLUB | Civil | Sub & Super Structure Work | WO/AAH/AAH07/1 | Creation Engineering Co | 200/250TH BRICK WORK WITH FLYASH BRICKS - | 200/250 mm Thick Brick Work with Fly Ash Bricks (Above Plinth Level): Providing and constructing 190/200/230/250 mm thick brick masonry above plinth level in cement mortar (1:6) using fly ash bricks of Class Designation 10 conforming to IS: 12894, of required sizes as per manufacturer’s specifications, complete in all respects. The work shall include proper alignment, leveling, plumbing, V-groove jointing on both faces, necessary curing, scaffolding, staging, all leads and lifts, handling, wastage, cleaning of accumulated debris and complete execution in walls, pillars, stubs, supports, drains and all other locations as per drawings, relevant IS codes, specifications and direction of the Project Manager. The rate shall include labour, tools and tackles and all incidental works required for proper completion of masonry work. Cement shall be supplied by the Client free of cost and shall be subject to reconciliation. | Cum. | 0 | 8750 | Approved
Primarc Aahana | CLUB | Civil | Sub & Super Structure Work | WO/AAH/AAH07/1 | Creation Engineering Co | 90/100/125TH BRICK WORK WITH FLYASH | 90/100/125TH BRICK WORK WITH FLYASH BRICKS (Above Plinth level) : All charges for constructing 90/100/125mm thk. Brick masonry in cm 1:4 at all levels with flyash bricks of class designation 10, conforming to is: 12894, required sizes as per manufacturer's guidance complete in all respect and for all levels including v- groove jointing on both faces, providing & fixing of hb net at every 3rd layer, as per drawing and as specified in relevant is codes, necessary curing, scaffolding, staging, all leads and lifts from any point to any point inside the site in all structures such as walls / pillars / stub / supports / drains etc including cleaning of accumulated debris as per drawing and specifications and as directed by the project manager. (cement will be supplied by client on reconciliation basis) (above plinth level) | Sq.Mtr. | 0 | 1450 | Approved
Primarc Aahana | CLUB | Civil | Sub & Super Structure Work | WO/AAH/AAH07/1 | Creation Engineering Co | INTERNAL PLASTER : | INTERNAL PLASTER : internal wall plaster all charges for providing & applying internal plaster using cm (1:6) of average 12mm thick to all internal wall surfaces with cement and sand mortar including necessary scaffolding, rounding off or chamfering corners putting wire / fibre mesh 6 to 8 inches wide at every flush joint of brickwork and concrete as directed and raking out joints & roughening of concrete surface( including chipping and cutting of bulged concrete if any), including throating, nosing , curing, chipping of excess mortar from floor, cleaning of debris etc. complete as per the drawings and specifications / as directed by the EIC and mending the junction of skirting good after the skirting is fixed or finished by the flooring contractor. above plinth level | Sq.Mtr. | 1000 | 310 | Approved
Primarc Aahana | CLUB | Civil | Sub & Super Structure Work | WO/AAH/AAH07/1 | Creation Engineering Co | 6 mm Plaster | Labour charges for providing and applying 6 mm thick ceiling plaster in cement sand mortar (1:6) on RCC/concrete surfaces at any floor and level, including surface preparation such as hacking/roughening and cleaning of surface free from dust, oil and laitance, application of cement slurry/bonding coat if required, rounding off/chamfering of edges, maintaining uniform thickness, true level and smooth finish suitable for painting, curing, scaffolding, staging, all leads and lifts, handling and complete execution as per drawings, specifications and direction of the Engineer-in-Charge. ( Cement shall be supplied by the Client free of cost and shall be subject to reconciliation | Sq.Mtr. | 410 | 310 | Approved
Primarc Aahana | CLUB | Civil | Sub & Super Structure Work | WO/AAH/AAH07/1 | Creation Engineering Co | EXTERNAL PLASTER : | EXTERNAL PLASTER : All charges for 20 mm thick (avg. Thickness) cement-sand plaster to external surfaces of masonry and concrete surface in two coats, underlayer 12 mm thick cement-sand mortar 1:6 (1 cement : 6 coarse sand) and top layer 8 mm thick cement-sand plaster 1:4 (1 cement: 4 coarse sand) with smooth levelled surface, including making of 20x10mm drip courses at soffit areas, necessary grooves as per architectural elevation at all levels & lift complete. External plastering shall include roughening of the concrete surface, raking of joints wherever required, rounding off or chamfering corners, throating, nosing wherever necessary, applying approved bonding agent (of sika / pidilite / fosroc) mixed as per mixing proportion mentioned in product data sheet per bag of cement for both layers, applying shrinkage proof material like reliance polymer or equivalent for top layer of plaster at all levels, curing in all respect. The rate is included of scaffolding, staging etc complete. External plaster at all level | Sq.Mtr. | 773 | 475 | Approved
Primarc Aahana | CLUB | Civil | Sub & Super Structure Work | WO/AAH/AAH07/1 | Creation Engineering Co | V' GROOVE IN PLASTER : | All charges for forming V-groove lines in plaster surface of size above 12 mm wide and 10 mm deep at any floor and level, including marking, cutting, finishing, making true alignment as per drawings, scaffolding, tools and tackles, all leads and lifts, and complete execution as per specification and direction of the Engineer-in-Charge. | RMT | 0 | 150 | Approved
Primarc Aahana | CLUB | Civil | Sub & Super Structure Work | WO/AAH/AAH07/1 | Creation Engineering Co | FIXING OF WOODEN DOOR FRAME : | Fixing of Wooden Door Frame: All charges for fixing of wooden door frames of any size and dimension, comprising seasoned and sawn timber set with 2 or more vertical members and 1 horizontal member as per drawings, including positioning, alignment, leveling and fixing with 6 nos. approved mechanical anchor fasteners (Fischer/Würth) and/or MS holdfasts or combination of both as per site requirement and drawings, including necessary tools, tackles, drilling, scaffolding, all leads and lifts and complete execution as per direction of the Engineer-in-Charge. Door frames shall be supplied by the Client free of cost and shall be subject to reconciliation. | Nos. | 15 | 800 | Approved
Primarc Aahana | CLUB | Civil | Sub & Super Structure Work | WO/AAH/AAH07/1 | Creation Engineering Co | STRUCTURAL STEEL | All charges for providing & doing miscellaneous structural works, including supplying, preparation of fabrication drawings based on Consultants drawings, obtaining approval, fabrication, erections as per IS 800 etc complete for miscellaneous structural steel stairs, ladders, platforms, monorails, gratings, chequered plates, hand rails etc. coming up to Plinth level including surface preparation, cleaning, welding and applying one coat of zinc chromate primer to the entire satisfaction of EIC/Owner. | MT | 0 | 114000 | Approved
Primarc Aahana | CLUB | Civil | Sub & Super Structure Work | WO/AAH/AAH07/1 | Creation Engineering Co | Dismantling Works | Dismantling of brick masonry, plain cement concrete (PCC) and reinforced cement concrete (RCC) at all levels by manual and/or mechanical means using necessary tools, tackles and equipment, including cutting of reinforcement wherever required, safety precautions, scaffolding, water and power charges, labour and complete execution as per drawings, specifications and direction of the Engineer-in-Charge. The work includes careful dismantling, segregation of serviceable and unserviceable materials, stacking of serviceable materials within site premises at locations as directed, and disposal of unserviceable materials/debris outside or within site premises up to specified lead, including loading, unloading, transportation, and site cleaning complete in all respects. The work shall be carried out below plinth level and above plinth level at all heights and depths as required at site. |  | 0 | 0 | Approved
Primarc Aahana | CLUB | Civil | Sub & Super Structure Work | WO/AAH/AAH07/1 | Creation Engineering Co | Band and Post for Block Work : | Band and Post for Block Work : Providing & fixing of RCC band, post of any sizes for Brick work by AAC block or any at any level as per drawing and direction of Engineer-in-Charge (Only cement & reinforcement shall be provided by client, but subject to reconciliation) |  | 0 | 0 | Approved
Primarc Aahana | CLUB | Civil | Sub & Super Structure Work | WO/AAH/AAH07/1 | Creation Engineering Co | Lock Fix chemical | Charges for supply and fixing of 10 mm Lock Fix chemical anchoring system in RCC band/post wall for fixing bends/returns of AAC block masonry, including drilling of holes of required diameter and depth, cleaning of holes, injection of approved chemical adhesive, fixing of 10 mm threaded rod/rebar, curing and setting time, and all labour, materials, machinery, tools and tackles complete at all heights and locations. The work shall include all leads and lifts and shall be executed as per approved drawings, manufacturer’s specifications and direction of the Engineer-in-Charge. | Nos. | 170 | 60 | Approved
Primarc Aahana | CLUB | Civil | Sub & Super Structure Work | WO/AAH/AAH07/1 | Creation Engineering Co | RCC - Site Mix Concrete of M25- | RCC - Site Mix Concrete of M25- Charges for providing & laying of R.C.C (1:1:2) M25 by site mix concrete 25 mm and down sized , screened and washed well graded stone chips excluding shuttering, consolidation complete in all respect as per drawing, specification and direction of EIC. (Cement would be supplied by the client, but subjected to reconciliation.) | Cum. | 0 | 7700 | Approved
Primarc Aahana | CLUB | Civil | Sub & Super Structure Work | WO/AAH/AAH07/1 | Creation Engineering Co | Making pockets | Making pockets and opening less than 0.5 sqm in area including fixing in position and removal of forms. Necessary rendering of concfrete surface as per drawing, specification & direction of project Manager | Nos | 50 | 700 | Approved
Primarc Aahana | CLUB | Civil | Sub & Super Structure Work | WO/AAH/AAH07/1 | Creation Engineering Co | Core Cutting Work From 1st to Roof : | Core Cutting Work From 1st to Roof : All charges for Core Cutting in slabs / beams / retaining walls and any other R.C.C members to any dia & depth by using 'HILTI/FISHER OR EQUIVALENT AS PER APPROVAL' make diamond drilling machine with tolerance for any type of inserts, anchor fasteners etc. Rate shall include for sealing the gaps between RCC surface and inserts with fire retardent grouting material as per manufactures specification, including preparation of surface, cutting of reinforcement, cleaning the surface, staging, scaffolding with necessary tools and equipments water and power, removal of debris from the site etc. complete as directed by EIC at all levels. |  | 0 | 0 | Approved
Primarc Aahana | CLUB | Civil | Sub & Super Structure Work | WO/AAH/AAH07/1 | Creation Engineering Co | Supply and application of approved PU foam | Supply and application of approved PU foam |  | 0 | 0 | Approved
Primarc Aahana | CLUB | Civil | Sub & Super Structure Work | WO/AAH/AAH07/1 | Creation Engineering Co | Depth of Excavation up to 1.50m | Depth of Excavation up to 1.50m | Cum. | 315 | 230 | Approved
Primarc Aahana | CLUB | Civil | Sub & Super Structure Work | WO/AAH/AAH07/1 | Creation Engineering Co | Depth of Excavation beyond 1.50m but up to 3.00m | Depth of Excavation beyond 1.50m but up to 3.00m | Cum. | 90 | 265 | Approved
Primarc Aahana | CLUB | Civil | Sub & Super Structure Work | WO/AAH/AAH07/1 | Creation Engineering Co | Depth of Excavation beyond 3.0 m -4.5 Mtr | Depth of Excavation beyond 3.0 m -4.5 Mtr | Cum. | 0 | 350 | Approved
Primarc Aahana | CLUB | Civil | Sub & Super Structure Work | WO/AAH/AAH07/1 | Creation Engineering Co | Depth of Excavation beyond 4.5 Mtr -6.0 Mtr | Depth of Excavation beyond 4.5 Mtr -6.0 Mtr | Cum. | 0 | 500 | Approved
Primarc Aahana | CLUB | Civil | Sub & Super Structure Work | WO/AAH/AAH07/1 | Creation Engineering Co | Pile | Pile Head Protection: Providing and carrying out pile head encapsulation treatment around pile head and top of the same from cut-off level including profiling with concrete, providing and fixing leak-proof steel shuttering of thickness as per drawing, including all labour, materials, T&P, erection, alignment, supports, placing, compacting, finishing, dismantling of shuttering and curing of concrete for the required period to achieve specified strength complete as per drawings, specifications and direction of Engineer-in-(Charge. Only RMC shall be supplied by Client. In case concreting is carried out by SMC, the concrete quantity shall be paid separately under relevant SMC item. ) | Nos. | 38 | 600 | Approved
Primarc Aahana | CLUB | Civil | Sub & Super Structure Work | WO/AAH/AAH07/1 | Creation Engineering Co | M 30 | Concrete M25/M-30 SMC:- RCC M25/M30 SMC: All charges for providing and laying M25/M30 Grade of reinforced cement concrete-by SMC till plinth level excluding shuttering and reinforcement, including concrete pump, vibrator with complete design of concrete mix as per IS code and relevant special publication , submission of job mix formula after preliminary mix design and testing of concrete cubes as per direction of Engineer-in-Charge. (Cement will be supplied by us, but subjected to reconciliation.) SIKA Latex admixture shall be supplied free of cost by Client subject to reconciliation.The item also includes curing of concrete by approved methods for the specified period to achieve required strength as per IS 456 complete in all respects. | Cum. | 1 | 7600 | Approved
Primarc Aahana | CLUB | Civil | Sub & Super Structure Work | WO/AAH/AAH07/1 | Creation Engineering Co | Earth | Filling with excavated earth available at site (upto plinth level) | Cum. | 200 | 210 | Approved
Primarc Aahana | CLUB | Civil | Sub & Super Structure Work | WO/AAH/AAH07/1 | Creation Engineering Co | Yellow Sand | Providing & Filing with well graded sand below foundation | Cum. | 95 | 2200 | Approved
Primarc Aahana | CLUB | Civil | Sub & Super Structure Work | WO/AAH/AAH07/1 | Creation Engineering Co | PCC | Any grade of PCC (Only RMC shall be provided by the Client, subject to reconciliation. Concrete pump and related pipe lines is in contractor scope) | Cum. | 40 | 1300 | Approved
Primarc Aahana | CLUB | Civil | Sub & Super Structure Work | WO/AAH/AAH07/1 | Creation Engineering Co | PCC | P.C.C.-1:3:6 / 1:4:8 WITH 20 MM DN. STONE CHIPS SMC (Cement Will be Supplied By Client Subject to Reconciliation ) | Cum. | 0 | 7750 | Approved
Primarc Aahana | CLUB | Civil | Sub & Super Structure Work | WO/AAH/AAH07/1 | Creation Engineering Co | 8mm dia. rebar | 10mm dia. rebar | Nos | 0 | 125 | Approved
Primarc Aahana | CLUB | Civil | Sub & Super Structure Work | WO/AAH/AAH07/1 | Creation Engineering Co | 10mm dia. rebar | 10mm dia. rebar | Nos | 0 | 175 | Approved
Primarc Aahana | CLUB | Civil | Sub & Super Structure Work | WO/AAH/AAH07/1 | Creation Engineering Co | 12mm dia. rebar | 12mm dia. rebar | Nos. | 0 | 265 | Approved
Primarc Aahana | CLUB | Civil | Sub & Super Structure Work | WO/AAH/AAH07/1 | Creation Engineering Co | 16mm dia. rebar | 16mm dia. rebar | Nos | 0 | 350 | Approved
Primarc Aahana | CLUB | Civil | Sub & Super Structure Work | WO/AAH/AAH07/1 | Creation Engineering Co | 18mm dia. rebar | 18mm dia. rebar | Nos | 0 | 425 | Approved
Primarc Aahana | CLUB | Civil | Sub & Super Structure Work | WO/AAH/AAH07/1 | Creation Engineering Co | 20mm dia. rebar | 20mm dia. rebar | Nos | 0 | 475 | Approved
Primarc Aahana | CLUB | Civil | Sub & Super Structure Work | WO/AAH/AAH07/1 | Creation Engineering Co | 25mm dia. rebar | 25mm dia. rebar | Nos | 0 | 575 | Approved
Primarc Aahana | CLUB | Civil | Sub & Super Structure Work | WO/AAH/AAH07/1 | Creation Engineering Co | 28mm dia. rebar | 28mm dia. rebar | Nos | 0 | 650 | Approved
Primarc Aahana | CLUB | Civil | Sub & Super Structure Work | WO/AAH/AAH07/1 | Creation Engineering Co | 32mm dia. rebar | 32mm dia. rebar | Nos | 0 | 900 | Approved
Primarc Aahana | CLUB | Civil | Sub & Super Structure Work | WO/AAH/AAH07/1 | Creation Engineering Co | Dismantling of R.C.C | Dismantling of R.C.C | Cum. | 10 | 6000 | Approved
Primarc Aahana | CLUB | Civil | Sub & Super Structure Work | WO/AAH/AAH07/1 | Creation Engineering Co | Dismantling of P.C.C | Dismantling of P.C.C | Cum. | 10 | 4500 | Approved
Primarc Aahana | CLUB | Civil | Sub & Super Structure Work | WO/AAH/AAH07/1 | Creation Engineering Co | Dismantling of Brick Work | Dismantling of Brick Work | Cum. | 10 | 2500 | Approved
Primarc Aahana | CLUB | Civil | Sub & Super Structure Work | WO/AAH/AAH07/1 | Creation Engineering Co | RCC | Reinforced cement Concrete- All charges for Providing, mixing and laying in position Cement Concrete of appropriate grade to all type of R .C.C. band, post, Lintel work with 20 mm down graded machine crushed stone aggregates and coarse sand of approved grade including mixing admixture of any kind with concrete wherever specified for all types of R .C.C. work at any level. (Cement will be supplied by Client but subjected to reconciliation) GRADE - M25 (SMC) | Cum. | 10 | 7600 | Approved
Primarc Aahana | CLUB | Civil | Sub & Super Structure Work | WO/AAH/AAH07/1 | Creation Engineering Co | Shuttering | Ply Shuttering- All charges for providing, fabricating, erecting and fixing in position plained timber, plywood centering and shuttering true to line and level, including steel propping, staging, shuttering removal, applying shuttering oil, including required bracing, chamfering corners (of exposed edges) of Band, Lintel & Post etc. complete as per drawing at any level and direction of Engineer-in-Charge. Rate shall also include removal and dismantling the aforesaid assembly after specified period complete and removal from building floor on completion of work. | Sq.Mtr. | 76 | 610 | Approved
Primarc Aahana | CLUB | Civil | Sub & Super Structure Work | WO/AAH/AAH07/1 | Creation Engineering Co | Reinforcement | Reinforcement- Gr floor roof/1st floor level to Roof : All charges for fixing steel reinforcement (Tor Steel as per IS-1786, Fe 500) for band post lintel RCC work including transporting, decoiling, straightening, removing loose rust, cutting, bending and placing for all profile and for all lead & lift upto required level and binding with 18 gauge annealed wire as per drawing and direction of Engineer-in-Charge. (Only Reinforcement would be supplied by the client free of cost, but subjected to reconciliation) | MT | 1 | 13500 | Approved
Primarc Aahana | CLUB | Civil | Sub & Super Structure Work | WO/AAH/AAH07/1 | Creation Engineering Co | 75mm dia pipe | 75mm dia pipe | Nos | 0 | 1000 | Approved
Primarc Aahana | CLUB | Civil | Sub & Super Structure Work | WO/AAH/AAH07/1 | Creation Engineering Co | 110 mm dia pipe | 110 mm dia pipe | Nos | 0 | 1200 | Approved
Primarc Aahana | CLUB | Civil | Sub & Super Structure Work | WO/AAH/AAH07/1 | Creation Engineering Co | 160 mm dia pipe | 160 mm dia pipe | Nos | 0 | 1400 | Approved
Primarc Aahana | CLUB | Civil | Sub & Super Structure Work | WO/AAH/AAH07/1 | Creation Engineering Co | 250 mm dia pipe | 250 mm dia pipe | Nos. | 0 | 2000 | Approved
Primarc Aahana | CLUB | Civil | Sub & Super Structure Work | WO/AAH/AAH07/1 | Creation Engineering Co | 200/250 | Supply and application of approved PU foam (ABRO or equivalent) in 200/250 mm thick AAC block masonry at beam–wall junctions and other gaps at all levels, including cleaning of joints, filling of voids (10–12 mm thick), trimming of excess foam if required, and complete sealing work to ensure proper bonding and gap closure as per drawings and direction of the Engineer-in-Charge. Location -1st To Roof | RMT | 0 | 140 | Approved
Primarc Aahana | CLUB | Civil | Sub & Super Structure Work | WO/AAH/AAH07/1 | Creation Engineering Co | 100/125mm | Supply and application of approved PU foam (ABRO or equivalent) in 100/125mm thick AAC block masonry at beam–wall junctions and other gaps at all levels, including cleaning of joints, filling of voids (10–12 mm thick), trimming of excess foam if required, and complete sealing work to ensure proper bonding and gap closure as per drawings and direction of the Engineer-in-Charge. Location -1st To Roof | RMT | 0 | 70 | Approved
The Ramdulari | BLOCK | Plumbing/Sanitory | External Plumbing | WO/RP/RP02/63 | Bdcon Engineers Pvt. Ltd. | 50 NB (Borewell) | 50 NB (Borewell) | RMT | 30 | 648 | Approved
The Ramdulari | BLOCK | Plumbing/Sanitory | External Plumbing | WO/RP/RP02/63 | Bdcon Engineers Pvt. Ltd. | 50mm dia CI Butterfly Valve | 50mm dia CI Butterfly Valve Installation at Site (Borewell Chamber) | Nos | 1 | 3336 | Approved
The Ramdulari | BLOCK | Plumbing/Sanitory | External Plumbing | WO/RP/RP02/63 | Bdcon Engineers Pvt. Ltd. | Supply & fixing , jointing, testing and commissioning fixing heavy approved make Non Return Valves - Water Type Check Valve Installed at Site | Supply & fixing , jointing, testing and commissioning fixing heavy approved make Non Return Valves - Water Type Check Valve Installed at Site |  | 0 | 0 | Approved
The Ramdulari | BLOCK | Plumbing/Sanitory | External Plumbing | WO/RP/RP02/63 | Bdcon Engineers Pvt. Ltd. | 50mm Dia (Borewell Chamber) | 50mm Dia (Borewell Chamber) | Nos | 1 | 5148 | Approved
The Ramdulari | BLOCK | Plumbing/Sanitory | External Plumbing | WO/RP/RP02/63 | Bdcon Engineers Pvt. Ltd. | Fixing ,jointing, testing and commissioning fixing heavy approved make Water Meter of the following diameters (20 Kg/cm2) | Fixing ,jointing, testing and commissioning fixing heavy approved make Water Meter of the following diameters (20 Kg/cm2) Water Meter will be supplied by the Client. Flange, fittings provided by the Contractor. |  | 0 | 0 | Approved
The Ramdulari | BLOCK | Plumbing/Sanitory | External Plumbing | WO/RP/RP02/63 | Bdcon Engineers Pvt. Ltd. | 20mm Dia | 20mm Dia | Nos | 0 | 1125 | Approved
The Ramdulari | BLOCK | Plumbing/Sanitory | External Plumbing | WO/RP/RP02/63 | Bdcon Engineers Pvt. Ltd. | 50mm Dia | 50mm Dia | Nos | 1 | 1375 | Approved
The Ramdulari | BLOCK | Plumbing/Sanitory | External Plumbing | WO/RP/RP02/63 | Bdcon Engineers Pvt. Ltd. | 80mm Dia | 80mm Dia | Nos | 1 | 1625 | Approved
The Ramdulari | BLOCK | Plumbing/Sanitory | External Plumbing | WO/RP/RP02/63 | Bdcon Engineers Pvt. Ltd. | (160mm O.D. Silencio Pipe) Invert Lvl Less than 700mm | (160mm O.D. Silencio Pipe) Invert Lvl Less than 700mm | RMT | 6 | 2150 | Approved
The Ramdulari | BLOCK | Plumbing/Sanitory | External Plumbing | WO/RP/RP02/63 | Bdcon Engineers Pvt. Ltd. | (200mm O.D. Silencio Pipe) Invert Lvl Less than 700mm | (200mm O.D. Silencio Pipe) Invert Lvl Less than 700mm | RMT | 5 | 2371 | Approved
The Ramdulari | BLOCK | Plumbing/Sanitory | External Plumbing | WO/RP/RP02/63 | Bdcon Engineers Pvt. Ltd. | (75mm O.D. Silencio Pipe) Invert Lvl Less than 700mm | (75mm O.D. Silencio Pipe) Invert Lvl Less than 700mm | RMT | 60 | 1060 | Approved
The Ramdulari | BLOCK | Plumbing/Sanitory | External Plumbing | WO/RP/RP02/63 | Bdcon Engineers Pvt. Ltd. | Charges for Construction of Water Tight Brick Masonry | Charges for Construction of water tight brick masonry in Catch Pit / Storm Water Pit as per drawing of following sizes using designated brickwork (Red Brick) 250mm in cement sand mortar (1:4), over a bed of Single Layer BFS followed by 125 mm thk. PCC (1:3:6), 15 mm thick inside plastering work with cement plaster (1:4) finished with a floating coat of neat cement, outside making jointing & external pointing and making channel and benching in cement concrete (1:2:4), RCC (1:1.5:3) 150 mm thick top slab with 10 mm dia reinforcement at 150mm c/c in double layer to hold the FRP cover, fixing FRP rectangular type manhole cover, fixing of rung ladder, testing all complete as per specifications and approved drawings. Rates shall include the cost of excavation in all sorts of soil, compacting the base, disposing of surplus earth within the site premises (lead up to 0.5 km), backfilling work after completion of job, all complete. The rate is inclusive of bailing out of water during excavation and shoring work, if required to prevent collapsing of soil. Work to be done as per drawing and direction of EIC. (Only cement, Reinforcement Steel (From Scrap) would be supplied by the Client but subjected to reconciliation). (Cover Supply by and fixing by the contractor) |  | 0 | 0 | Approved
The Ramdulari | BLOCK | Plumbing/Sanitory | External Plumbing | WO/RP/RP02/63 | Bdcon Engineers Pvt. Ltd. | (600x900xUpto 1 Mtr.) - Valve Chamber | (600x900xUpto 1 Mtr.) - Valve Chamber | Nos | 2 | 25000 | Approved
The Ramdulari | BLOCK | Plumbing/Sanitory | External Plumbing | WO/RP/RP02/63 | Bdcon Engineers Pvt. Ltd. | (600x600xUpto 1 Mtr.) - Valve Chamber | (600x600xUpto 1 Mtr.) - Valve Chamber | Nos | 1 | 22000 | Approved
The Ramdulari | BLOCK | Plumbing/Sanitory | External Plumbing | WO/RP/RP02/63 | Bdcon Engineers Pvt. Ltd. | (900x500xUpto 1 Mtr.) - Valve Chamber | (900x500xUpto 1 Mtr.) - Valve Chamber | Nos | 1 | 23500 | Approved
The Ramdulari | BLOCK | Plumbing/Sanitory | External Plumbing | WO/RP/RP02/63 | Bdcon Engineers Pvt. Ltd. | Charges for Construction of water tight brick masonry | Charges for Construction of water tight brick masonry in Catch Pit as per drawing of following sizes using designated brickwork(Red Brick) 250mm in cement sand mortar (1:4), over a bed of Single Layer BFS followed by 125 mm thk. PCC (1:3:6), 15 mm thick inside plastering work with cement plaster (1:4) finished with a floating coat of neat cement, outside making jointing & external pointing and making channel and benching in cement concrete (1:2:4),FRP grating Fixing (450x450mm grating supply and Fixed By Bdcon ). )Work to be done as per drawing and direction of EIC. (Only cement will be supplied by the Client but subjected to reconciliation,) |  | 0 | 0 | Approved
The Ramdulari | BLOCK | Plumbing/Sanitory | External Plumbing | WO/RP/RP02/63 | Bdcon Engineers Pvt. Ltd. | (450x450x500mm) - Catch Pit at Roof | (450x450x500mm) - Catch Pit at Roof | Nos | 1 | 10520 | Approved
The Ramdulari | BLOCK | Plumbing/Sanitory | External Plumbing | WO/RP/RP02/63 | Bdcon Engineers Pvt. Ltd. | Charges for Construction of Water Tight Brick Masonry | Charges for Construction of water tight brick masonry in Catch Pit as per drawing of following sizes using designated brickwork(Red Brick) 250mm in cement sand mortar (1:4), over a bed of Single Layer BFS followed by 125 mm thk. PCC (1:3:6), 15 mm thick inside plastering work with cement plaster (1:4) finished with a floating coat of neat cement, outside making jointing & external pointing and making channel and benching in cement concrete (1:2:4), Work to be done as per drawing and direction of EIC. (Cement & Grating will be supplied by the Employer but subjected to reconciliation) (Grating Fixing Charges Only Applicable, Lifting, loading, unloading & Transportation charges will be, the scope of Vendor) |  | 0 | 0 | Approved
The Ramdulari | BLOCK | Plumbing/Sanitory | External Plumbing | WO/RP/RP02/63 | Bdcon Engineers Pvt. Ltd. | (300x300x600 mm) - Catch Pit at 24th & 25th Floor | (300x300x600 mm) - Catch Pit at 24th & 25th Floor | Nos | 3 | 3600 | Approved
The Ramdulari | BLOCK | Plumbing/Sanitory | External Plumbing | WO/RP/RP02/63 | Bdcon Engineers Pvt. Ltd. | (400x300x600 mm) - Catch Pit at 2nd to 23rd Floor | (400x300x600 mm) - Catch Pit at 2nd to 23rd Floor | Nos | 22 | 4000 | Approved
The Ramdulari | BLOCK | Plumbing/Sanitory | External Plumbing | WO/RP/RP02/63 | Bdcon Engineers Pvt. Ltd. | Charges for Construction of Electrical Pit | Charges for Construction of Electrical Pit as per drawing of following sizes using designated brickwork(Red Brick) 250mm in cement sand mortar (1:4), over a bed of Single Layer BFS followed by 125 mm thk. PCC (1:3:6), 15 mm thick inside plastering work with cement plaster (1:4) finished with a floating coat of neat cement, Rates shall include the cost of excavation in all sorts of soil, compacting the base, disposing of surplus earth within the site premises (lead up to 0.5 km), backfilling work after completion of job, all complete. The rate is inclusive of bailing out of water during excavation and shoring work, if required to prevent collapsing of soil. Work to be done as per drawing and direction of EIC. (Only cement will be supplied by the Employer but subjected to reconciliation) (Note: Top slab & MS Cover Fixed By Client). |  | 0 | 0 | Approved
The Ramdulari | BLOCK | Plumbing/Sanitory | External Plumbing | WO/RP/RP02/63 | Bdcon Engineers Pvt. Ltd. | (1500x600xUpto 1 Mtr.) - DG Basement & CESE to Basement Pit | (1500x600xUpto 1 Mtr.) - DG Basement & CESE to Basement Pit | Nos | 2 | 13000 | Approved
The Ramdulari | BLOCK | Plumbing/Sanitory | External Plumbing | WO/RP/RP02/63 | Bdcon Engineers Pvt. Ltd. | Charges for Construction of Catch Pit | Charges for Construction of Catch Pit as per drawing of following sizes using designated brickwork(Red Brick) 250mm in cement sand mortar (1:4), over a bed of Single Layer BFS followed by 125 mm thk. PCC (1:3:6), 15 mm thick inside plastering work with cement plaster (1:4) finished with a floating coat of neat cement, Rates shall include the cost of excavation in all sorts of soil, compacting the base, disposing of surplus earth within the site premises (lead up to 0.5 km), backfilling work after completion of job, all complete. The rate is inclusive of bailing out of water during excavation and shoring work, if required to prevent collapsing of soil. Work to be done as per drawing and direction of EIC. (Only cement, Reinforcement Steel (From Scrap), would be supplied by the Employer but subjected to reconciliation) (Note : 450x450mm grating supply by Contractor with Fixing). |  | 0 | 0 | Approved
The Ramdulari | BLOCK | Plumbing/Sanitory | External Plumbing | WO/RP/RP02/63 | Bdcon Engineers Pvt. Ltd. | (300x300xUpto 1 Mtr.) - Catch Pit | (300x300xUpto 1 Mtr.) - Catch Pit | Nos | 1 | 9500 | Approved
The Ramdulari | BLOCK | Plumbing/Sanitory | External Plumbing | WO/RP/RP02/63 | Bdcon Engineers Pvt. Ltd. | Labour Charges for Fixing of DI Recess Manhole Cover | Labour Charges for Fixing Of DI Recess Manhole Cover of 600X600 mm dia Size at Rainwater Harvesting Tank, Fire Tank and Domestic Tank with all necessary shuttering ,rod binding and RCC at approved level as directed by EIC. (Materials supply by client) |  | 0 | 0 | Approved
The Ramdulari | BLOCK | Plumbing/Sanitory | External Plumbing | WO/RP/RP02/63 | Bdcon Engineers Pvt. Ltd. | 600x600mm Dia DI Recessed Cover (UGR ar Ground Floor) | 600x600mm Dia DI Recessed Cover (UGR ar Ground Floor) | Nos | 10 | 2000 | Approved
SOUTHWINDS PROJECT LLP (PHASE - III & IV) | BLOCK PHASE - IV | Civil |  | WO/SP34/BP4/5 | M.A Construction | Top projectrion AT ALL LEVELS (M25) | Top projectrion AT ALL LEVELS (M25) All charges for Placing, laying and compacting the RCC-SMC of M25 grade in position at all levels, depths and in all required shapes/profiles/inclinations as per specification/I.S. codes or as directed by the Engineer In Charge. The rate shall also include the Non Destructive Test ( If Required ), the cost of necessary labour, plant and machineries, cover block in PVC / cement mortar 1:1, curing pipes / hessian cloth, required water and necessary piping, tools and tackles, making the surface good LINTEL BAND POST AT ALL LEVELS (M20) All charges for Placing, laying and compacting the RCC-SMC of M20 grade in position at all levels, depths and in all required shapes/profiles/inclinations as per specification/I.S. codes or as directed by the Engineer In Charge. The rate shall also include the Non Destructive Test ( If Required ), the cost of necessary labour, plant and machineries, cover block in PVC / cement mortar 1:1, curing pipes / hessian cloth, required water and necessary piping, tools and tackles, making the surface good to receive the finishes, dewatering and keeping the area dry to receive the concrete, making and placing concrete cover blocks of same grade/ PVC Cover blocks, making provision of stand-by vibrators and needles, buttering with cement slurry, removing laitance from surface, providing the construction joints, openings, protecting the newly placed concrete from rain / heat with PVC sheets, marking the date of concreting, collecting concrete samples in cube moulds making necessary arrangements for curing and ponding, clearing the area of debris etc. complete as directed and to the satisfaction by the Engineer In Charge. (Shuttering and reinforcement work will be measured and paid separately). |  | 0 | 0 | Approved
Primarc Aadvika | PRE-CONSTRUCTION PHASE | Site Office |  | WO/HW1/PHW1/42 | MATUR ENTERPRISE | 250mm Thk. Brick Work | Charges for erecting 250 mm thick brick work with 1st class Conventional bricks for walls of specified thickness in sand cement mortar (6 :1) including the cost of all material, labour, tools, tackles, scaffolding, curing etc. complete as per direction of Engineer-in-Charge and technical specification (Cement & Brick will be supplied by client, but subjected to reconciliation). Location - Pizzometer pit, Ramp side brick work, Tree barricading | Cum. | 2.7 | 2800 | Approved
Primarc Aadvika | PRE-CONSTRUCTION PHASE | Site Office |  | WO/HW1/PHW1/42 | MATUR ENTERPRISE | 125mm Thick Brick Work | Providing and erecting 125mm thick brick work with 1st class bricks for walls of specified thickness in cement sand mortar (1:4) including the cost of all material, as per drawing and as specified in relevant is codes, necessary curing, scaffolding, staging, all leads and lifts from any point to any point inside the site including cleaning of accumulated debris as per drawing and specifications and as directed by the project manager. (Cement & Brick will be supplied by client, but subjected to reconciliation). Location - Tree barricading | Sq.Mtr. | 8 | 580 | Approved
Primarc Aadvika | COMMON INFRASTRUCTURE | Site Office |  |  |  | Pit Cover Fixing | Charges for for fixing 450 mm diameter PVC pit cover, including fitting, fixing, alignment and all necessary materials, labour, tools, tackles and incidental works, complete as directed by the Engineer-in-Charge. (PVC pit cover will be supplied by client) | Nos |  |  | Approved
SOUTHWINDS PROJECT LLP (PHASE - III & IV) | BLOCK PHASE - IV | Civil |  | WO/SP34/BP4/5 | M.A Construction | Exposed Brick work at MLCP (250mm Thk.) | Exposed Brick work at MLCP (250mm Thk.) | Cum. | 40.236 | 2650 | Approved
Primarc Aadvika | PRE-CONSTRUCTION PHASE | Site Office |  | WO/HW1/PHW1/42 | MATUR ENTERPRISE | Pit Cover Fixing | Charges for for fixing 450 mm diameter PVC pit cover, including fitting, fixing, alignment and all necessary materials, labour, tools, tackles and incidental works, complete as directed by the Engineer-in-Charge. (PVC pit cover will be supplied by client) | Nos | 3 | 525 | Approved
SOUTHWINDS PROJECT LLP (PHASE - III & IV) | BLOCK PHASE - IV | Civil |  | WO/SP34/BP4/5 | M.A Construction | Exposed Brick work at MLCP (125mm Thk.) | Exposed Brick work at MLCP (125mm Thk.) | Sq.Mtr. | 32.538 | 360 | Approved
AARANYA | COMMON INFRASTRUCTURE | Land Development | Pond Development | WO/PKB/PKB2/34 | JAHANGIR ALAM ENTERPRISE | Providing & applying one coat of wood primer & two coat synthetic enamel paint | Providing & applying one coat of wood primer & two coat synthetic enamel paint on bamboo fence surface of approved color & shade by architect/E.I.C including necessary surface preparation, leading, loading, unloading with all material & labour as per drawing & direction of Engineer In Charge. Approved Brand: Asian /ICI/Berger Paint Location :Pond 2 & 3 | Sq.Ft. | 3130 | 12.5 | Approved
SOUTHWINDS PROJECT LLP (PHASE - III & IV) | BLOCK PHASE - IV | Civil |  | WO/SP34/BP4/6 | SHARIQUE ENTERPRISE | Supply of Material ( Like sand, stone chips etc. as per T & C ) for Top Projection REINFORCED CEMENT CONCRETE. ( M25) | Supply of Material ( Like sand, stone chips etc. as per T & C ) for Top Projection REINFORCED CEMENT CONCRETE. ( M25) as per specification, drawing & direction of EIC. |  | 0 | 0 | Approved
SOUTHWINDS PROJECT LLP (PHASE - III & IV) | BLOCK PHASE - IV | Civil |  | WO/SP34/BP4/6 | SHARIQUE ENTERPRISE | Block - 13 | Block - 13 | Cum. | 83.735 | 4800 | Approved
SOUTHWINDS PROJECT LLP (PHASE - III & IV) | BLOCK PHASE - IV | Civil |  | WO/SP34/BP4/6 | SHARIQUE ENTERPRISE | Block - 14 | Block - 14 | Cum. | 177.776 | 4800 | Approved
SOUTHWINDS PROJECT LLP (PHASE - III & IV) | BLOCK PHASE - IV | Civil |  | WO/SP34/BP4/6 | SHARIQUE ENTERPRISE | Block - 15 | Block - 15 | Cum. | 57.982 | 4800 | Approved
SOUTHWINDS PROJECT LLP (PHASE - III & IV) | BLOCK PHASE - IV | Civil |  | WO/SP34/BP4/6 | SHARIQUE ENTERPRISE | Block - 16 | Block - 16 | Cum. | 82.324 | 4800 | Approved
SOUTHWINDS PROJECT LLP (PHASE - III & IV) | BLOCK PHASE - IV | Civil |  | WO/SP34/BP4/6 | SHARIQUE ENTERPRISE | Supply of Material ( Like sand etc. as per T & C ) for 250mm Thk Exposed Brick Work | Supply of Material ( Like sand etc. as per T & C ) for 250mm Thk Exposed Brick Work as per specification, drawing & direction of EIC. | Cum. | 40.236 | 980 | Approved
SOUTHWINDS PROJECT LLP (PHASE - III & IV) | BLOCK PHASE - IV | Civil |  | WO/SP34/BP4/6 | SHARIQUE ENTERPRISE | Supply of Material ( Like sand etc. as per T & C ) for 125mm Thk Exposed Brick Work | Supply of Material ( Like sand etc. as per T & C ) for 125mm Thk Exposed Brick Work as per specification, drawing & direction of EIC. | Sq.Mtr. | 32.538 | 120 | Approved
AARANYA | EXPERIENCE CENTER | Flooring Work |  | WO/PKB/PKX/34 | A.M. Enterprise | V-Groove Making | Labour Charges of V-Groove making of at Wall Tiles for all levels as per drawing and direction of Engineer-In-Charge. Location-Planter Wall | Rft | 30.48 | 14.5 | Approved
AARANYA | EXPERIENCE CENTER | Flooring Work |  | WO/PKB/PKX/34 | A.M. Enterprise | Charges for Fixing of Tiles 100mm width Patti | Charges for fixing of Tiles of 100 mm width patti at Planter wall inside over a bed of 20-30mm thick cement mortar (1:4) in proper line, level & joints filled with white cement slurry pigmented to match the shade of Tiles, including all materials, labours, tools & tackles, all lead, lifts, finishing, cleaning & polising all complete as per drawing, specification and direction of Engineer-in-Charge. (Only Cement & Tiles will be supplied by client). | Rft | 130.94 | 24 | Approved
AARANYA | EXPERIENCE CENTER | Flooring Work |  | WO/PKB/PKX/34 | A.M. Enterprise | V-Groove Making | Labour Charges of V-Groove making of at granite for all levels as per drawing and direction of Engineer-In-Charge.( Location - Ent.Granite Wall) | Rft | 32.15 | 20 | Amended & Approved
AARANYA | EXPERIENCE CENTER | Flooring Work |  | WO/PKB/PKX/34 | A.M. Enterprise | 4mm Groove Making | Labour Charges of Groove Making (4mm) in Floor between granite joints as per drawing and direction of Engineer-in-Charge. | Rft | 33.79 | 6 | Approved
AARANYA | EXPERIENCE CENTER | Flooring Work |  | WO/PKB/PKX/34 | A.M. Enterprise | Fixing of Granite | Labour Charges for fixing of Granite at levels Using Adhesive,joints filled with Grey/White cement slurry pigmented to match including all finishing as per drawing and direction of Engineer-In-Charge. Granite, Cement will be supplied by Client. Location :Ent. Gate Wall Cladding | Sq.Ft. | 238.81 | 60 | Approved
AARANYA | EXPERIENCE CENTER | Flooring Work |  | WO/PKB/PKX/34 | A.M. Enterprise | Fixing of Granite Patti | Labour Charges for fixing of Granite patti at levels Using Adhesive,joints filled with White cement slurry pigmented to match including all finishing as per drawing and direction of Engineer-In-Charge.Granite,Cement will be supplied by Client. Location-Ent.Gate Wall Cladding | Rft | 32.15 | 40 | Approved
AARANYA | EXPERIENCE CENTER | Flooring Work |  | WO/PKB/PKX/34 | A.M. Enterprise | 6mm x 10mm Groove | Making 6mm x 10mm Groove and filled the same with Cementous Polymer grout of approved brand and necessary as per EIC; Location -Pathway | Rft | 2784.4 | 11 | Approved
AARANYA | EXPERIENCE CENTER | Flooring Work |  | WO/PKB/PKX/34 | A.M. Enterprise | Charges for Fixing of Granite Window Sill | Charges for fixing of Granite Window Sill over a bed of 20-30mm thick cement mortar (1:4) in proper line, level & joints filled with white cement slurry pigmented to match the shade of granite, including all materials, labours, tools & tackles, all lead, lifts, finishing, cleaning & polising all complete as per drawing, specification and direction of Engineer-in-Charge. (Only Cement & Granite slab will be supplied by client). | Rft | 139.21 | 40 | Approved
AARANYA | EXPERIENCE CENTER | Flooring Work |  | WO/PKB/PKX/34 | A.M. Enterprise | Providing & Fixing Charges of 600x600mm Vitrified Tiles | Providing & Fixing Charges of 600x600mm Vitrified Tiles (Restile sandy grey - 12mm Thk.) at wall/ DadoFixching With Adhesive in proper line & level & plumb, joints filled with white cement slurry with matched colour pigment after acid washing including all finishing & Cleaning as per drawing amnd direction of Engineer- in- Charge. (Tiles & Cement will be supplied by the Client.) Location : Planter Wall | Sq.Ft. | 664.39 | 32 | Approved
SOUTHWINDS PROJECT LLP (PHASE - III & IV) | HARDSCAPE & LANDSCAPE PHASE - IV | Grill / Steel Work |  | WO/SP34/HL4/12 | PROTECH ENGINEERS | Cricket Pitch Fencing - Rate Increased | Cricket Pitch Fencing - Rate Increased | Kgs | 1809.38 | 116 | Approved
SOUTHWINDS PROJECT LLP (PHASE - III & IV) | HARDSCAPE & LANDSCAPE PHASE - IV | Grill / Steel Work |  | WO/SP34/HL4/12 | PROTECH ENGINEERS | Mini Skating Ring Railing - Rate Increased | Mini Skating Ring Railing - Rate Increased | Kgs | 303.08 | 116 | Approved
Primarc Aadvika | OVERHEAD | EC Compliance |  | WO/HW1/PHW4/28 | NEW L. N. CONSTRUCTION | All Charges for Misc. Civil Work for Infrastructure Development, including Labour, Material, Tools & Tackles. | Miscellaneous Civil Works for Infrastructure Development: Providing all labour, materials, tools & tackles for execution of miscellaneous civil works including plaster removing, brick wall chase cutting, and slab fixing works, complete as per site requirement and instruction of Engineer-in-Charge. | Lump Sum | 1 | 63650 | Approved
Primarc Aadvika | OVERHEAD | EC Compliance |  | WO/HW1/PHW4/28 | NEW L. N. CONSTRUCTION | Transportation & Loading Unloading Charges | Transportation & Loading Unloading Charges | Lump Sum | 1 | 2200 | Approved
Primarc Aahana | COMMON INFRASTRUCTURE | Consultancy Charges |  | WO/AAH/AAH02/14 | ENVIRO SYSTEMS AND EQUIPMENTS | Re-installation of Continuous Ambient Air Quality Monitoring System | Re-installation of Continuous Ambient Air Quality Monitoring System |  | 0 | 0 | Approved
Primarc Aahana | COMMON INFRASTRUCTURE | Consultancy Charges |  | WO/AAH/AAH02/14 | ENVIRO SYSTEMS AND EQUIPMENTS | Continuous Ambient Air Quality Monitoring System | One year Data transmission through cloud server charges of Continuous Ambient Air Quality Monitoring System | Lump Sum | 1 | 25000 | Approved
Primarc Aahana | COMMON INFRASTRUCTURE | Consultancy Charges |  | WO/AAH/AAH02/14 | ENVIRO SYSTEMS AND EQUIPMENTS | Reinstallation of Continuous Ambient Air Quality Monitoring System | Deputed Service Installation Charges for Reinstallation of Continuous Ambient Air Quality Monitoring System | Lump Sum | 1 | 5000 | Approved
BHOPAL - COMMERCIAL | COMMON INFRASTRUCTURE | Consultancy Charges | OTHER CONSLUTANTS | WO/BPC/BPC3/19 | GLEEDS CONSULTING (INDIA) PRIVATE LIMITED | Cost Consultancy Services | Fees for cost consultancy service as per scope mentioned in the order for City Square Project Mall Part |  | 0 | 0 | Approved
BHOPAL - COMMERCIAL | COMMON INFRASTRUCTURE | Consultancy Charges | OTHER CONSLUTANTS | WO/BPC/BPC3/19 | GLEEDS CONSULTING (INDIA) PRIVATE LIMITED | DD Stage | Cost Consultancy Charges at Design & Development (DD) Stage | Lump Sum | 1 | 766022.4 | Approved
BHOPAL - COMMERCIAL | COMMON INFRASTRUCTURE | Consultancy Charges | OTHER CONSLUTANTS | WO/BPC/BPC3/19 | GLEEDS CONSULTING (INDIA) PRIVATE LIMITED | GFC Stage | Cost Consultancy Charges at Good For Construction (GFC) Stage | Lump Sum | 1 | 1103152.05 | Approved
BHOPAL - RESIDENTIAL | COMMON INFRASTRUCTURE | Consultancy Charges | OTHER CONSLUTANTS | WO/BPR/BPR3/14 | GLEEDS CONSULTING (INDIA) PRIVATE LIMITED | Cost Consultancy Services | Fees for cost consultancy service as per scope mentioned in the order for City Square Project Residential Part |  | 0 | 0 | Approved
BHOPAL - RESIDENTIAL | COMMON INFRASTRUCTURE | Consultancy Charges | OTHER CONSLUTANTS | WO/BPR/BPR3/14 | GLEEDS CONSULTING (INDIA) PRIVATE LIMITED | DD Stage | Cost Consultancy Charges at Design & Development (DD) Stage | Lump Sum | 1 | 412473.6 | Approved
BHOPAL - RESIDENTIAL | COMMON INFRASTRUCTURE | Consultancy Charges | OTHER CONSLUTANTS | WO/BPR/BPR3/14 | GLEEDS CONSULTING (INDIA) PRIVATE LIMITED | GFC Stage | Cost Consultancy Charges at Good For Construction (GFC) Stage | Lump Sum | 1 | 594004.95 | Approved
The Ramdulari | PRE-CONSTRUCTION PHASE | Plumbing/Sanitory |  | WO/RP/RP01/59 | MOHINI HIGHTECH MOTOR STORES | Repairing Charges for 5HP Sump Pump | Repairing Charges for 5HP Sump Pump |  | 0 | 0 | Approved
The Ramdulari | PRE-CONSTRUCTION PHASE | Plumbing/Sanitory |  | WO/RP/RP01/59 | MOHINI HIGHTECH MOTOR STORES | Re-Winding motor with Supply of Wire | Re-Winding motor with Supply of Wire | Lump Sum | 1 | 6500 | Approved
The Ramdulari | PRE-CONSTRUCTION PHASE | Plumbing/Sanitory |  | WO/RP/RP01/59 | MOHINI HIGHTECH MOTOR STORES | Upper & Lower Bearing Change | Upper & Lower Bearing Change | Lump Sum | 1 | 1900 | Approved
The Ramdulari | PRE-CONSTRUCTION PHASE | Plumbing/Sanitory |  | WO/RP/RP01/59 | MOHINI HIGHTECH MOTOR STORES | Rotter Oiling and Machining | Rotter Oiling and Machining | Lump Sum | 1 | 1800 | Approved
The Ramdulari | PRE-CONSTRUCTION PHASE | Plumbing/Sanitory |  | WO/RP/RP01/59 | MOHINI HIGHTECH MOTOR STORES | Waterseal Change | Water seal Change | Lump Sum | 1 | 250 | Approved
The Ramdulari | PRE-CONSTRUCTION PHASE | Plumbing/Sanitory |  | WO/RP/RP01/59 | MOHINI HIGHTECH MOTOR STORES | Mechanic seal change | Mechanic seal change | Lump Sum | 1 | 5300 | Approved
The Ramdulari | PRE-CONSTRUCTION PHASE | Plumbing/Sanitory |  | WO/RP/RP01/59 | MOHINI HIGHTECH MOTOR STORES | Transformer Oil (3L) | Transformer Oil (3L) | Lump Sum | 1 | 600 | Approved
The Ramdulari | PRE-CONSTRUCTION PHASE | Plumbing/Sanitory |  | WO/RP/RP01/59 | MOHINI HIGHTECH MOTOR STORES | Upper Lower 'O' Ring Change | Upper Lower 'O' Ring Change | Lump Sum | 1 | 400 | Approved
The Ramdulari | PRE-CONSTRUCTION PHASE | Plumbing/Sanitory |  | WO/RP/RP01/59 | MOHINI HIGHTECH MOTOR STORES | Transport charges (Ups and Down) | Transport charges (Ups and Down) | Lump Sum | 1 | 1600 | Approved
The Soul, Rajarhat | COMMON INFRASTRUCTURE | Sewerage Treatment Plant - Equipment Cost |  | WO/HR01/CIH01/116 | RESONANCE | MS Work for Air Blower Pipe Line Repairing Charges | MS Work for Air Blower Pipe Line Repairing Charges |  | 0 | 0 | Approved
The Soul, Rajarhat | COMMON INFRASTRUCTURE | Sewerage Treatment Plant - Equipment Cost |  | WO/HR01/CIH01/116 | RESONANCE | MS Socket - 80 NB | MS Socket - 80 NB | Nos | 1 | 380 | Approved
The Soul, Rajarhat | COMMON INFRASTRUCTURE | Sewerage Treatment Plant - Equipment Cost |  | WO/HR01/CIH01/116 | RESONANCE | MS Pipe - 80 NB (Med.) | MS Pipe - 80 NB (Med.) | Mtrs. | 5 | 1320 | Approved
The Soul, Rajarhat | COMMON INFRASTRUCTURE | Sewerage Treatment Plant - Equipment Cost |  | WO/HR01/CIH01/116 | RESONANCE | MS Flange - 80 NB - Table E | MS Flange - 80 NB - Table E | Nos | 2 | 220 | Approved
The Soul, Rajarhat | COMMON INFRASTRUCTURE | Sewerage Treatment Plant - Equipment Cost |  | WO/HR01/CIH01/116 | RESONANCE | MS Tee - 80 NB | MS Tee - 80 NB | Nos | 1 | 420 | Approved
The Soul, Rajarhat | COMMON INFRASTRUCTURE | Sewerage Treatment Plant - Equipment Cost |  | WO/HR01/CIH01/116 | RESONANCE | MS Elbow - 3 | MS Elbow - 3 | Nos | 2 | 620 | Approved
The Soul, Rajarhat | COMMON INFRASTRUCTURE | Sewerage Treatment Plant - Equipment Cost |  | WO/HR01/CIH01/116 | RESONANCE | Welding & Fitting Charges of Pipes | Welding & Fitting Charges of Pipes | Lump Sum | 1 | 8000 | Approved
The Soul, Rajarhat | COMMON INFRASTRUCTURE | Sewerage Treatment Plant - Equipment Cost |  | WO/HR01/CIH01/116 | RESONANCE | Nut Bolts & Washer - 1/2"x3" | Nut Bolts & Washer - 1/2"x3" | Lump Sum | 1 | 2500 | Approved
SOUTHWINDS PROJECT LLP (PHASE - III & IV) | HARDSCAPE & LANDSCAPE PHASE - IV | Softscape |  | WO/SP34/HL4/21 | Mondal Nurseries & Exterior | Labour charges for lifting of plant and replanting work | Labour charges for careful lifting of existing plants, packing and safe handling during execution of WBSEDCL work, and after completion of WBSEDCL work, replanting of the same plants with proper soil preparation, watering, dressing, and maintenance to ensure survival of plants. Total quantity: 184 Nos. Plants. (Details Plant Mention Below) Selloum – 55 Nos. Polialthia – 13 Nos. Calathea Lutea – 43 Nos. Areca Plam – 73 Nos. | Lump Sum | 1 | 15000 | Approved
Primarc Aadvika | BLOCK | Civil | Sub & Super Structure Work |  |  | 10mm Rebar grouting work by Lock fix chemical: | Charges for supply and fixing of 10 mm rebar with Lock Fix chemical anchoring system in RCC structure for band/post in partition wall of AAC block masonry, including drilling of holes of required diameter and depth, cleaning of holes, injection of approved chemical adhesive (FOSROC LOKFIX P or equivalent), fixing of 10 mm threaded rod/rebar, curing and setting time, and all labour, materials, machinery, tools and tackles complete at all heights and locations. The work shall include all leads and lifts and shall be executed as per approved drawings, manufacturer’s specifications and direction of the Engineer-in-Charge. (Only rebar supplied by client) | Nos |  |  | Approved
Primarc Chambers | BLOCK | Networking-Interiors |  | WO/PCH/PC01/106 | Chopra Enterprises | Supply, Installations, Testing & Commissioning of CCTV | Supply, Installation ,Testing & Commissioning of CCTV dome camera with required junction box, cable, pvc pipe & accessories as per direction of Engineer In Charge Location: FM office, Electric Meter Room, Electric Panel Room |  | 0 | 0 | Approved
Primarc Chambers | BLOCK | Networking-Interiors |  | WO/PCH/PC01/106 | Chopra Enterprises | IP Dome Camera 2 MP | Supply of IP Dome Camera 2 MP with 1/2.8" 2MP PS CMOS Image Sensor (0.9071 centimeters),Max. 2MP (1920 × 1080)@1–25/30fps,Instastream, H.265, H.264, H.264H, H.264B, MJPEG, Support Triple stream, Support Built-in Mic, Fixed lens , DWDR, Day/Night (ICR), 3D NR, ROI, AWB, AGC, BLC, HLC, Digital watermarking, IR Range of 30 Mtr, PoE, IP67 (Make - CP Plus , Model No-DA21L3C-Q) | Nos. | 3 | 2185 | Approved
Primarc Chambers | BLOCK | Networking-Interiors |  | WO/PCH/PC01/106 | Chopra Enterprises | PVC Junction Box 4"x4" | Supply of PVC Junction Box 4"x4" as per direction of EIC (Make : STD) | Nos. | 2 | 25 | Approved
Primarc Chambers | BLOCK | Networking-Interiors |  | WO/PCH/PC01/106 | Chopra Enterprises | CAT-6 Cable | Supply, Installations, Testing & Commission of CAT-6 Cable 23 AWG Pure Copper Conductor as per direction of EIC - Qty At Actual (Make : D-Link) | Mtrs. | 40 | 42 | Approved
Primarc Chambers | BLOCK | Networking-Interiors |  | WO/PCH/PC01/106 | Chopra Enterprises | PVC Conduit Pipe | Supply & laying of PVC Conduit Pipe (20MM FRLS MMS - ISI) including necessary fittings as per direction of EIC - Qty At Actual (Make : AKG/equivalent) | Mtrs. | 40 | 31 | Approved
Primarc Chambers | BLOCK | Networking-Interiors |  | WO/PCH/PC01/106 | Chopra Enterprises | RJ45 connector | Supply of RJ45 connector as per direction of EIC (Make : D-LINK) | Nos. | 8 | 10 | Approved
Primarc Chambers | BLOCK | Networking-Interiors |  | WO/PCH/PC01/106 | Chopra Enterprises | Installations, Testing & Commissioning charges | Charges for Installations, Testing & Commissioning as per direction of EIC | Lump Sum | 1 | 800 | Approved
Primarc Chambers | BLOCK | Networking-Interiors |  | WO/PCH/PC01/106 | Chopra Enterprises | Charges for loading - unloading, transportation | Charges for loading - unloading, transportation, hire charges for machinery as per direction of Engineer-in-Charge | Lump Sum | 1 | 416 | Approved
Primarc Aadvika | BLOCK | Civil | Sub & Super Structure Work | WO/HW1/PHW9/9 | RDB INFRASTRUCTURE AND POWER LIMITED | Lock Fix chemical anchoring system | Charges for supply and fixing of various dia rebar with Lock Fix chemical anchoring system in RCC structure for band/post in partition wall of AAC block masonry, including drilling of holes of required diameter and depth, cleaning of holes, injection of approved chemical adhesive (FOSROC LOKFIX P or equivalent), fixing of threaded rod/rebar, curing and setting time, and all labour, materials, machinery, tools and tackles complete at all heights and locations. The work shall include all leads and lifts and shall be executed as per approved drawings, manufacturer’s specifications and direction of the Engineer-in-Charge. (Only rebar supplied by client) |  | 0 | 0 | Amended & Approved
Primarc Aadvika | BLOCK | Civil | Sub & Super Structure Work | WO/HW1/PHW9/8 | M.A Construction | Lock Fix chemical anchoring system | Charges for supply and fixing of various dia rebar with Lock Fix chemical anchoring system in RCC structure for band/post in partition wall of AAC block masonry, including drilling of holes of required diameter and depth, cleaning of holes, injection of approved chemical adhesive (FOSROC LOKFIX P or equivalent), fixing of threaded rod/rebar, curing and setting time, and all labour, materials, machinery, tools and tackles complete at all heights and locations. The work shall include all leads and lifts and shall be executed as per approved drawings, manufacturer’s specifications and direction of the Engineer-in-Charge. (Only rebar supplied by client) |  | 0 | 0 | Amended & Approved
Primarc Aadvika | BLOCK | Civil | Sub & Super Structure Work | WO/HW1/PHW9/9 | RDB INFRASTRUCTURE AND POWER LIMITED | 10mm Dia | 10mm Dia rebar | Nos | 25000 | 71.5 | Approved
Primarc Aadvika | BLOCK | Civil | Sub & Super Structure Work | WO/HW1/PHW9/8 | M.A Construction | 10mm Dia | 10mm Dia rebar | Nos | 25000 | 68 | Approved
The Ramdulari | COMMON INFRASTRUCTURE | Consultancy Charges |  | WO/RP/RP03/62 | Bharati Das | Commercial Water Connection | Consultancy charges for application and sanction of Commercial Water Connection from concerned authority, including all necessary drawings, documents, and follow-up, complete in all respects | Lump Sum | 1 | 130000 | Approved
CHANDANNAGAR COMMERCIAL | MAIN TOWER | Plumbing/Sanitory | External Plumbing | WO/GC01/GC01/12 | PRAHALLAD CONSTRUCTION PRIVATE LIMITED | Charges for Construction of water tight brick masonry in Gully Pit / Sewerage Pit | Charges for Construction of water tight brick masonry in Gully Pit / Sewerage Pit as per drawing of following sizes using designated brickwork(Red Brick) 250mm in cement sand mortar (1:4), over a bed of Single Layer BFS followed by 125 mm thk. PCC (1:3:6), 15 mm thick inside plastering work with cement plaster (1:4) finished with a floating coat of neat cement, outside making jointing & pointing and making channel and benching in cement concrete (1:2:4), RCC (1:1.5:3) 150 mm thick top slab with 10 mm dia reinforcement at 150mm c/c in double layer to hold the FRP cover, fixing FRP rectangular type manhole cover, fixing of rung ladder, testing all complete as per specifications and approved drawings. Rates shall include the cost of excavation in all sorts of soil, compacting the base, disposing of surplus earth within the site premises (lead up to 0.5 km), backfilling work after completion of job, all complete. The rate is inclusive of bailing out of water during excavation and shoring work, if required to prevent collapsing of soil. (Only cement, PVC Gully trap, Cover, Rung Ladder, Reinforcement Steel (From Scrap) would be supplied by the Employer but subjected to reconciliation). Work to be done as per drawing and direction of EIC. |  | 0 | 0 | Approved
CHANDANNAGAR COMMERCIAL | MAIN TOWER | Plumbing/Sanitory | External Plumbing | WO/GC01/GC01/12 | PRAHALLAD CONSTRUCTION PRIVATE LIMITED | (600 X 600 X 501 to 700) - Electrical pit with Pre cast pit cover | (600 X 600 X 501 to 700) - Electrical pit with Pre cast pit cover | Nos | 1 | 8750 | Approved
CHANDANNAGAR COMMERCIAL | MAIN TOWER | Plumbing/Sanitory | External Plumbing | WO/GC01/GC01/12 | PRAHALLAD CONSTRUCTION PRIVATE LIMITED | (650 X 400 X 501 to 700) - Municipal water meter with Pre cast pit cover (250 mm brick wall on 400 mm width and 125 mm brick wall on 650 mm length, 125 mm brick wall to be executed in one side only.) | (650 X 400 X 501 to 700) - Municipal water meter with Pre cast pit cover (250 mm brick wall on 400 mm width and 125 mm brick wall on 650 mm length, 125 mm brick wall to be executed in one side only.) | Nos | 1 | 7500 | Approved
CHANDANNAGAR COMMERCIAL | MAIN TOWER | Plumbing/Sanitory | External Plumbing | WO/GC01/GC01/12 | PRAHALLAD CONSTRUCTION PRIVATE LIMITED | (1000 X 1000 X 1500) - Master pit with Recessed Pit Cover of 40 MT Capacity | (1000 X 1000 X 1500) - Master pit with Recessed Pit Cover of 40 MT Capacity | Nos | 2 | 21000 | Approved
CHANDANNAGAR COMMERCIAL | MAIN TOWER | Plumbing/Sanitory | External Plumbing | WO/GC01/GC01/12 | PRAHALLAD CONSTRUCTION PRIVATE LIMITED | Installation of Sump Pump | Installation of 1.5 HP Sump Pump Brand- Aquatex | Nos | 1 | 2500 | Approved
The Ramdulari | BLOCK | Plumbing/Sanitory |  | WO/RP/RP02/133 | TANK CARE | Mechanized Water Tank Cleaning and Disinfection Services | Mechanized Water Tank Cleaning and Disinfection Services |  | 0 | 0 | Approved
The Ramdulari | BLOCK | Plumbing/Sanitory |  | WO/RP/RP02/133 | TANK CARE | Underground Tank, Fire | Mechanized Water Tank Cleaning and Disinfection Services of Under ground Fire Tank Made - RCC Capacity - 100000 Ltrs. | Nos | 1 | 4200 | Approved
The Ramdulari | BLOCK | Plumbing/Sanitory |  | WO/RP/RP02/133 | TANK CARE | Underground Tank, Fire | Mechanized Water Tank Cleaning and Disinfection Services of Under ground Fire Tank Made - RCC Capacity - 93000 Ltrs. | Nos | 1 | 4000 | Approved
The Ramdulari | BLOCK | Plumbing/Sanitory |  | WO/RP/RP02/133 | TANK CARE | Underground Tank, Raw | Mechanized Water Tank Cleaning and Disinfection Services of Under ground Raw Tank Made - RCC Capacity - 45000 Ltrs. | Nos | 1 | 1800 | Approved
The Ramdulari | BLOCK | Plumbing/Sanitory |  | WO/RP/RP02/133 | TANK CARE | Underground Tank, Domestic | Mechanized Water Tank Cleaning and Disinfection Services of Under ground Domestic Tank Made - RCC Capacity - 45000 Ltrs. | Nos | 1 | 1800 | Approved
The Ramdulari | BLOCK | Plumbing/Sanitory |  | WO/RP/RP02/133 | TANK CARE | Underground Tank, KMC | Mechanized Water Tank Cleaning and Disinfection Services of Under ground KMC Tank Made - RCC Capacity - 10000 Ltrs. | Nos | 1 | 950 | Approved
The Ramdulari | BLOCK | Plumbing/Sanitory |  | WO/RP/RP02/133 | TANK CARE | Overhead Tank, Fire | Mechanized Water Tank Cleaning and Disinfection Services of Overhead Fire Tank Made - RCC Capacity - 10000 Ltrs. | Nos | 1 | 950 | Approved
The Ramdulari | BLOCK | Plumbing/Sanitory |  | WO/RP/RP02/133 | TANK CARE | Overhead Tank, Flush | Mechanized Water Tank Cleaning and Disinfection Services of Overhead Flush Tank Made - RCC Capacity - 2000 Ltrs. | Nos | 1 | 300 | Approved
Primarc Aadvika | COMMON INFRASTRUCTURE | Land Development |  | WO/HW1/PHW2/35 | MATUR ENTERPRISE | Excavation | Earthwork excavation by manual/mechinical means upto 1.5 m deep & 50 Mtr Lead necessary deep for construction of foundatin, footing, Trench in all types of soil, including clearing and grubbing of road land, removal of roots, stumps and vegetation, dewatering, disposal of surplus earth at designated location with all leads and lifts etc. all complete as per Drawing & Direction of Engineer-in-Charge. | Cum. | 109 | 300 | Approved
Primarc Aadvika | COMMON INFRASTRUCTURE | Land Development |  | WO/HW1/PHW2/35 | MATUR ENTERPRISE | Back Filling | Earth work in filling with earth obtained from excavation /Sand Filling in layers not exceeding 250 mm including watering, ramming, etc., complete in all respect as per and direction of EIC. (Sand Supplied by Client) (Payment to be made on the basis of measurement of finished quantity of work) | Cum. | 21 | 170 | Approved
Primarc Aadvika | COMMON INFRASTRUCTURE | Land Development |  | WO/HW1/PHW2/35 | MATUR ENTERPRISE | Polythin St. | All Charges for providing and laying 80 micron Polythene Sheet over damp proof course or below flooring or in foundation or in foundation trenches as per drawing and direction of Engineer-in-Charge | Sq.Mtr. | 9.15 | 55 | Approved
Primarc Aadvika | COMMON INFRASTRUCTURE | Land Development |  | WO/HW1/PHW2/35 | MATUR ENTERPRISE | BFS | All charges for laying single brick flat soling (BFS) of picked, jhama bricks below foundation floor, tie beam etc. or any other location till Plinth level including ramming dressing and bringing to proper level and filling joints with sand including all materials, labour, tools and plants etc. complete below foundation as per specification, drawing and direction of Engineering-in-Charge (Bricks will be supplied by client on reconciliation basis) | Sq.Mtr. | 26.1 | 150 | Approved
Primarc Aadvika | COMMON INFRASTRUCTURE | Land Development |  | WO/HW1/PHW2/35 | MATUR ENTERPRISE | PCC | All charges for providing & laying M10 (1:3:6) plain cement concrete (PCC) of required thickness at all levels and leads using 20 mm nominal size well-graded approved quality aggregate including vibrating / compacting as required establishing dewatering system by pumping / bailing out water, cleaning, preparing surfaces, junctions etc. including shuttering, curing complete as per drawing and direction of Engineer-in-Charge. (Cement would be supplied by the client, but subjected to reconciliation.) | Cum. | 13.9 | 7900 | Approved
Primarc Aadvika | COMMON INFRASTRUCTURE | Land Development |  | WO/HW1/PHW2/35 | MATUR ENTERPRISE | RCC | Providing, mixing and laying in position Cement Concrete of appropriate grade to all type of R .C.C. work with 20 mm down graded machine crushed stone aggregates and coarse sand of approved grade including mixing admixture of any kind with concrete wherever specified for all types of R .C.C. work at any Lvl. (Cement will be supplied by Client but subjected to reconciliation) GRADE - M20 (SMC) | Cum. | 7.1 | 8200 | Approved
Primarc Aadvika | COMMON INFRASTRUCTURE | Land Development |  | WO/HW1/PHW2/35 | MATUR ENTERPRISE | Shuttering | All charges for providing, fabricating, erecting and fixing in position plained timber, plywood centering and shuttering true to line and level, including steel propping, staging, shuttering removal, applying shuttering oil, including required bracing, chamfering corners (of exposed edges) of all applicable structures and complete as per drawing and direction of Engineer-in-Charge. Rate shall also include removal and dismantling the aforesaid assembly after specified period complete at all depths and leads. | Sq.Mtr. | 40 | 575 | Approved
Primarc Aadvika | COMMON INFRASTRUCTURE | Land Development |  | WO/HW1/PHW2/35 | MATUR ENTERPRISE | Reinforcement | All charges for fixing steel reinforcement (Tor Steel as per IS-1786, Fe 500) for RCC work including transporting, decoiling, straightening, removing loose rust, cutting, bending and placing for all profile and for all lead & lift upto required level and binding with 18 gauge annealed wire as per drawing and direction of Engineer-in-Charge. (Only Reinforcement would be supplied by the client free of cost, but subjected to reconciliation) | MT | 0.71 | 11000 | Approved
Primarc Aadvika | COMMON INFRASTRUCTURE | Land Development |  | WO/HW1/PHW2/35 | MATUR ENTERPRISE | 250mm Thk. Brick Work | Charges for erecting 250 mm thick brick work with 1st class Conventional bricks for walls of specified thickness in sand cement mortar (6 :1) including the cost of all material, labour, tools, tackles, scaffolding, curing etc. complete as per direction of Engineer-in-Charge and technical specification (Cement & Brick will be supplied by client, but subjected to reconciliation). | Cum. | 22.6 | 3400 | Approved
Primarc Aadvika | COMMON INFRASTRUCTURE | Land Development |  | WO/HW1/PHW2/35 | MATUR ENTERPRISE | 15mm Plaster (1:6) | All charges for Providing and applying 15mm thk. plaster with (1:6) cement and sand mortar including rounding off or chamfering of corners as directed and raking out joints or roughening of concrete surface, including threading nosing and drip course where necessary including MS pipe scaffolding, curing etc. all complete as per drawing & direction of EIC. (Cement will be supplied by Client but subjected to reconciliation) | Sq.Mtr. | 252.2 | 260 | Approved
Primarc Aadvika | COMMON INFRASTRUCTURE | Land Development |  | WO/HW1/PHW2/35 | MATUR ENTERPRISE | Neat Cemet | All charges for laying of neat cement punning work including all tools tackles all complete as per direction of EIC. (Cement to be supplied by client but subject to reconciliation.) | Sq.Mtr. | 242.1 | 55 | Approved
Primarc Aadvika | COMMON INFRASTRUCTURE | Land Development |  | WO/HW1/PHW2/35 | MATUR ENTERPRISE | Screed Concrete | Charges for laying average 50 mm thick screed concrete in proportion 1:1.5:3 (1 part cement : 1.5 parts sand : 3 parts aggregate) over floor area at Ramp, with cement supplied by client, including all labour, supply of sand and aggregate, tools, finishing, curing, leads & lifts, as per specification and direction of Engineer-in-Charge | Sq.Mtr. | 6.75 | 530 | Approved
Primarc Aadvika | COMMON INFRASTRUCTURE | Land Development |  | WO/HW1/PHW2/35 | MATUR ENTERPRISE | RCC Precast Slab | Providing, fabricating, casting and erecting RCC precast pit cover slab of approved size and thickness including reinforcement steel, shuttering, providing lifting hooks/handles, concrete mixing, poring, curing, loading, unloading, transportation and fixing all complete as per approved drawings and directed by EIC. ( Cement and reinforcement would be provided by the client, but subjected to reconciliation) |  | 0 | 0 | Approved
Primarc Aadvika | COMMON INFRASTRUCTURE | Land Development |  | WO/HW1/PHW2/35 | MATUR ENTERPRISE | 1100X550X150mm | Slab Size - 1100X550X150mm | Nos | 4 | 1600 | Approved
Primarc Aadvika | COMMON INFRASTRUCTURE | Land Development |  | WO/HW1/PHW2/35 | MATUR ENTERPRISE | 1400X425X150mm | Slab Size - 1400X425X150mm | Nos | 6 | 1600 | Approved
BHOPAL - COMMERCIAL | MARKETING | Marketing Office | Civil and Finishing Work of Marketing Office | WO/BPC/BPC4/31 | UPKAR BUILDERS | Staircase steps wood polishing work | Charges for rubber wood polishing work at staircase steps as per direction of Engineer In Charge | Sq.Ft. | 124.73 | 120 | Approved
The Ramdulari | COMMON INFRASTRUCTURE | Boundary Wall |  | WO/RP/RP03/63 | MATUR ENTERPRISE | Barbed Wire Fencing Work | Providing and fixing of barbed wire fencing on top of existing boundary wall at a height exceeding 3.0 metres from ground level, using 12 gauge (2.5 mm dia.) G.I. wire conforming to IS specifications, complete with M.S. 'Y' type angle iron supports (8 Nos. required) welded/bolted to the wall, strung with 8 rows of horizontal barbed wire lines as directed by the Engineer-in-Charge. The work shall include supply of all materials, labour, tools, tackles, fasteners, and ancillary items required to complete the work in all respects to the satisfaction of the Engineer-in-Charge. | RMT | 85 | 460 | Approved
BHOPAL - COMMERCIAL | MARKETING | Landscaping | Softscape | WO/BPC/BPC4/38 | SHRI SAWARIYA SETH GROUP | Supply & Plantation Work | Supply & Plantation Work |  | 0 | 0 | Approved
BHOPAL - COMMERCIAL | MARKETING | Landscaping | Softscape | WO/BPC/BPC4/38 | SHRI SAWARIYA SETH GROUP | Moclain Ficus Tapori | Supply of Moclain Ficus Tapori (4 Stap) Bag Size - 25x25 Height - 5-6 Ft. | Nos | 15 | 4800 | Approved
BHOPAL - COMMERCIAL | MARKETING | Landscaping | Softscape | WO/BPC/BPC4/38 | SHRI SAWARIYA SETH GROUP | Golden Cycprass | Supply of Golden Cycprass Bag Size - 18x18 Height - 4-5 Ft Height - 5-6 Ft. | Nos | 40 | 980 | Approved
BHOPAL - COMMERCIAL | MARKETING | Landscaping | Softscape | WO/BPC/BPC4/38 | SHRI SAWARIYA SETH GROUP | Red Pom Pom | Supply of Red Pompom Bag Size - 25x25 Height - 6-7 Ft. | Nos | 6 | 1600 | Approved
BHOPAL - COMMERCIAL | MARKETING | Landscaping | Softscape | WO/BPC/BPC4/38 | SHRI SAWARIYA SETH GROUP | Spider Lily | Supply of Spider Lily Bag Size - 6x6 Height - 1 Ft. | Nos | 400 | 28 | Approved
BHOPAL - COMMERCIAL | MARKETING | Landscaping | Softscape | WO/BPC/BPC4/38 | SHRI SAWARIYA SETH GROUP | Kasmiri Rose | Supply of Kasmiri Rose Bag Size - 9x9 Height - 1 Ft. | Nos | 200 | 75 | Approved
BHOPAL - COMMERCIAL | MARKETING | Landscaping | Softscape | WO/BPC/BPC4/38 | SHRI SAWARIYA SETH GROUP | Pendanus | Supply of Pendanus Bag Size - 6x6 Height - 6 Inch | Nos | 240 | 25 | Approved
BHOPAL - COMMERCIAL | MARKETING | Landscaping | Softscape | WO/BPC/BPC4/38 | SHRI SAWARIYA SETH GROUP | Foxtail Fern | Supply of Foxtail Fern Bag Size - 9x9 | Nos | 100 | 60 | Approved
BHOPAL - COMMERCIAL | MARKETING | Landscaping | Softscape | WO/BPC/BPC4/38 | SHRI SAWARIYA SETH GROUP | Saplera | Supply of Saplera Bag Size - 9x9 Height - 1 Ft. | Nos | 100 | 60 | Approved
BHOPAL - COMMERCIAL | MARKETING | Landscaping | Softscape | WO/BPC/BPC4/38 | SHRI SAWARIYA SETH GROUP | Kentiya Palm | Supply of Kentiya Palm Bag Size - 25x25 Height - 8-10 Ft. | Nos | 10 | 1600 | Approved
BHOPAL - COMMERCIAL | MARKETING | Landscaping | Softscape | WO/BPC/BPC4/38 | SHRI SAWARIYA SETH GROUP | Cristina Ficus | Supply of Cristina Ficus Bag Size - 21x21 Height - 4-5 Ft. | Nos | 8 | 1600 | Approved
BHOPAL - COMMERCIAL | MARKETING | Landscaping | Softscape | WO/BPC/BPC4/38 | SHRI SAWARIYA SETH GROUP | Black Garden Soil | Supply of Black Garden Soil | Cft. | 1500 | 9 | Approved
BHOPAL - COMMERCIAL | MARKETING | Landscaping | Softscape | WO/BPC/BPC4/38 | SHRI SAWARIYA SETH GROUP | Manure & Fertilizer | Supply of Manure & Fertilizer | Lump Sum | 1 | 25000 | Approved
BHOPAL - COMMERCIAL | MARKETING | Landscaping | Softscape | WO/BPC/BPC4/38 | SHRI SAWARIYA SETH GROUP | Fountain Grass | Supply of Fountain Grass Bag Size - 6x6 | Nos | 100 | 35 | Approved
BHOPAL - COMMERCIAL | MARKETING | Landscaping | Softscape | WO/BPC/BPC4/38 | SHRI SAWARIYA SETH GROUP | Fountain (Lord Ganesh) | Supply of Lord Ganesh | Nos | 1 | 160000 | Approved
BHOPAL - COMMERCIAL | MARKETING | Landscaping | Softscape | WO/BPC/BPC4/38 | SHRI SAWARIYA SETH GROUP | Labour Charges | Labour Charges | Lump Sum | 1 | 60000 | Approved
BHOPAL - COMMERCIAL | MARKETING | Landscaping | Softscape | WO/BPC/BPC4/39 | SHRI SAWARIYA SETH GROUP | Supply and Plantation work at Internal Area of Marketing Office as per direction of Engineer-in-Charge. | Supply and Plantation work at Internal Area of Marketing Office as per direction of Engineer-in-Charge. |  | 0 | 0 | Approved
BHOPAL - COMMERCIAL | MARKETING | Landscaping | Softscape | WO/BPC/BPC4/39 | SHRI SAWARIYA SETH GROUP | Fiddle Leaf + Roto Fiber Pot | Supply of Fiddle-leaf fig including Roto Fiber Pot | Nos | 4 | 2785 | Approved
BHOPAL - COMMERCIAL | MARKETING | Landscaping | Softscape | WO/BPC/BPC4/39 | SHRI SAWARIYA SETH GROUP | Bird of Peradise + Roto Fiber | Supply of Bird of Paradise including Roto Fiber Pot | Nos | 4 | 2885 | Approved
BHOPAL - COMMERCIAL | MARKETING | Landscaping | Softscape | WO/BPC/BPC4/39 | SHRI SAWARIYA SETH GROUP | Dracena Dhara Singh | Supply of Dracaena Dara Singh including Pot | Nos | 4 | 4100 | Approved
BHOPAL - COMMERCIAL | MARKETING | Landscaping | Softscape | WO/BPC/BPC4/39 | SHRI SAWARIYA SETH GROUP | China Doll | Supply of China Doll including Pot | Nos | 16 | 2590 | Approved
BHOPAL - COMMERCIAL | MARKETING | Landscaping | Softscape | WO/BPC/BPC4/39 | SHRI SAWARIYA SETH GROUP | Monstera | Supply of Monstera including Pot | Nos | 2 | 3700 | Approved
BHOPAL - COMMERCIAL | MARKETING | Landscaping | Softscape | WO/BPC/BPC4/39 | SHRI SAWARIYA SETH GROUP | Calethia + Imp. Ceramic Pot | Supply of Calathea lutea including of Imp. Ceramic Pots | Nos | 4 | 1200 | Approved
BHOPAL - COMMERCIAL | MARKETING | Landscaping | Softscape | WO/BPC/BPC4/39 | SHRI SAWARIYA SETH GROUP | Anthonium + Imp. Ceramic Pot | Supply of Anthurium including of Imp. Ceramic Pots | Nos | 4 | 1500 | Approved
BHOPAL - COMMERCIAL | MARKETING | Landscaping | Softscape | WO/BPC/BPC4/39 | SHRI SAWARIYA SETH GROUP | Aglonema Super White | Supply of Aglaonema Super White including of Pot | Nos | 4 | 1200 | Approved
BHOPAL - COMMERCIAL | MARKETING | Landscaping | Softscape | WO/BPC/BPC4/39 | SHRI SAWARIYA SETH GROUP | Verigated Photos | Supply of Variegated Photos including of Pot | Nos | 4 | 950 | Approved
BHOPAL - COMMERCIAL | MARKETING | Landscaping | Softscape | WO/BPC/BPC4/39 | SHRI SAWARIYA SETH GROUP | Curly Bamboo Stick 3 Ft. | Supply of Curly Bamboo Stick including Pot. | Nos | 1 | 1750 | Approved
BHOPAL - COMMERCIAL | MARKETING | Landscaping | Softscape | WO/BPC/BPC4/39 | SHRI SAWARIYA SETH GROUP | Bamboo 3 Layer Imp. Ceramic Pot | Supply of Bamboo with 3 Layer Imp. Ceramic Pot | Nos | 1 | 800 | Approved
BHOPAL - COMMERCIAL | MARKETING | Landscaping | Softscape | WO/BPC/BPC4/39 | SHRI SAWARIYA SETH GROUP | Peace Lily | Supply of Peace Lily including Pot | Nos | 4 | 1400 | Approved
AARANYA | COMMON INFRASTRUCTURE | Landscaping | Softscape | WO/PKB/PKB2/29 | Mondal Nurseries & Exterior | Additional Transportation Charges | Additional Transportation Charges for Barringtonia acutangula plant (5 Nos) | Lump Sum | 1 | 3000 | Approved
The Ramdulari | COMMON INFRASTRUCTURE | Land Development |  | WO/RP/RP03/64 | ANIRBAN ENTERPRISE | Labour Charges for Green Net Fitting & Bamboo Structure Work | "Providing and fixing temporary bamboo fencing with green net, consisting of bamboo posts, horizontal and vertical members as per site requirement, and stretching/fixing of green net over the bamboo structure using nails, GI washers, binding wire, and other necessary accessories, complete in all respects with all labour charges." (Green Net & Bamboo supplied by Client) | Sq.Ft. | 1539 | 9 | Approved
BHOPAL - COMMERCIAL | MARKETING | Marketing Office | Civil and Finishing Work of Marketing Office | WO/BPC/BPC4/27 | UPKAR BUILDERS | Charges for Electrical Work | Charges for Electrical Work of Supply, Installation & Commissioning PVC Conduit 20mm and Wire pulling as per instruction of EIC Location: Main Gate Signage Area | Lump Sum | 1 | 6100 | Approved
BHOPAL - COMMERCIAL | MARKETING | Marketing Office | Civil and Finishing Work of Marketing Office | WO/BPC/BPC4/27 | UPKAR BUILDERS | Charges for Plumbing Works | Charges for Plumbing Works all complete using necessary tools & tackles per instruction of EIC. ( All Labour & Material in Contractor Scope) Location: Main Gate Area | Lump Sum | 1 | 7370 | Approved
BHOPAL - COMMERCIAL | MARKETING | Marketing Office | Civil and Finishing Work of Marketing Office | WO/BPC/BPC4/27 | UPKAR BUILDERS | Sheet Refixing Work | Labour Charges for Profile Sheet refixing Work using necessary tools & tackles as per direction of Engineer In Charge | Sq.Mtr. | 14.4 | 100 | Approved
BHOPAL - COMMERCIAL | MARKETING | Marketing Office | Civil and Finishing Work of Marketing Office | WO/BPC/BPC4/27 | UPKAR BUILDERS | Backfilling | All Charges for doing backfilling of excavated pit, trench etc. with excavated earth in layer not exceeding 150mm in depth including watering, ramming, compaction and transportation of sand, all labour, materials, machinery, tools & tackles etc. for all lead & lift as per drawing and direction of Engineer-in-Charge | Cum. | 6.13 | 250 | Approved
BHOPAL - COMMERCIAL | MARKETING | Marketing Office | Civil and Finishing Work of Marketing Office | WO/BPC/BPC4/27 | UPKAR BUILDERS | Daily labour | Supply of daily labour as per direction of EIC | Nos | 8 | 650 | Approved
BHOPAL - COMMERCIAL | MARKETING | Marketing Office | Civil and Finishing Work of Marketing Office | WO/BPC/BPC4/27 | UPKAR BUILDERS | Providing & Laying Leather Finish Granite | Providing & Laying Leather Finish Granite (18mm -20mm thick) in all levels in floor & wall over a bed of 20-25mm thick cement mortar (1:3) or over a bed of average thickness of 8-10mm approved adhesive in proper line and level. The joints will be filled with polymer based grout pigmented to match after acid washing, including all materials, labours, tools & tackles, all lead & lifts at all levels and finishing & cleaning all complete Loaction - Railing Area near Marketing Office Entry | Sq.Mtr. | 3.64 | 4800 | Approved
Primarc Aahana | BLOCK | Piling Work |  | WO/AAH/AAH04/1 | GEO Piling Solutions | Dynamic Load Test | All Charges for conducting Vertical High-Strain Dynamic Pile Load Test in accordance with ASTM D-4945-17, IRC-78 (2014) or relevant applicable standards, including supply, mobilization and erection of all required equipment (crane, drop hammer, sensors, PDA machine, etc. , dewatering as necessary; pile head cutting and preparation of suitable for PDA testing on cast-in-situ piles; recording and interpreting all readings; analysis of test results using CAPWAP; and submission of two (2) copies of final test report. Pile Diameter - 450mm & Length - 22.5 Mtr., PIle Name - 159 - (Design Capacity Load - 70 MT & Test Load - 1.5 Times of Design Load - 105 MT) (Ram Weight - 1.05 to 2.1 MT) | Nos | 1 | 50000 | Approved
AARANYA | COMMON INFRASTRUCTURE | Land Development | Pond Development | WO/PKB/PKB2/22 | ANIRBAN ENTERPRISE | Labour charges for repair & rectification of existing bamboo fencing work | Labour charges for repair & rectification of existing bamboo fencing work along the pond periphery, including supply of all required nails, washers, labour, tools, tackles and handling, complete as per drawing and the direction of Engineer-in-Charge. | RMT | 282.85 | 98.43 | Approved
AARANYA | EXPERIENCE CENTER | Interior Work |  | WO/PKB/PKX/52 | ANIRBAN ENTERPRISE | Supply & Installation of Hogla Mat Walling & Bamboo Bakari Fencing at Entertainment Zone | Supply & Installation of Hogla Mat Walling & Bamboo Bakari Fencing at Entertainment Zone |  | 0 | 0 | Approved
AARANYA | EXPERIENCE CENTER | Interior Work |  | WO/PKB/PKX/52 | ANIRBAN ENTERPRISE | Single Bamboo Post | Supply and fixing bamboo bakari fencing made by bamboo structure and single bamboo post. bamboo posts should be 2.5 ft to 3ft height, 2 horizontal half fali bamboo laying, 4 ft gap from one pole to another pole, 1.5 ft under soil and double cross. fixed with nails and washer. Complete with all materials and labour. (Paint finish in Client Scope) Location: Entertainment Zone & Pond 2 Area | Rft | 268.66 | 340 | Approved
AARANYA | EXPERIENCE CENTER | Interior Work |  | WO/PKB/PKX/52 | ANIRBAN ENTERPRISE | Single Bamboo Post | Fixing bamboo bakari fencing made by bamboo structure and single bamboo post. bamboo posts should be 3 ft height, 2 horizontal half fali bamboo laying, 4ft gap from one pole to another pole, minimum 1.5 ft under soil and double cross. fixed with nails and washer. Complete with all materials and labour. (Bamboo Supply & Paint finish in Client Scope) Location: Pond 2 & Pond 3 | Rft | 902 | 30 | Approved
AARANYA | EXPERIENCE CENTER | Interior Work |  | WO/PKB/PKX/52 | ANIRBAN ENTERPRISE | Darma Fencing | Supply & Fixing cover darma fencing made by bamboo strucure & darma walling fixed with nails & washer,complete with all material & labour Location: Beside Main Entrance | Sq.Ft. | 307.5 | 19 | Approved
AARANYA | EXPERIENCE CENTER | Interior Work |  | WO/PKB/PKX/52 | ANIRBAN ENTERPRISE | Green Net Fitting | Supply and fixing green net fitting made by bamboo structure and green net walling fixed with nails, washer, binding wire etc. Complete with all materials and labour. Green net supply by client Location: Boundary Wall | Sq.Ft. | 710 | 15 | Approved
AARANYA | EXPERIENCE CENTER | Interior Work |  | WO/PKB/PKX/52 | ANIRBAN ENTERPRISE | Green Net Fitting | Labour charges for green net fitting made by bamboo structure and green net walling ,fixed with nails, washer, binding wire etc. all complete . (Green net & bamboo supply by client) Location: Boundary Wall | Sq.Ft. | 3439 | 9 | Approved
AARANYA | EXPERIENCE CENTER | Interior Work |  | WO/PKB/PKX/52 | ANIRBAN ENTERPRISE | Pond Area Bamboo Shead | Supply and fixing pond area bamboo shed including breaking and refixing made by bamboo structure and CGI sheet including. Fixed with nails and washer. Complete with all materials and labour. ( CGI sheet supply by client)Area -40 ft x 10 ft Location: Pond 1 Railing Side | Lump Sum | 1 | 11500 | Approved
Primarc Aadvika | OVERHEAD | EC Compliance |  | WO/HW1/PHW4/29 | THE GREEN VIEW | Supply of Plants | Supply of Plants at required location as per approved drawing, specification and direction of EIC |  | 0 | 0 | Approved
Primarc Aadvika | OVERHEAD | EC Compliance |  | WO/HW1/PHW4/29 | THE GREEN VIEW | Spider Lily | Common Name: Spider Lily Botanical Name: Hymenocallis Littoralis (Broad Leaved) HEIGHT: 1.5' | Nos. | 150 | 40 | Approved
Primarc Aadvika | OVERHEAD | EC Compliance |  | WO/HW1/PHW4/29 | THE GREEN VIEW | Tecoma gaudichaudi | Botanical Name: Tecoma Gaudichauri Plant Height: 3’ | Nos. | 7 | 100 | Approved
Primarc Aadvika | OVERHEAD | EC Compliance |  | WO/HW1/PHW4/29 | THE GREEN VIEW | Caesalpinia Pulcherrima | Botanical Name: Caesalpinia Pulcherrima Plant Height: 3’ | Nos. | 7 | 100 | Approved
Primarc Aadvika | OVERHEAD | EC Compliance |  | WO/HW1/PHW4/29 | THE GREEN VIEW | Caliender | Botanical Name: Caliender Plant Height: 3’ | Nos. | 6 | 100 | Approved
Primarc Aadvika | OVERHEAD | EC Compliance |  | WO/HW1/PHW4/29 | THE GREEN VIEW | Supply Doob Grass | Supply Doob Grass | Sq.Mtr. | 75 | 80 | Approved
Primarc Aahana | MEP | Plumbing/Sanitory | External Plumbing | WO/AAH/AAH06/1 | PRAHALLAD CONSTRUCTION PRIVATE LIMITED | (1350x650x750) - Borewell Pit | Construction of Borewell Pit of internal size 1350×650×750mm with 250mm thick walls, comprising earthwork in excavation in all types of soil including dressing, refilling & disposal of surplus earth; 75mm thick Brick Flat Soling (BFS); 125mm thick Plain Cement Concrete base in mix 1:3:6; 250mm thick Brick Masonry walls in Cement Mortar 1:4 using Class-I bricks; 12mm thick inside wall plaster in CM 1:4 with neat cement finish; and Neat Cement Plaster Flooring to internal floor, all complete as per drawing and specifications. (Cement & Reinforcement to be supplied by Client on reconciliation basis) | Nos | 1 | 13335 | Approved
Primarc Aahana | MEP | Plumbing/Sanitory | External Plumbing | WO/AAH/AAH06/1 | PRAHALLAD CONSTRUCTION PRIVATE LIMITED | RCC Precast Slab for Pit Cover | RCC Precast Slab for Pit Cover |  | 0 | 0 | Approved
Primarc Aahana | MEP | Plumbing/Sanitory | External Plumbing | WO/AAH/AAH06/1 | PRAHALLAD CONSTRUCTION PRIVATE LIMITED | (1000x300x150) - 3 Nos for each 600x600 Pit | Making charges for RCC Precast Slab for Pit Cover of size 1000×300×150 mm to cover each 600x600 mm pit opening, using M25 Grade Concrete (W/C Ratio ≤ 0.45 as per IS 456:2000 & IS 10262:2019), reinforced with 10 mm Ø HYSD Bars (Fe-500, IS 1786:2008) provided at Top & Bottom layers and 8 mm Ø Ring Stirrups at suitable spacing, including centering, shuttering, placement of reinforcement cage, casting with proper compaction using needle vibrator, wet curing for a minimum of 28 days, de-shuttering, surface finishing, transportation to site and positioning, complete with all materials, labour, plant & equipment as per structural drawings and specifications. | Nos | 5 | 2115 | Approved
Primarc Aahana | MEP | Plumbing/Sanitory | External Plumbing | WO/AAH/AAH06/1 | PRAHALLAD CONSTRUCTION PRIVATE LIMITED | (1150x300x150) - 4 Nos for each 900x750 Pit | Making charges for RCC Precast Slab for Pit Cover of size 1150×300×150 mm to cover each 900x750 mm pit opening, using M25 Grade Concrete (W/C Ratio ≤ 0.45 as per IS 456:2000 & IS 10262:2019), reinforced with 10 mm Ø HYSD Bars (Fe-500, IS 1786:2008) provided at Top & Bottom layers and 8 mm Ø Ring Stirrups at suitable spacing, including centering, shuttering, placement of reinforcement cage, casting with proper compaction using needle vibrator, wet curing for a minimum of 28 days, de-shuttering, surface finishing, transportation to site and positioning, complete with all materials, labour, plant & equipment as per structural drawings and specifications. | Nos | 9 | 2700 | Approved
Primarc Aahana | MEP | Plumbing/Sanitory | External Plumbing | WO/AAH/AAH06/1 | PRAHALLAD CONSTRUCTION PRIVATE LIMITED | (1300x300x150) - 4 Nos for each 900x900 Pit | Making charges for RCC Precast Slab for Pit Cover of size 1300×300×150 mm to cover each 900x900 mm pit opening, using M25 Grade Concrete (W/C Ratio ≤ 0.45 as per IS 456:2000 & IS 10262:2019), reinforced with 10 mm Ø HYSD Bars (Fe-500, IS 1786:2008) provided at Top & Bottom layers and 8 mm Ø Ring Stirrups at suitable spacing, including centering, shuttering, placement of reinforcement cage, casting with proper compaction using needle vibrator, wet curing for a minimum of 28 days, de-shuttering, surface finishing, transportation to site and positioning, complete with all materials, labour, plant & equipment as per structural drawings and specifications. | Nos | 1 | 3100 | Approved
The Ramdulari | COMMON INFRASTRUCTURE | Grill / Steel Work |  |  |  | Loading & Unloading Charges | Transportation charges including loading, unloading as per drawing and direction of Engineer-in-charge. | Lump Sum |  |  | Approved
Primarc Aahana | MEP | Plumbing/Sanitory | External Plumbing | WO/AAH/AAH06/1 | PRAHALLAD CONSTRUCTION PRIVATE LIMITED | PCC (1:2:4) | Providing and laying 1:2:4 cement concrete for, pipe supports and 75 mm thick encasing the pipes where top cushion depth is not adequate, including necessary form work, compaction, etc. All complete as per specifications and directions of the Engineer-in-charge. (only cement would be supplied by the Employer free of cost, but subjected to reconciliation) Location - Both Sanctioned Gate Bottom | Cum. | 2.092 | 7500 | Approved
Primarc Aahana | OVERHEAD | In-house labour |  | WO/AAH/AAH03/10 | Suraj Enterprise | Unskilled labour. | Charges of Unskilled labour for Misc. work as per direction of Engineer In Charge. |  | 0 | 0 | Approved
Primarc Aahana | OVERHEAD | In-house labour |  | WO/AAH/AAH03/10 | Suraj Enterprise | Charges of Unskilled labour | Charges of Unskilled labour for Misc work as per direction of EIC.(12hrs. Including breakfast & lunch time) Time Period: 1st March 2026 to 30th April 2026 | Nos | 94 | 525 | Approved
Primarc Aahana | OVERHEAD | In-house labour |  | WO/AAH/AAH03/10 | Suraj Enterprise | Charges for loading - unloading | Charges for loading - unloading, transportation, hire charges for machinery work as per direction of Engineer-in-Charge. Time Period: 1st March 2026 to 30th April 2026 | Nos | 94 | 21 | Approved
Primarc Aahana | OVERHEAD | In-house labour |  | WO/AAH/AAH03/10 | Suraj Enterprise | Charges of Unskilled labour | Charges of Unskilled labour for Misc work as per direction of EIC.(12hrs. Including breakfast & lunch time) Time Period: 1st May 2026 to 30th June 2026 | Nos | 248 | 600 | Approved
Primarc Aahana | OVERHEAD | In-house labour |  | WO/AAH/AAH03/10 | Suraj Enterprise | Charges for loading - unloading | Charges for loading - unloading, transportation, hire charges for machinery work as per direction of Engineer-in-Charge. Time Period: 1st May 2026 to 30th June 2026 | Nos | 248 | 24 | Approved
Primarc Aahana | OVERHEAD | In-house labour |  | WO/AAH/AAH03/11 | Balaji Enterprise | Un-Skilled Labour | Charges for Un-skilled labour for Misc. Work as per direction of Engineer-in-Charge |  | 0 | 0 | Approved
Primarc Aahana | OVERHEAD | In-house labour |  | WO/AAH/AAH03/11 | Balaji Enterprise | Charges of Unskilled labour | Charges for Unskilled Labour for Misc. Work as per direction of EIC (12 hrs including breakfast & lunch time) Time Period - 21.04.2026 to 29.04.2026 | Nos | 12 | 510 | Approved
Primarc Aahana | OVERHEAD | In-house labour |  | WO/AAH/AAH03/11 | Balaji Enterprise | Charges for loading - unloading | Charges for loading - unloading, transportation, hire charges for machinery work as per direction of Engineer-in-Charge Time Period - 21.04.2026 to 29.04.2026 | Nos | 12 | 20.4 | Approved
Primarc Aahana | COMMON INFRASTRUCTURE | Land Development |  | WO/AAH/AAH02/15 | ANIRBAN ENTERPRISE | Labour Charges for Green Net Fitting | Labour Charges for Green Net Fitting, made by bamboo posts, horizontal and vertical members as per site requirement, and fixing of green net over the bamboo structure using nails, GI washers, binding wire, and other necessary accessories, complete in all respects as per direction of Engineer-in-Charge. Note - Green Net & Bamboo supplied by Client. | Sq.Ft. | 1539 | 9 | Approved
SOUTHWINDS PROJECT LLP (PHASE - III & IV) | FINISHING PHASE - IV | Wood Work |  | WO/SP34/FW4/100 | Veer Enterprises | Partition Wall using Hilux Board at MLCP Ground Floor | Partition Wall using Hilux Board at MLCP Ground Floor as per the directions of the Engineer-in-Charge. |  | 0 | 0 | Approved
SOUTHWINDS PROJECT LLP (PHASE - III & IV) | FINISHING PHASE - IV | Wood Work |  | WO/SP34/FW4/100 | Veer Enterprises | Providing and fixing partition wall using 8 mm Hilux Board | Providing and fixing partition wall using 8 mm Hilux Board on both sides of GI framework comprising channels, studs, and floor tracks, including all necessary accessories, fasteners, joint treatment, cutting, fitting, alignment, scaffolding, tools & tackles, labour, and all complete as per approved drawings, specifications, and directions of the Engineer-in-Charge at MLCP Ground Floor. | Sq.Ft. | 272.87 | 120 | Approved
SOUTHWINDS PROJECT LLP (PHASE - III & IV) | FINISHING PHASE - IV | Wood Work |  | WO/SP34/FW4/100 | Veer Enterprises | Making and fixing one door of size 900 mm × 2100 mm | Making and fixing one door of size 900 mm × 2100 mm at the centre of the partition wall at MLCP Ground Floor, including all necessary hardware fittings and fixtures, complete with all materials, labour, tools, transportation and finishing as required and all complete as per approved drawings, specifications, and directions of the Engineer-in-Charge. | Nos | 1 | 3500 | Approved
SOUTHWINDS PROJECT LLP (PHASE - III & IV) | FINISHING PHASE - IV | Wood Work |  | WO/SP34/FW4/100 | Veer Enterprises | Labour Charges for 1st or 2nd Layer Brick Wall | Labour Charges for 1st or 2nd Layer Brick Wall with Cement Plaster for Hilux Board Partition Wall Work at MLCP Ground Floor, including all labour, tools & tackles, scaffolding, curing, finishing, and all completion of the work. All materials will be supplied by the Client as per the directions of the Engineer-in-Charge. | Lump Sum | 1 | 8000 | Approved
SOUTHWINDS PROJECT LLP (PHASE - III & IV) | FINISHING PHASE - IV | Internal Painting |  | WO/SP34/FW4/101 | ARTISAN | Providing and applying one coat of water-based primer followed by two coats of approved interior acrylic emulsion paint on partition walls at Ground Floor of MLCP | Providing and applying one coat of water-based primer followed by two coats of approved interior acrylic emulsion paint on partition walls at Ground Floor of MLCP, including surface preparation, joint preparation, cleaning, and all necessary materials, labour, tools, and accessories complete as per specifications and directions of the Engineer-in-Charge. | Sq.Ft. | 588 | 10 | Amended & Approved
SOUTHWINDS PROJECT LLP (PHASE - III & IV) | HARDSCAPE & LANDSCAPE PHASE - IV | Softscape |  | WO/SP34/HL4/15 | Green View | BOTANICAL NAME: Silver Yucca COMMON NAME: PLANT HEIGHT (MM): 750mm | BOTANICAL NAME: Silver Yucca COMMON NAME: PLANT HEIGHT (MM): 750mm | Nos | 25 | 450 | Approved
SOUTHWINDS PROJECT LLP (PHASE - III & IV) | HARDSCAPE & LANDSCAPE PHASE - IV | Softscape |  | WO/SP34/HL4/15 | Green View | BOTANICAL NAME: Aglonima Do COMMON NAME: PLANT HEIGHT (MM): 300mm | BOTANICAL NAME: Aglonima Do COMMON NAME: PLANT HEIGHT (MM): 300mm | Nos | 15 | 60 | Approved
SOUTHWINDS PROJECT LLP (PHASE - III & IV) | HARDSCAPE & LANDSCAPE PHASE - IV | Softscape |  | WO/SP34/HL4/15 | Green View | BOTANICAL NAME: Thunbargia Erecta COMMON NAME: PLANT HEIGHT (MM): 450mm | BOTANICAL NAME: Thunbargia Erecta COMMON NAME: PLANT HEIGHT (MM): 450mm | Nos | 99 | 55 | Approved
SOUTHWINDS PROJECT LLP (PHASE - III & IV) | HARDSCAPE & LANDSCAPE PHASE - IV | Softscape |  | WO/SP34/HL4/15 | Green View | BOTANICAL NAME: Hamelia Patens COMMON NAME: PLANT HEIGHT (MM): 600mm | BOTANICAL NAME: Hamelia Patens COMMON NAME: PLANT HEIGHT (MM): 600mm | Nos | 65 | 80 | Approved
SOUTHWINDS PROJECT LLP (PHASE - III & IV) | HARDSCAPE & LANDSCAPE PHASE - IV | Softscape |  | WO/SP34/HL4/15 | Green View | Polyalthia longifolia | BOTANICAL NAME: Polyalthia longifolia COMMON NAME: PLANT HEIGHT (MM): 1500-1800 | Nos | 4 | 250 | Approved
SOUTHWINDS PROJECT LLP (PHASE - III & IV) | HARDSCAPE & LANDSCAPE PHASE - IV | Softscape |  | WO/SP34/HL4/15 | Green View | Plumeria Alba | BOTANICAL NAME: Plumeria Alba COMMON NAME: PLANT HEIGHT (MM): 2100-2400 | Nos | 3 | 4300 | Approved
SOUTHWINDS PROJECT LLP (PHASE - III & IV) | HARDSCAPE & LANDSCAPE PHASE - IV | Softscape |  | WO/SP34/HL4/16 | Green View | Transportation & Shifting - Bamangachi Trees (13 nos Trees) | Transportation & Shifting Charges of Trees - 13 nos trees shifting from bamangachi | Lump Sum | 1 | 3000 | Approved
SOUTHWINDS PROJECT LLP (PHASE - III & IV) | HARDSCAPE & LANDSCAPE PHASE - IV | Softscape |  | WO/SP34/HL4/20 | Green View | SELECTION-1 grass by the dibbling method | Labour Charges of Selection–1 Grass by Dibbling Method, including supply of all required materials, preparation of ground and planting pits, dibbling and planting of grass slips, watering, dressing, maintenance during the establishment period, complete in all respects as per drawings, specifications, and directions of the Engineer-in-Charge (EIC). | Sq.Mtr. | 1476.08 | 98 | Approved
AARANYA | OVERHEAD | In-house labour |  | WO/PKB/PKB3/18 | Suraj Enterprise | Charges for Unskilled labour for Misc. Work as per direction of Engineer in Charge | Charges for Unskilled labour for Misc. Work as per direction of Engineer in Charge |  | 0 | 0 | Approved
AARANYA | OVERHEAD | In-house labour |  | WO/PKB/PKB3/18 | Suraj Enterprise | Charges for Unskilled Labour | Charges of Unskilled labour at site for misc work as per requirement & direction of EIC. (12hrs. Including breakfast & lunch time) Time Period: 1st May 2026 to 30th June 2026 | Nos | 214 | 600 | Approved
AARANYA | OVERHEAD | In-house labour |  | WO/PKB/PKB3/18 | Suraj Enterprise | Charges for loading - unloading, transportation | Charges for loading - unloading, transportation, hire charges for machinery work as per direction of Engineer-in-Charge. Time Period: 1st May 2026 to 30th June 2026 | Nos | 214 | 24 | Approved
Primarc Aadvika | EXPERIENCE CENTER | Mechanical Car Parking |  | WO/HW1/PHW3/46 | Krishna Park Infracon Pvt Ltd | Silver (Non-Comprehensive) Maintenance of Parking System | Silver (Non-Comprehensive) Annual Maintenance Service of Parking System Parklift 411 (2.6 Tons) Contract Start Date: 04 June 2026 Contract End Date: 03 June 2027 | Nos | 4 | 4500 | Approved
The Soul, Rajarhat | COMMON INFRASTRUCTURE | Landscaping |  |  |  | Supply & Plantation of Shrubs | Supply & Plantation of Shrubs at Main Gate Area. |  |  |  | Draft
The Soul, Rajarhat | COMMON INFRASTRUCTURE | Landscaping |  |  |  | Thunbergia Erecta | Supply of Thunbergia Erecta | Nos |  |  | Draft
The Soul, Rajarhat | COMMON INFRASTRUCTURE | Landscaping |  |  |  | Pandanus Pigmeae | Supply of Pandanus Pigmeae | Nos |  |  | Draft
The Soul, Rajarhat | COMMON INFRASTRUCTURE | Landscaping |  |  |  | Delivery of Plants | Delivery of Plants | Nos |  |  | Draft
The Soul, Rajarhat | COMMON INFRASTRUCTURE | Landscaping |  |  |  | Planting Charges for New Plants & Existing 70 Nos Plants | Planting Charges for New Plants & Existing 70 Nos Plants | Nos |  |  | Draft
The Soul, Rajarhat | COMMON INFRASTRUCTURE | Landscaping |  | WO/HR01/CIH01/117 | Mondal Nurseries & Exterior | Charges for Supply of Plant at required location as per approved drawing, specification and direction of Engineer-in-Charge. | Charges for Supply of Plant at required location as per approved drawing, specification and direction of Engineer-in-Charge. |  | 0 | 0 | Approved
The Soul, Rajarhat | COMMON INFRASTRUCTURE | Landscaping |  | WO/HR01/CIH01/117 | Mondal Nurseries & Exterior | Thunbergia Erecta | Supply of thunbergia Erecta | Nos | 180 | 55 | Approved
The Soul, Rajarhat | COMMON INFRASTRUCTURE | Landscaping |  | WO/HR01/CIH01/117 | Mondal Nurseries & Exterior | Pandanus Pygmaeus | Supply of Pandanus Pygmaeus | Nos | 50 | 120 | Approved
The Soul, Rajarhat | COMMON INFRASTRUCTURE | Landscaping |  | WO/HR01/CIH01/117 | Mondal Nurseries & Exterior | Delivery Charges of Plants | Delivery Charges of Plants | Nos | 1 | 3500 | Approved
The Soul, Rajarhat | COMMON INFRASTRUCTURE | Landscaping |  | WO/HR01/CIH01/117 | Mondal Nurseries & Exterior | Charges for Plantation of New Plants & 70 Existing Plants | Labour Charges for Lifting & Plantation of Trees as per direction of Engineer-in-Charge. | Nos | 300 | 12 | Approved
The Soul, Rajarhat | COMMON INFRASTRUCTURE | Landscaping |  |  |  | Supply & Labour Charges for Plantation Work | Supply & Labour Charges for Plantation Work |  |  |  | Draft
The Soul, Rajarhat | COMMON INFRASTRUCTURE | Landscaping |  |  |  | Drain Cell & Geotextile Fixing and Laying | Labour charges for laying and fixing of Drain Cell and Geotextile membrane for plantation work, including cutting to required size, proper overlapping of joints, anchoring at edges, all complete as per drawings and direction of the Engineer-in-Charge. Time Period: Up to 21.04.2026 | Nos |  |  | Draft
The Soul, Rajarhat | COMMON INFRASTRUCTURE | Landscaping |  |  |  | Filling - Sand and Soil | Labour charges for filling of sand and soil in layers in plantation areas, planter beds and other locations, including spreading, levelling, dressing and consolidation, all complete as per drawings and direction of the Engineer-in-Charge. Time Period: Up to 21.04.2026 | Nos |  |  | Draft
The Soul, Rajarhat | COMMON INFRASTRUCTURE | Landscaping |  |  |  | Transport | Transport charges for labourers at site. Time Period: Up to 21.04.2026 | Nos |  |  | Draft
The Soul, Rajarhat | COMMON INFRASTRUCTURE | Landscaping |  |  |  | Terminalia Mantaly | Supply of Terminalia Mantaly Height - 8'-9' | Nos |  |  | Draft
The Soul, Rajarhat | COMMON INFRASTRUCTURE | Landscaping |  |  |  | Lantanas | Supply of Lantanas Height - 10" | Nos |  |  | Draft
The Soul, Rajarhat | COMMON INFRASTRUCTURE | Landscaping |  |  |  | Tabernaemontana Variegated | Supply of Tabernaemontana Variegated Height - 2'6" - 3'0" | Nos |  |  | Draft
The Soul, Rajarhat | COMMON INFRASTRUCTURE | Landscaping |  |  |  | Labour Charges for Plantation | Labour charges for plantation work including digging of pits, planting of plant, backfilling with prepared soil mix, staking, watering(if required), all complete as per drawings and direction of the Engineer-in-Charge. Time Period: Up to 23.04.2026 | Nos |  |  | Draft
The Soul, Rajarhat | COMMON INFRASTRUCTURE | Landscaping |  |  |  | Transport | Transport charges for labourers at site. Time Period: Up to 23.04.2026 | Nos |  |  | Draft
The Soul, Rajarhat | COMMON INFRASTRUCTURE | Landscaping |  |  |  | Carriage Charges | Carriage Charges | Nos |  |  | Draft
The Soul, Rajarhat | COMMON INFRASTRUCTURE | Landscaping |  | WO/HR01/CIH01/117 | Mondal Nurseries & Exterior | Podium Plantation Work | Podium Plantation Work |  | 0 | 0 | Approved
The Soul, Rajarhat | COMMON INFRASTRUCTURE | Landscaping |  | WO/HR01/CIH01/117 | Mondal Nurseries & Exterior | Drain Cell & Geotextile Fixing and Laying | Labour charges for laying and fixing of Drain Cell and Geotextile membrane for plantation work, including cutting to required size, proper overlapping of joints, anchoring at edges all complete as per drawings and direction of the Engineer-in-Charge. | Nos | 4 | 650 | Approved
The Soul, Rajarhat | COMMON INFRASTRUCTURE | Landscaping |  | WO/HR01/CIH01/117 | Mondal Nurseries & Exterior | Filling - Sand and Soil | Labour charges for filling of sand and soil in layers in plantation areas, including spreading, levelling, dressing and consolidation, all complete as per drawings and direction of the Engineer-in-Charge. | Nos | 27 | 650 | Approved
The Soul, Rajarhat | COMMON INFRASTRUCTURE | Landscaping |  | WO/HR01/CIH01/117 | Mondal Nurseries & Exterior | Transport Charges of Labourers | Labour Transport charges | Nos | 31 | 50 | Approved
The Soul, Rajarhat | COMMON INFRASTRUCTURE | Landscaping |  | WO/HR01/CIH01/117 | Mondal Nurseries & Exterior | Podium Plantation Work _ Plants | Podium Plantation Work _ Plants |  | 0 | 0 | Approved
The Soul, Rajarhat | COMMON INFRASTRUCTURE | Landscaping |  | WO/HR01/CIH01/117 | Mondal Nurseries & Exterior | Terminalia Mantaly | Supply of Terminalia Mantaly Height - 8'-9' | Nos | 7 | 1200 | Approved
The Soul, Rajarhat | COMMON INFRASTRUCTURE | Landscaping |  | WO/HR01/CIH01/117 | Mondal Nurseries & Exterior | Lantanas | Supply of Lantanas Height - 10" | Nos | 244 | 80 | Approved
The Soul, Rajarhat | COMMON INFRASTRUCTURE | Landscaping |  | WO/HR01/CIH01/117 | Mondal Nurseries & Exterior | Ternaemontana Variegated | Supply of Tabernaemontana Variegated Height - 2'6" to 3'0" | Nos | 120 | 120 | Approved
The Soul, Rajarhat | COMMON INFRASTRUCTURE | Landscaping |  | WO/HR01/CIH01/117 | Mondal Nurseries & Exterior | Labour Charges for Plantation | LLabour Charges for Plantation |  | 0 | 0 | Approved
The Soul, Rajarhat | COMMON INFRASTRUCTURE | Landscaping |  | WO/HR01/CIH01/117 | Mondal Nurseries & Exterior | Labour Charges | Labour charges for plantation work including digging of pits, planting of plant, backfilling with prepared soil mix, staking and watering (if required), all complete as per drawings and direction of the Engineer-in-Charge. | Nos | 4 | 650 | Approved
The Soul, Rajarhat | COMMON INFRASTRUCTURE | Landscaping |  | WO/HR01/CIH01/117 | Mondal Nurseries & Exterior | Transport | Labour Transport charges | Nos | 4 | 50 | Approved
The Soul, Rajarhat | COMMON INFRASTRUCTURE | Landscaping |  | WO/HR01/CIH01/117 | Mondal Nurseries & Exterior | Delivery Charges of Plants | Delivery Charges of Plants | Nos | 1 | 3500 | Approved
AARANYA | PRE-CONSTRUCTION PHASE | Temp fencing wall & Gate |  | WO/PKB/PKB1/27 | SM International | CGI Sheet Fabrication & Erection using old from Stock/Site. | CGI Sheet Fabrication & Erection using old from Stock/Site. | Sq.Ft. | 4572.55 | 9.5 | Approved
Primarc Aahana | BLOCK | Piling Work |  | WO/AAH/AAH04/5 | Drillers & Engineers, Kolkata (Calcutta) | Low Strain Integrity Test | Conducting Low Strain Integrity Test (PIT/PET) on Cast-In-Situ piles, including testing, recording of readings, interpretation of results, and submission of two (2) hard copies of reports. (Per visit, include testing of minimum 15-20 nos of Pile.) Pile Details: Tower - 138 Nos Club - 37 Nos | Nos | 175 | 350 | Approved
Primarc Aahana | BLOCK | Piling Work |  | WO/AAH/AAH04/6 | Drillers & Engineers | Low Strain Integrity Test | Conducting Low Strain Integrity Test (PIT/PET) on Cast-In-Situ piles, including testing, recording of readings, interpretation of results, and submission of two (2) hard copies of reports. (Per visit, include testing of minimum 15-20 nos of Pile.) Pile Details: Tower - 138 Nos Club - 37 Nos | Nos | 175 | 350 | Approved
SOUTHWINDS PROJECT LLP (PHASE - III & IV) | FINISHING PHASE - IV | POP/PUTTY Work |  | WO/SP34/FW4/102 | Akshay Kejriwal | Supply of Mason for Crack Repairing Work at Block – 13 to 16 as per direction of EIC | Supply of Mason for Crack Repairing Work at Block – 13 to 16 as per direction of EIC | Nos | 884 | 729.11 | Approved
BHOPAL - COMMERCIAL | PRE-CONSTRUCTION PHASE | Labour Hutment |  | WO/BPC/BPC1/17 | Gulshan India Infrastructure Private Limited | Civil Works for construction of Septic Tank | Construction of RCC Septic Tank(4500mm 'L' X 2500mm 'B') including excavation up to required depth , soil bed preparation, M20 RCC work at bottom(125mm thick) and top slabs(100mm thick), laying reinforcement steel, shuttering/formwork, 250 mm thick brick masonry wall, 15–20 mm cement plaster with neat cement punning & laying of 100 mm dia. PVC inlet/outlet pipes, fixing 75 mm dia. PVC vent pipe , installation of precast RCC manhole cover( 600 X 600mm-2 nos ), backfilling, levelling, curing, using necessary tools & tackles, leading ,loading, unloading and all incidental works complete as per drawings, specifications, and direction of Engineer-in-Charge.(All material supply in contractor Scope) Location : North-West Side | Lump Sum | 1 | 155000 | Approved
BHOPAL - COMMERCIAL | PRE-CONSTRUCTION PHASE | Electrical | Infrastructure - Electrical & construction power | WO/BPC/BPC1/18 | RANJAN ELECTRICALS AND PROJECT | Charges for External Infrastructure Electrical Work as per direction of EIC | Charges for External Infrastructure Electrical Work as per direction of EIC |  | 0 | 0 | Approved
BHOPAL - COMMERCIAL | PRE-CONSTRUCTION PHASE | Electrical | Infrastructure - Electrical & construction power | WO/BPC/BPC1/18 | RANJAN ELECTRICALS AND PROJECT | Shifting charges for cable & wire | Charges for existing cable & wire shifting work at required location and fixing with clips, clamps including proper cable protection as per direction of Engineer In Charge | Job | 1 | 5000 | Approved
BHOPAL - COMMERCIAL | PRE-CONSTRUCTION PHASE | Electrical | Infrastructure - Electrical & construction power | WO/BPC/BPC1/18 | RANJAN ELECTRICALS AND PROJECT | Supply and making earthing stations fixing of 50mm dia GI pipe | upply and making earthing stations including testing at locations as called for, including fixing of 50mm dia GI pipe electrode, heavy class GI pipe,GI funnel with 18 gauge GI wire mesh,masonry chamber with concrete base ,heavy duty mnhole cover,lockable cover with frame 300mm x 300mm and bituminous paint,packing of mixture of charcoal & common salt around plate electrode including test joint complete with digging earth and back filling required as per IS:3043(Depth as per site conditions, however, not less than 2m) | Set | 3 | 6800 | Approved
BHOPAL - COMMERCIAL | PRE-CONSTRUCTION PHASE | Electrical | Infrastructure - Electrical & construction power | WO/BPC/BPC1/18 | RANJAN ELECTRICALS AND PROJECT | Supply & laying of 8 swg GI earth wire | Supply & laying of 8 swg GI earth wire with proper support and accessories like nut, bolt and washer as required, all complete | Mtrs. | 60 | 20 | Approved
BHOPAL - COMMERCIAL | PRE-CONSTRUCTION PHASE | Electrical | Infrastructure - Electrical & construction power | WO/BPC/BPC1/18 | RANJAN ELECTRICALS AND PROJECT | Supply & fixing cable jonting | Supply, installation, testing and commissioning of cable jointing for power cable, including all necessary jointing kits, connectors, insulating materials, glands, lugs, labour, tools and accessories complete as required and as per direction of EIC. | Lump Sum | 1 | 3000 | Approved
BHOPAL - COMMERCIAL | PRE-CONSTRUCTION PHASE | Electrical | Infrastructure - Electrical & construction power | WO/BPC/BPC1/18 | RANJAN ELECTRICALS AND PROJECT | Shifting of existing Main Distribution Panel (MDP) | Charges for Shifting of existing Main Distribution Panel (MDP) from its present location to the designated corner of the office, including dismantling, transportation within the premises, reinstallation, reconnection as per direction of EIC | Job | 1 | 2200 | Approved
BHOPAL - COMMERCIAL | PRE-CONSTRUCTION PHASE | Electrical | Infrastructure - Electrical & construction power | WO/BPC/BPC1/18 | RANJAN ELECTRICALS AND PROJECT | Charges for Dismantling, shifting and re-erection of existing street light pole | Charges for Dismantling, shifting and re-erection of existing street light pole in front of main gate, including associated fittings, excavation, construction of new foundation and termination of cables as required, earthing connection, testing, commissioning, and making the street light system fully operational, complete in all respects as per direction of EIC | Job | 1 | 8000 | Approved
BHOPAL - COMMERCIAL | PRE-CONSTRUCTION PHASE | Electrical | Infrastructure - Electrical & construction power | WO/BPC/BPC1/18 | RANJAN ELECTRICALS AND PROJECT | Providing Electrical Helper | Providing Helper for electrical maintenance activities as directed by the Engineer-in-Charge | Days | 0 | 700 | Approved
BHOPAL - COMMERCIAL | PRE-CONSTRUCTION PHASE | Electrical | Infrastructure - Electrical & construction power | WO/BPC/BPC1/18 | RANJAN ELECTRICALS AND PROJECT | Providing Technical staff | Providing Technical staff for electrical maintenance activities as directed by the Engineer-in-Charge | Days | 0 | 1000 | Approved
The Soul, Rajarhat | BLOCK | Signages and Art Work | Signage Work |  |  | PS Group & PRIMARC Logo removing work from top external facade | Removing of all letters from existing "PS Group" & "PRIMARC" signage from the top external façade of the building, including dismantling of all associated fixing arrangements, brackets, frames & anchor bolts, making good the affected façade surface to match the surrounding finish, complete with all labour, materials, tools, equipment, transportation, and disposal of debris at an approved location, as directed by the Engineer-in-Charge | Lump Sum |  |  | Draft
The Soul, Rajarhat | BLOCK | Signages and Art Work | Signage Work | WO/HR01/BOK01/210 | Kyndnes Healthcare Pvt. Ltd. | Removing of all letters from existing "PS Group" & "PRIMARC" signage | Removing of all letters from existing "PS Group" & "PRIMARC" signage from the top external façade of the building, including dismantling of all associated fixing arrangements, brackets, frames & anchor bolts, making good the affected façade surface to match the surrounding finish, complete with all labour, materials, tools, equipment, transportation, and disposal of debris at an approved location, as directed by the Engineer-in-Charge | Lump Sum | 1 | 38000 | Approved
BHOPAL - COMMERCIAL | MARKETING | Electrical |  | WO/BPC/BPC4/24 | ELECTRO POWER | Charges for additional travelling,transportation,fooding & manpower | Charges for additional travelling, transportation, fooding & manpower as approved & direction of Engineer In Charge |  | 0 | 0 | Approved
BHOPAL - COMMERCIAL | MARKETING | Electrical |  | WO/BPC/BPC4/24 | ELECTRO POWER | Travelling & transportation cost (Up) | Charges for travelling & transportation cost by train for up journey as per requirement & direction of E.I.C | Lump Sum | 1 | 3000 | Approved
BHOPAL - COMMERCIAL | MARKETING | Electrical |  | WO/BPC/BPC4/24 | ELECTRO POWER | Travelling & transportation cost (Down) | Charges for travelling & transportation cost by train for down journey as per requirement & direction of E.I.C | Lump Sum | 1 | 3000 | Approved
BHOPAL - COMMERCIAL | MARKETING | Electrical |  | WO/BPC/BPC4/24 | ELECTRO POWER | Fooding expenses | Charges for fooding expenses | Lump Sum | 1 | 2000 | Approved
BHOPAL - COMMERCIAL | MARKETING | Electrical |  | WO/BPC/BPC4/24 | ELECTRO POWER | Additional manpower | Charges for additional manpower ( 4 Day @ 2000 Rs/per day) as per requirement and direction of EIC | Lump Sum | 1 | 8000 | Approved
The Ramdulari | BLOCK | Plumbing/Sanitory | Internal Plumbing |  |  | 40mm Dia (PRV Line, For Roof Irrigation Line, Extra Balcony Line @ Front Side) | 40mm Dia (PRV Line, For Roof Irrigation Line, Extra Balcony Line @ Front Side) | RMT |  |  | Approved
The Ramdulari | BLOCK | Plumbing/Sanitory | Internal Plumbing |  |  | 20mm dia (For Swimming Pool, Irrigation and extra balcony water supply points) | 20mm dia (For Swimming Pool, Irrigation and extra balcony water supply points) | Nos |  |  | Approved
The Ramdulari | BLOCK | Plumbing/Sanitory | Internal Plumbing |  |  | 25mm dia (For UPVC Irrigation water supply points) | 25mm dia (For UPVC Irrigation water supply points) | Nos |  |  | Approved
The Ramdulari | BLOCK | Plumbing/Sanitory | Internal Plumbing |  |  | Supply & Fixing of 50mm dia PVC Ball Valve (WTP Suction) | Supply & Fixing of 50mm dia PVC Ball Valve (WTP Suction) | Nos |  |  | Approved
The Ramdulari | BLOCK | Plumbing/Sanitory | Internal Plumbing |  |  | 40mm dia | 40mm dia | Nos |  |  | Approved
The Ramdulari | BLOCK | Plumbing/Sanitory | Internal Plumbing |  |  | 50mm dia (For OHT Tank@Roof) | 50mm dia (For OHT Tank@Roof) | Nos |  |  | Approved
The Ramdulari | BLOCK | Plumbing/Sanitory | Internal Plumbing |  |  | 65mm dia (For UGR Outlet to KMC Pump) | 65mm dia (For UGR Outlet to KMC Pump) | Nos |  |  | Approved
The Ramdulari | BLOCK | Plumbing/Sanitory | Internal Plumbing |  |  | 25mm dia A.R.V. with isolated Valve | 25mm dia A.R.V. with isolated Valve | Nos |  |  | Approved
The Ramdulari | BLOCK | Plumbing/Sanitory | Internal Plumbing |  |  | Water Meter | Fixing ,jointing, testing and commissioning fixing heavy approved make Water Meter of the following diameters (20 Kg/cm2) (Only Labour Charges, Water Meter supplied by the Client) (Flange, Fittings will be provided by the Contractor) |  |  |  | Approved
The Ramdulari | BLOCK | Plumbing/Sanitory | Internal Plumbing |  |  | 20mm Dia, Car wash point at basement | 20mm Dia, Car wash point at basement | Nos |  |  | Approved
The Ramdulari | BLOCK | Plumbing/Sanitory | Internal Plumbing |  |  | 50 mm dia,WTP at basement , OHT area pump line | 50 mm dia,WTP at basement , OHT area pump line | Nos |  |  | Approved
The Ramdulari | BLOCK | Plumbing/Sanitory | Internal Plumbing |  |  | Charges for fixing Kessei Drain | Charges for fixing Kessei Drain |  |  |  | Approved
The Ramdulari | BLOCK | Plumbing/Sanitory | Internal Plumbing |  |  | Charges for fixing Kessel drain | Charges for fixing Kessel drain at Planter areas , with RCC floor chipping ,fixing the drain at proper given level with proper alignment and mending good the same with cement mortar, as per direction of Engineer-in-Charge | Nos |  |  | Approved
The Ramdulari | BLOCK | Plumbing/Sanitory | Internal Plumbing |  |  | Charges for fixing Kessel Catch basi | Charges for fixing Kessel Catch basin drain at External area,at a given level with proper alignment , on a PCC bed and fixing with cement concrete encasing all around the catch basin, and fixing the drain cover at a given level with floor chipping , and mending good the same with cement mortar as per direction of Engineer-in-Charge. | Nos |  |  | Approved
The Ramdulari | BLOCK | Plumbing/Sanitory | Internal Plumbing |  |  | Extra Items | Extra Items |  |  |  | Approved
The Ramdulari | BLOCK | Plumbing/Sanitory | Internal Plumbing |  |  | CI Grating, Supply & Labour Charges | Supply and Labour Charges for Fitting, fixing of 125mm CI Grating at Roof and fixing with cement morter, mending good the same. Location : Gr. Floor Area Driver Toilet | Nos |  |  | Approved
The Ramdulari | BLOCK | Plumbing/Sanitory | Internal Plumbing |  |  | EPWC Floor Mounted set with cistern | Labour Charges for Handling, lifting, Fitting, fixing, & testing EPWC Floor Mounted set with cistern, seat cover, health faucet, angular, CP floor gratings and and also The scope includes the following works Valves etc complete with all accessories of approved make, shape and type and all labour charges including cutting holes , grouting with sealing compound etc and necessary materials (Pipe ,CP connector pipe as required length and dia, CP screw, PVC fastener , applying two coats of synthetic enamel paint of approved colour matched with the sanitary ware etc ) complete in all respect. (PIPE, Fittings, CP angular stop cock, health faucet set, EPWC, seat cover, concealed cistern, CP gratings, cement shall be supplied by CLIENT and Other Loose Materials as Screws, Nail, Fastener, MS Hooks, Rubber Insulated GI U- Clamp, Solvent Cement, Jute, White Zinc, Teflon tape, White Cement, MS Angle / Bracket, Universal clamp.) sand & stone (if required) shall be under the scope of contractor ) | Nos |  |  | Approved
The Ramdulari | BLOCK | Plumbing/Sanitory | Internal Plumbing |  |  | Wash Basin Set | Labour Charges for Handling, lifting, Fitting, fixing, & testing wash basin set ( approved brand / make ) with Angular stop cock, Basin waste, Bottle trap, Sensor type basin mixture / pillar cock Anchor fastner all accessories of approved make, all labour charges including cutting holes , grouting with sealing compound etc and necessary materials, mending good damages and if required painting the brackets with two coats of approved paint complete in all respect.( PIPE, Fittings, Wash Basin , CP Bottle-trap, CP Waste, Basin Mixer - Pillar Cock (Sensor type), cement shall be supplied by CLIENT , Solvent cement, Clamp, sand & stone (if required) shall be under the scope of contractor ) | Nos |  |  | Approved
The Ramdulari | BLOCK | Plumbing/Sanitory | Internal Plumbing |  |  | Urinal / Sensor Type | Labour Charges for Handling, lifting, Fitting, fixing, & testing of Urinal / Sensor type approved brand / make in position including other accessories CP Angular stop cock, CP waste, CP wall flange, CP extension pieces ,bottle trap, and all accessories of approved make, and all labour charges including for cutting holes / chase and making good the same with mortar / concrete as require to complete the work as per the direction of in-charge. (PIPE, Fittings, Angular stop cock, Bottle trap Urinal Set, Cement shall be supplied by CLIENT and Other Loose Materials as Screws, Nail, Fastener, MS Hooks, Rubber Insulated GI U- Clamp, Solvent Cement, Jute, White Zinc, Teflon tape, White Cement, MS Angle / Bracket, Universal clamp.) sand & stone (if required) shall be under the scope of contractor ) | Nos |  |  | Approved
The Ramdulari | BLOCK | Plumbing/Sanitory | Internal Plumbing |  |  | CP Grab Bar | Labour Charges for Installing, testing and commissioning of CP Grab Bar all complete with necessary wall flanges complete at Ground floor Handicapped Toilet | Nos |  |  | Approved
The Ramdulari | BLOCK | Plumbing/Sanitory | Internal Plumbing |  |  | CP Swing Grab Rail | Labour Charges for Installing, testing and commissioning of CP Swing Grab Rail all complete with necessary wall flanges complete at Gr floor Handicapped Toilet | Nos |  |  | Approved
The Ramdulari | BLOCK | Plumbing/Sanitory | Internal Plumbing |  |  | CP Shower Unit with Thermostatic Mixing Valve | Labour Charges for Installing, testing and commissioning of CP SHOWER UNIT with Thermostatic Mixing Valve for hot water mixing , spout, shower arm ,Hand Shower all complete with necessary wall flanges complete. | Nos |  |  | Approved
The Ramdulari | BLOCK | Plumbing/Sanitory | Internal Plumbing |  |  | Only Sink Fixing | Only Sink Fixing | Nos |  |  | Approved
The Ramdulari | BLOCK | Plumbing/Sanitory | Internal Plumbing |  |  | KItchen Sink | Labour Charges for Installing, testing and commissioning of Kitchen Sink with Sink Mixture/Sink Tap with 1no.40mm dia CP waste coupling, with 1no. 40mm dia CP bottle trap with extension pipe, , 1 No. 15mm CP angle valve with 600 mm long PVC Braided connection pipe and CP wall flanges of all approved make etc., complete. | Nos |  |  | Approved
The Ramdulari | BLOCK | Plumbing/Sanitory | Internal Plumbing |  |  | Silencio PP Piles | Supply and Fixing for fixing Silencio PP pipes (DN 110X3.4 PP-MD-ML UNE EN-1451 B SKZ A -676 DIN-4102 B2) for Soil , waste and vent and AC drainage in Shaft Location including all fittings with / without access door of any degree, Single / Double / Equal / Unequal junctions, bends, offsets, Cowls, Collars, Access / door pieces, insertions, rubber washer 3 mm thick, bolts & nuts , GI Holder bats and clamps of approved design and jointing with drip seal joints including cutting holes in Walls & floors and making good the same wherever required |  |  |  | Approved
The Ramdulari | BLOCK | Plumbing/Sanitory | Internal Plumbing |  |  | 110 mm dia | 110 mm dia (Ground Floor, 1st Floor individual line as per management decision , Servant toilet Branch line from 2nd to 25th Floor ) | RMT |  |  | Approved
The Ramdulari | BLOCK | Plumbing/Sanitory | Internal Plumbing |  |  | Silencio PP Piles | Supply and Fixing for fixing Silencio PP pipes (DN 110X3.4 PP-MD-ML UNE EN-1451 B SKZ A -676 DIN-4102 B2) for Rain Water pipe in Shaft Location including all fittings with / without access door of any degree, Single / Double / Equal / Unequal junctions, bends, offsets, Cowls, Collars, Access / door pieces, insertions, rubber washer 3 mm thick, bolts & nuts , GI Holder bats and clamps of approved design and jointing with drip seal joints including cutting holes in Walls & floors and making good the same wherever required. (Application: For Rain Water Pipes) |  |  |  | Approved
The Ramdulari | BLOCK | Plumbing/Sanitory | Internal Plumbing |  |  | 75mm Dia (All Planter Drainage Lines) | 75 mm dia (All Planter Drainage Lines Master toilet , Kichen , front balcony , t5 t4 all from 1st to 26th Floor as per management decision / Gr Floor waste line ) | RMT |  |  | Approved
The Ramdulari | BLOCK | Plumbing/Sanitory | Internal Plumbing |  |  | 75mm Dia (Vertical Planter Drainage) | 75 mm dia (vertical Planter Drainage at Planter boxes as per drawing) | RMT |  |  | Approved
The Ramdulari | BLOCK | Plumbing/Sanitory | Internal Plumbing |  |  | CPVC Pipes | Supply and Fixing for Laying, fitting and fixing CPVC pipe (SDR 11/13) various dia as shown in drawing complete with all sorts of fittings ( e.g tee, bends, elbows, coupler, unions, reducers, flanges etc.) as required jointed with heavy duty solvent cement as per manufacturers specification or threaded joint wherever required and as per instruction of EIC. (for the above, Groove Cutting, mending good the damages, CPVC Pipe concealed inside of the Toilet (Required) for Hot & Cold Line including their necessary fittings as Elbows, Tees, Sockets |  |  |  | Amended & Approved
The Ramdulari | BLOCK | Plumbing/Sanitory | Internal Plumbing |  |  | 25mm dia(For Header Common Line at Gr,1st Floor Toilets) | 25mm dia(For Header Common Line at Gr,1st Floor Toilets) | RMT |  |  | Approved
The Ramdulari | BLOCK | Plumbing/Sanitory | Internal Plumbing |  |  | KAN-ThermPERTAL Pile | Supply and Fixing for Laying, fitting and fixing KAN-thermPERTAL Pipe various dia as shown in drawing for internal flate area complete with all sorts of fittings (e.g. tee, bends, elbows, coupler, union, reducers, flange etc.) as required jointed with heavy duty solvent cement as per manufacturers specification of threaded joint wherever required and as per instruction of EIC. (Domestic/Flu. at Terrace, Down takes, Risers, Overflow drain and vent pipe for OHT etc.). |  |  |  | Cancelled
The Ramdulari | BLOCK | Plumbing/Sanitory | Internal Plumbing |  |  | 20mm Dia | 20 mm dia (Extra pipe for inside downtake line @bottom of shaft door , and for new balcony point@ kitchen and Shaft-5, Gr Floor , 1st Fl , Roof) | RMT |  |  | Approved
The Ramdulari | BLOCK | Plumbing/Sanitory | Internal Plumbing |  |  | 25mm Dia | 25 mm dia (Extra pipe for inside downtake line @bottom of shaft door & inside shaft, Gr Floor , 1st Fl , Roof)) | RMT |  |  | Approved
The Ramdulari | BLOCK | Civil | Sub & Super Structure Work | WO/RP/RP02/134 | RAJ TRIMURTI INFRAPROJECT PVT. LTD. | Misc Civil Work | Misc Civil Work Stair Mumty Room Ground Floor |  | 0 | 0 | Amended & Draft
The Ramdulari | BLOCK | Civil | Sub & Super Structure Work | WO/RP/RP02/134 | RAJ TRIMURTI INFRAPROJECT PVT. LTD. | AAC Block | Providing and constructing 200 mm thick AAC Block Masonry Wall using approved quality AAC blocks laid in 2–3 mm thick bed of ready-mix AAC block adhesive/jointing mortar, including supply of AAC blocks, supply of AAC block adhesive, labour for laying, cutting, chasing, scaffolding, alignment, curing, complete finishing of masonry work, and all incidental materials, tools, tackles, wastage, transportation, as per approved drawings, specifications, and directions of the Engineer-in-Charge, complete in all respects. | Cum. | 23.264 | 7205 | Approved
The Ramdulari | BLOCK | Civil | Sub & Super Structure Work | WO/RP/RP02/134 | RAJ TRIMURTI INFRAPROJECT PVT. LTD. | 125 mm Brick Work | Providing and constructing 250 mm thick first-class brick masonry wall above plinth level using approved quality conventional first-class bricks laid in cement mortar, including supply of first-class bricks, supply of sand, labour for brick masonry work, mixing, laying, jointing, raking of joints, scaffolding, curing, cutting, alignment, leveling, transportation, handling, wastage, tools and tackles, and all other incidental works required to complete the masonry as per approved drawings, specifications, and directions of the Engineer-in-Charge, complete in all respects. | Cum. | 11.533 | 7200 | Approved
The Ramdulari | BLOCK | Civil | Sub & Super Structure Work | WO/RP/RP02/134 | RAJ TRIMURTI INFRAPROJECT PVT. LTD. | Plaster 12mm | Providing labour and materials for 12 mm thick internal wall plaster in cement mortar (1:6 – 1 part cement : 6 parts sand), including supply of sand, surface preparation, hacking/raking of joints where required, application of plaster, rounding off or chamfering of corners and edges, finishing to a smooth and even surface, curing, scaffolding, tools and tackles, and all incidental works complete as per approved drawings, specifications, and directions of the Engineer-in-Charge. Cement shall be supplied free of cost by the Client. | Sq.Mtr. | 239.4 | 214 | Approved
The Ramdulari | BLOCK | Civil | Sub & Super Structure Work | WO/RP/RP02/134 | RAJ TRIMURTI INFRAPROJECT PVT. LTD. | Plaster 20mm | Providing labour and materials for 20 mm thick external wall plaster in cement mortar (1:6 – 1 part cement : 6 parts sand), including supply of sand, preparation of surface, raking out joints where necessary, application of plaster, rounding off or chamfering of corners and edges, finishing to the required line, level and smoothness, curing, scaffolding at all heights and levels, tools, tackles, and all incidental works complete as per approved drawings, specifications, and directions of the Engineer-in-Charge. Cement shall be supplied free of cost by the Client. | Sq.Mtr. | 120.262 | 400 | Approved
The Ramdulari | BLOCK | Civil | Sub & Super Structure Work | WO/RP/RP02/134 | RAJ TRIMURTI INFRAPROJECT PVT. LTD. | Scaffolding work beyond 4.0 mtr | Hire and Labour Charges for Scaffolding work beyond 4.0 mtr height as per drawing and direction of Engineer-in-charge | Cum. | 152.64 | 120 | Approved
The Ramdulari | BLOCK | Civil | Sub & Super Structure Work | WO/RP/RP02/134 | RAJ TRIMURTI INFRAPROJECT PVT. LTD. | 125 Brick Work | Providing and constructing 125 mm thick brick masonry walls using approved quality first-class conventional bricks in cement mortar (1:4), for ledge walls, duct walls, ground floor and above-roof-level walls, including supply of first-class bricks, supply of sand, labour for masonry work, mixing, laying, jointing, cutting, scaffolding, curing, alignment, leveling, transportation, handling, tools and tackles, and all incidental works complete as per approved drawings, specifications, and directions of the Engineer-in-Charge. Cement shall be supplied free of cost by the Client. | Sq.Mtr. | 5.6 | 1200 | Approved
The Ramdulari | BLOCK | Civil | Sub & Super Structure Work | WO/RP/RP02/134 | RAJ TRIMURTI INFRAPROJECT PVT. LTD. | HB Net | Charges for providing and fixing of approved H.B netting in evry 3rd layer in 125 mm th Brick wall at any floor at any level as per drawing and direction of Engineer -in-charge. | Sq.Mtr. | 5.6 | 5 | Approved
The Ramdulari | BLOCK | Civil | Sub & Super Structure Work | WO/RP/RP02/134 | RAJ TRIMURTI INFRAPROJECT PVT. LTD. | Mason | Charges for Mason for Misc. work as per direction of Engineer-in-charge. | Nos | 99 | 550 | Approved
The Ramdulari | BLOCK | Civil | Sub & Super Structure Work | WO/RP/RP02/134 | RAJ TRIMURTI INFRAPROJECT PVT. LTD. | Chipper | Charges for Chipper for Misc. work as per direction of Engineer-in-charge. | Nos | 1.5 | 500 | Approved
The Ramdulari | BLOCK | Civil | Sub & Super Structure Work | WO/RP/RP02/134 | RAJ TRIMURTI INFRAPROJECT PVT. LTD. | Unskilled | Charges for Unskilled Labour for Misc. work as per direction of Engineer-in-charge. | Nos | 58.5 | 400 | Approved
The Ramdulari | BLOCK | Civil | Sub & Super Structure Work | WO/RP/RP02/134 | RAJ TRIMURTI INFRAPROJECT PVT. LTD. | Grouting | Charges for supply and fixing of Rebar grouting with Lock fix P chemical in RCC wall for bend of AAC block work including all labour,mechinery,tools & tackles ………. | Nos. | 236 | 50 | Approved
AARANYA | COMMON INFRASTRUCTURE | Land Development | Land Area Development | WO/PKB/PKB2/35 | PRAHALLAD CONSTRUCTION PRIVATE LIMITED | Charges for laying, jointing, testing and commissioning laying the following diameters underground double wall corrugated pipe of HDPE SN 8 pipes | Charges for laying, jointing, testing and commissioning laying the following diameters underground double wall corrugated pipe of HDPE SN 8 pipes with smooth internal and profiled external surface for non-pressure underground Sewerage pipe line as per ISO 21138-3 with suitable Snapfit coupler and rubber 'O' Ring for jointing in trenches for all depths ( up to invert level from FGL )and lengths to correct grades levels and alignment & adequate width of trench (minimum pipe OD + 300 mm) including PCC concrete of 75 mm for bedding (1:3:6) pipe supports 150 mm Silver sand filling along with compaction with water and 75mm thick encasing of the pipes wherever required (in every socket joint, 2 mtr. interval considering socket joint encasing), compacting the base before pcc work, disposing of surplus earth within the site premises (lead up to 0.5 km), backfilling work after completion of job, The rate is inclusive of bailing out of water during excavation and shoring work, testing and making good the leakages if any etc. as per directions of the Engineer-in-charge. (only pipe, fittings and cement would be supplied by the Employer free of cost, but subjected to reconciliation) (160 mm O.D. Pipe)-STROME WATER PIPE |  | 0 | 0 | Approved
AARANYA | COMMON INFRASTRUCTURE | Land Development | Land Area Development | WO/PKB/PKB2/35 | PRAHALLAD CONSTRUCTION PRIVATE LIMITED | Invert Lvl - Up to - 1000 mm | Invert Lvl - Up to - 1000 mm | RMT | 61.626 | 640 | Approved
AARANYA | COMMON INFRASTRUCTURE | Land Development | Land Area Development | WO/PKB/PKB2/35 | PRAHALLAD CONSTRUCTION PRIVATE LIMITED | Invert Lvl - -1000 mm TO -1500 mm | Invert Lvl - -1000 mm TO -1500 mm | RMT | 5.559 | 780 | Approved
AARANYA | COMMON INFRASTRUCTURE | Land Development | Land Area Development | WO/PKB/PKB2/35 | PRAHALLAD CONSTRUCTION PRIVATE LIMITED | Charges for laying, jointing, testing and commissioning laying the following diameters underground double wall corrugated pipe of HDPE SN 8 pipes | Charges for laying, jointing, testing and commissioning laying the following diameters underground double wall corrugated pipe of HDPE SN 8 pipes with smooth internal and profiled external surface for non-pressure underground Sewerage pipe line as per ISO 21138-3 with suitable Snapfit coupler and rubber 'O' Ring for jointing in trenches for all depths ( up to invert level from FGL )and lengths to correct grades levels and alignment & adequate width of trench (minimum pipe OD + 300 mm) including PCC concrete of 75 mm for bedding (1:3:6) pipe supports 150 mm Silver sand filling along with compaction with water and 75mm thick encasing of the pipes wherever required (in every socket joint, 2 mtr. interval considering socket joint encasing), compacting the base before pcc work, disposing of surplus earth within the site premises (lead up to 0.5 km), backfilling work after completion of job, The rate is inclusive of bailing out of water during excavation and shoring work, testing and making good the leakages if any etc. as per directions of the Engineer-in-charge. (only pipe, fittings and cement would be supplied by the Employer free of cost, but subjected to reconciliation) (200 mm O.D. Pipe)-STROME WATER PIPE |  | 0 | 0 | Approved
AARANYA | COMMON INFRASTRUCTURE | Land Development | Land Area Development | WO/PKB/PKB2/35 | PRAHALLAD CONSTRUCTION PRIVATE LIMITED | Invert Lvl - -1000 mm TO -1500 mm | Invert Lvl - -1000 mm TO -1500 mm | RMT | 56.537 | 880 | Approved
AARANYA | COMMON INFRASTRUCTURE | Land Development | Land Area Development | WO/PKB/PKB2/35 | PRAHALLAD CONSTRUCTION PRIVATE LIMITED | Invert Lvl - -1500 mm TO -2100 mm | Invert Lvl - -1500 mm TO -2100 mm | RMT | 156.486 | 1040 | Approved
AARANYA | COMMON INFRASTRUCTURE | Land Development | Land Area Development | WO/PKB/PKB2/35 | PRAHALLAD CONSTRUCTION PRIVATE LIMITED | Charges for Construction of water tight brick masonry in Gully Pit / Sewerage Pit | Charges for Construction of water tight brick masonry in Gully Pit / Sewerage Pit as per drawing of following sizes using designated brickwork(Red Brick) 250mm in cement sand mortar (1:4), over a bed of Single Layer BFS followed by 125 mm thk. PCC (1:3:6), 15 mm thick inside plastering work with cement plaster (1:4) finished with a floating coat of neat cement, outside making jointing & pointing and making channel and benching in cement concrete (1:2:4), RCC (1:1.5:3) Rates shall include the cost of excavation in all sorts of soil, compacting the base, disposing of surplus earth within the site premises (lead up to 0.5 km), backfilling work after completion of job, all complete. The rate is inclusive of bailing out of water during excavation and shoring work, if required to prevent collapsing of soil. (Only cement, PVC Gully trap, Cover, Rung Ladder, Reinforcement Steel (From Scrap) would be supplied by the Employer but subjected to reconciliation). Work to be done as per drawing and direction of EIC. Note: Precast RCC Pit cover Supplied by Employer. |  | 0 | 0 | Approved
AARANYA | COMMON INFRASTRUCTURE | Land Development | Land Area Development | WO/PKB/PKB2/35 | PRAHALLAD CONSTRUCTION PRIVATE LIMITED | (600mm X 600mm) Storm pit IL - ( -600 MM TO -1000 MM ) | (600mm X 600mm) Storm pit IL - ( -600 MM TO -1000 MM ) | Nos | 10 | 9100 | Approved
AARANYA | COMMON INFRASTRUCTURE | Land Development | Land Area Development | WO/PKB/PKB2/35 | PRAHALLAD CONSTRUCTION PRIVATE LIMITED | (900mm X 900mm) Storm pit IL - ( -1500 MM TO -2100 MM ) | (900mm X 900mm) Storm pit IL - ( -1500 MM TO -2100 MM ) | Nos | 10 | 25000 | Approved
AARANYA | COMMON INFRASTRUCTURE | Land Development | Land Area Development | WO/PKB/PKB2/35 | PRAHALLAD CONSTRUCTION PRIVATE LIMITED | Charges for Installation of Submersible pump with Panel (3-5 HP), Location; Storm water Sump pit (for De-watering) | Charges for Installation of Submersible pump with Panel (3-5 HP), Location; Storm water Sump pit (for De-watering) | Nos | 1 | 3500 | Approved
The Ramdulari | BLOCK | Civil | Sub & Super Structure Work | WO/RP/RP02/134 | RAJ TRIMURTI INFRAPROJECT PVT. LTD. | RCC Band. | Charges for Providing, Laying & fixing for RCC Band (125mm,200 mm & 250mm) Brick work of AAC block at any level, (R.C.C (1:1.5:3) by site mix concrete 25 mm and down sized , screened and washed well graded stone chips including Shuttering & Reinforcement cost), at any floor level complete in all respect as per approved consultant drawing, specification and direction of EIC. (Rate including all required material, labour, tools and tackles necessary arrangements of the work.). (Cement & Reinforcement would be supplied by client but subjected to reconciliation.). |  | 0 | 0 | Approved
The Ramdulari | BLOCK | Civil | Sub & Super Structure Work | WO/RP/RP02/134 | RAJ TRIMURTI INFRAPROJECT PVT. LTD. | Band (125x150)mm | Providing & fixing of RCC band (125x150) for 125mm for Brick work by AAC block at 1200mm Lvl . Location- Ground to Roof | RMT | 4.825 | 425 | Approved
The Ramdulari | BLOCK | Civil | Sub & Super Structure Work | WO/RP/RP02/134 | RAJ TRIMURTI INFRAPROJECT PVT. LTD. | Band (125x150)mm | Providing & fixing of RCC band (125x150) for 125mm for Brick work by AAC block at 2400mm Lvl . Location- Ground to Roof | RMT | 6.8 | 450 | Approved
The Ramdulari | BLOCK | Civil | Sub & Super Structure Work | WO/RP/RP02/134 | RAJ TRIMURTI INFRAPROJECT PVT. LTD. | Band (200x150)mm | Providing & fixing of RCC band (200x150) for 200mm for Brick work by AAC block at 1200mm Lvl . Location- Ground to Roof | RMT | 27.5 | 475 | Approved
The Ramdulari | BLOCK | Civil | Sub & Super Structure Work | WO/RP/RP02/134 | RAJ TRIMURTI INFRAPROJECT PVT. LTD. | Band (200x150)mm | Providing & fixing of RCC band (200x150) for 200mm for Brick work by AAC block at 2400mm Lvl . Location- Ground to Roof | RMT | 16.6 | 500 | Approved
The Ramdulari | BLOCK | Civil | Sub & Super Structure Work | WO/RP/RP02/134 | RAJ TRIMURTI INFRAPROJECT PVT. LTD. | Band (250x150)mm | Providing & fixing of RCC band (250x150) for 250mm for Brick work by AAC block at 1200mm Lvl . Location- Ground to Roo | RMT | 3.65 | 500 | Approved
The Ramdulari | BLOCK | Civil | Sub & Super Structure Work | WO/RP/RP02/134 | RAJ TRIMURTI INFRAPROJECT PVT. LTD. | Band (250x150)mm | Providing & fixing of RCC band (250x200) for 250mm for Brick work by AAC block at 2400mm Lvl . Location- Ground t | RMT | 4.85 | 550 | Approved
The Ramdulari | BLOCK | Civil | Sub & Super Structure Work | WO/RP/RP02/134 | RAJ TRIMURTI INFRAPROJECT PVT. LTD. | RCC POST | Providing & fixing of RCC POST of various sizes for Brick work of AAC block at any level, (R.C.C (1:1.5:3) by site mix concrete 25 mm and down sized , screened and washed well graded stone chips including Shuttering & Reinforcement cost), at any floor level complete in all respect as per approved consultant drawing, specification and direction of EIC. (Rate including all required material, labour, tools and tackles necessary arrangements of the work.). (Cement & Reinforcement would be supplied by client but subjected to reconciliation |  | 0 | 0 | Approved
The Ramdulari | BLOCK | Civil | Sub & Super Structure Work | WO/RP/RP02/134 | RAJ TRIMURTI INFRAPROJECT PVT. LTD. | 200x200mm | Providing & fixing of RCC Post (200x200) for 200 mm for Brick work by AAC block at any level. Location Gr to Roof | RMT | 7.1 | 725 | Approved
The Ramdulari | BLOCK | Civil | Sub & Super Structure Work | WO/RP/RP02/134 | RAJ TRIMURTI INFRAPROJECT PVT. LTD. | 200x250mm | Providing & fixing of RCC Post (200x250) for 250 mm for Brick work by AAC block at any level. Location Gr to Roof | RMT | 3.125 | 800 | Approved
The Ramdulari | BLOCK | Civil | Sub & Super Structure Work | WO/RP/RP02/134 | RAJ TRIMURTI INFRAPROJECT PVT. LTD. | 150x250mm | Providing & fixing of RCC Post (150x250) for 250 mm for Brick work by AAC block at any level. Location Gr to Roof | RMT | 13.725 | 725 | Approved
The Ramdulari | BLOCK | Civil | Sub & Super Structure Work | WO/RP/RP02/134 | RAJ TRIMURTI INFRAPROJECT PVT. LTD. | Providing & fixing of RCC Lintel | Providing & fixing of RCC Lintel (250x300) mm for 250mm Brick work of AAC block at any level, (R.C.C (1:1.5:3) by site mix concrete 25 mm and down sized , screened and washed well graded stone chips including Shuttering & Reinforcement cost), at any floor level complete in all respect as per approved consultant drawing, specification and direction of EIC. (Rate including all required material, labour, tools and tackles necessary arrangements of the work.). (Cement & Reinforcement would be supplied by client but subjected to reconciliation.) Location-Ground to Roof < | RMT | 3.19 | 1175 | Approved
CHANDANNAGAR COMMERCIAL | MAIN TOWER | Electrical | DG Cost | WO/GC01/GC01/25 | OLYMPIA ENGINEERING | Obtain the approval of 125 KVA DG Set from Deputy Chief Electrical Inspector, West Bengal State Electricity Board, as per Indian Electricity Rules 2010 | Obtain the approval of 125 KVA DG Set from Deputy Chief Electrical Inspector, West Bengal State Electricity Board, as per Indian Electricity Rules 2010 | Lot | 1 | 23000 | Approved
The Ramdulari | BLOCK | Civil | Sub & Super Structure Work | WO/RP/RP02/134 | RAJ TRIMURTI INFRAPROJECT PVT. LTD. | 10mm Dia Grouting | Charges for fixing reinforcement bars including drilling & chemical injection in the concrete surface above plinth level as per the manufacturer's specification either Fischer or Hilti product. At least 10% of the reinforcement shall be tested by Pull Out test as per the instruction of Structural Consultant. The rate shall be inclusive of all labour, material, scaffolding, gangway etc. involved for rebar grouting however cost of reinforcement steel will be paid as per item. ---." For 10mm dia. (Reinforcement Steel & Cement Shall be supplied by Client subject to reconciliation) | Nos | 16 | 107 | Approved
The Ramdulari | BLOCK | Civil | Sub & Super Structure Work | WO/RP/RP02/134 | RAJ TRIMURTI INFRAPROJECT PVT. LTD. | Puddle Flange | Labour charges for fixing of Puddle flange in proper line at any level with supply of all tool tackles & machineries as per drawing & direction of EIC. (Puddle Flange will be supplied by Client subject to reconciliation.) | Nos | 4 | 350 | Approved
Primarc Aadvika | COMMON INFRASTRUCTURE | Land Development |  | WO/HW1/PHW2/36 | ADA-METCON | Supply, fabrication and erection of MS Grating. | Supply, fabrication and erection of MS Grating made of MS Flat (90×8 mm) with supporting frame of ISA (100×100×8 mm), including cutting, welding, fitting, fixing, and application of 1 coat of red-oxide primer, complete with labour, tools & tackles as per approved drawings, specifications and direction of the Engineer-in-Charge. Location:- Tyre Wash Area | Kg | 1200 | 115 | Approved
Primarc Aadvika | COMMON INFRASTRUCTURE | Land Development |  | WO/HW1/PHW2/36 | ADA-METCON | Loading, Unloading & Transportation | Charges for transportation including loading, unloading as per Engineer-in-Charge. | Lump Sum | 1 | 3000 | Approved
AARANYA | EXPERIENCE CENTER | Interior Work |  |  |  | Extra Work for Interior Work | Extra Work for Interior Work |  |  |  | Amended & Approved
AARANYA | EXPERIENCE CENTER | Interior Work |  |  |  | Providing and fixing 12mm thick Cement Board (Exterior Quality) Patti Fixing over MS structure | Providing and fixing 12mm thick Cement Board (Exterior Quality) Patti Fixing over MS structure, including necessary application of water-resistant sealant, lifting, shifting, transportation, and all required jointing accessories/fasteners for proper fixing, complete in all respects as per direction of Engineer-in-Charge. Location: Stairs | Rft |  |  | Approved
AARANYA | EXPERIENCE CENTER | Interior Work |  |  |  | Providing and fixing 8mm thick Cement Board (Exterior Quality) over MS structure, | Providing and fixing 8mm thick Cement Board (Exterior Quality) over MS structure, including necessary application of water-resistant sealant, lifting, shifting, transportation, and all required jointing accessories/fasteners for proper fixing, complete in all respects as per direction of Engineer-in-Charge. Location: Above Ramp | Sq.Ft. |  |  | Approved
AARANYA | EXPERIENCE CENTER | Interior Work |  |  |  | Providing and fixing 12mm thick Cement Board (Exterior Quality) over 2"x1" Aluminum Tube, | Providing and fixing 12mm thick Cement Board (Exterior Quality) over 2"x1" Aluminum Tube, including necessary application of water-resistant sealant, lifting, shifting, transportation, and all required jointing accessories/fasteners for proper fixing, complete in all respects as per direction of Engineer-in-Charge. Location: Stairs (Outside), Door Beside Stairs, Covering Electric Pipe, Beam Covering | Sq.Ft. |  |  | Approved
AARANYA | EXPERIENCE CENTER | Interior Work |  |  |  | Providing and fixing 12mm thick Cement Board (Exterior Quality) over MS Structure | Providing and fixing 12mm thick Cement Board (Exterior Quality) over MS Structure, including necessary application of water-resistant sealant, lifting, shifting, transportation, and all required jointing accessories/fasteners for proper fixing, complete in all respects as per direction of Engineer-in-Charge. Location: Beam Covering (Bottom) | Sq.Ft. |  |  | Approved
AARANYA | EXPERIENCE CENTER | Interior Work |  |  |  | Supplying and fixing of fish | Fixing of fish for interior works, complete in all respects as per drawing and direction of Engineer-in-Charge. | Nos |  |  | Approved
AARANYA | EXPERIENCE CENTER | Interior Work |  |  |  | Repairing of damaged table | Repairing of damaged table including supply of all required materials, hardware, and consumables, finished to match existing as per direction of the Engineer-in-Charge. | Lump Sum |  |  | Approved
AARANYA | EXPERIENCE CENTER | Interior Work |  |  |  | Fixing of mirror | Supplying & Fixing of 2 Nos Mirror including all materials, fixing accessories, and labour, complete as per direction of the Engineer-in-Charge. | Lump Sum |  |  | Approved
AARANYA | EXPERIENCE CENTER | Interior Work |  |  |  | Supply of skilled carpenter | Supply of carpenter on daily basis for furnishing of table legs & Photo frame fixing Work, including all tools & tackles, as per requirement & direction of the Engineer-in-Charge. | Nos |  |  | Approved
AARANYA | EXPERIENCE CENTER | Interior Work |  |  |  | Supply of carpente | Supply of carpenter on daily basis for Photo frame fixing work, including all tools & tackles, as per requirement & direction of the Engineer-in-Charge. | Nos |  |  | Approved
SOUTHWINDS PROJECT LLP (PHASE - III & IV) | COMMON INFRASTRUCTURE - PHASE III & IV | Flooring Work | Main Gate and Security Room | WO/SP34/CI34/86 | A.M. Enterprise | Floor Vitrified Tiles (600 X 600) - Location:Main Gate-3 Security Room Floor Tiles | Providing & Fixing Chargesfor of Floor Vitrified Tiles (600 X 600) over a bed of 35-45 mm thick cement mortar (1:4) joints filled with white cement grout pigmented to match after acid washing including all finishing & cleaning as per drawing and direction of Engineer-in-Charge. (Only cement & Tiles will be supplied by the client but subject to reconciliation) Location:Main Gate-3 Security Room Floor Tiles | Sq.Ft. | 86.04 | 33.5 | Approved
SOUTHWINDS PROJECT LLP (PHASE - III & IV) | COMMON INFRASTRUCTURE - PHASE III & IV | Flooring Work | Main Gate and Security Room | WO/SP34/CI34/86 | A.M. Enterprise | Floor Vitrified Tiles Skirting - Location:Main Gate-3 Security Room Floor Tiles | Providing & Fixing Chargesfor of Floor Vitrified Tiles Skirting of over a bed of 20-25 mm thick cement mortar (1:4)in proper line and level & plumb joints will filled with white Cement slurry with matched colour pigment after acid washing including allfinishing & cleaning as per drawing and direction of Engineer-in-Charge. (Only cement & Tiles will be supplied by the client but subject to reconciliation) Location:Main Gate-3 Security Room Floor Tiles | Rft | 114.43 | 26.5 | Approved
SOUTHWINDS PROJECT LLP (PHASE - III & IV) | COMMON INFRASTRUCTURE - PHASE III & IV | Flooring Work | Main Gate and Security Room | WO/SP34/CI34/86 | A.M. Enterprise | Granite Flooring - Location:Main Gate-3 Security Room Floor Tiles | Providing & Fixing Charges of Granite Flooring at Ground level over a bed of 35-40mm thick cement mortar (1:4) in proper line and level.The joints will be filled Grey/ with Cement slurry pigment to match including all materialslabours,tools & tackles all lead & lifts and finishing & cleaning all complite as par drawing ,specification and direction of Engineer-in-Charge (Only cement & Granite Slab will be supplied by client) Location:Main Gate-3 Security Room Floor Tiles | Sq.Ft. | 10.53 | 50 | Approved
SOUTHWINDS PROJECT LLP (PHASE - III & IV) | HARDSCAPE & LANDSCAPE PHASE - IV | Hardscape | Flooring Work | WO/SP34/HL4/14 | A.M. Enterprise | V-Groove making | Labour Charges of V-Groove making of at granite for all levels as per drawing and direction of Engineer-In-Charge.( Location - Block- 13 to 16 Courtyard Area) | Rft | 115.24 | 15 | Approved
SOUTHWINDS PROJECT LLP (PHASE - III & IV) | HARDSCAPE & LANDSCAPE PHASE - IV | Hardscape | Flooring Work | WO/SP34/HL4/14 | A.M. Enterprise | Kota Cladding with Adhesive - Location-Block-13 to 16 Outer Periphery | Charges for Lifting & Fixing of Cladding Kota by Polishing over an Average thickness 8 to 10 mm thickness approved Adhesive in proper line and level.The joints will be filled with polymer based grout With Colour pigment(as approved by arcthitect)including necessary tools andtackles,shifting material from stack yard,curing,cleaning the Granite surfaces with water,removing & shifting the balance wastage materials to designated place etc.Complete as par drawing and direction ny EIC.(Adhesive & Kota will be supplied by client on reconciliation basis ) [Location-Block-13 to 16 Outer Periphery ] | Rft | 455.95 | 45 | Approved
SOUTHWINDS PROJECT LLP (PHASE - III & IV) | HARDSCAPE & LANDSCAPE PHASE - IV | Hardscape | Flooring Work | WO/SP34/HL4/14 | A.M. Enterprise | Kota Staping Stone | Kota Staping Stone | Nos | 39 | 205 | Approved
SOUTHWINDS PROJECT LLP (PHASE - III & IV) | HARDSCAPE & LANDSCAPE PHASE - IV | Hardscape | Flooring Work | WO/SP34/HL4/14 | A.M. Enterprise | IPS flooring work - Location - Block -15 &16 Courtyard | Charges for IPS flooring work of average 30mm-35 mm thickness using cement concrete 1:2:4 finished with floating coat of neat cement on level all complete as per drawing and direction of EIC. (Location - Block -15 &16 Courtyard) | Sq.Ft. | 184.31 | 48 | Approved
SOUTHWINDS PROJECT LLP (PHASE - III & IV) | HARDSCAPE & LANDSCAPE PHASE - IV | Hardscape | Flooring Work | WO/SP34/HL4/14 | A.M. Enterprise | IPS flooring work - Location - Block -13 MCP Post Pedestal | Charges for IPS flooring work of average 30mm-35 mm thickness using cement concrete 1:2:4 finished with floating coat of neat cement on level all complete as per drawing and direction of EIC. (Location - Block -13 MCP Post Pedestal) | Nos | 36 | 650 | Approved
SOUTHWINDS PROJECT LLP (PHASE - III & IV) | HARDSCAPE & LANDSCAPE PHASE - IV | Hardscape | Flooring Work | WO/SP34/HL4/14 | A.M. Enterprise | Floor Tiles - Ramp Side | Providing & Fixing Charges for of Floor Tiles for all levels over a bed of 35-45 mm thick cement mortar (1:4) , joints filled with white cement Grout pigmented to match after acid washing including all finishing & Cleaning as per drawing and direction of Engineer-In-Charge. Tiles, Cement will be supplied by Client. | Sq.Ft. | 15.73 | 35 | Approved
The Ramdulari | BLOCK | Plumbing/Sanitory | Internal Plumbing |  |  | Supply, Fitting & Fixing of 20mm dia SS Pipe as per design, drawing & specification as per approved drawing & direction of Engineer-in-Charge. | Supplying, fitting and fixing 20mm dia SS Pipe, including all necessary fittings, clamps and supports, complete as per approved drawings and direction of Engineer-in-Charge. Location: Club Area | RMT |  |  | Approved
The Ramdulari | BLOCK | Plumbing/Sanitory | Internal Plumbing |  |  | Labour Charges for Fitting, fixing of Geyser of desired Capacity at 1st floor and ground floor | Labour Charges for Fitting, fixing of Geyser of desired Capacity at 1st floor and ground floor | Nos |  |  | Approved
The Ramdulari | BLOCK | Plumbing/Sanitory | Internal Plumbing |  |  | Supply & Fitting of Basement Water Level Tube Pipe | Supply & Fitting of Basement Water Level Tube Pipe | Nos |  |  | Approved
The Ramdulari | BLOCK | Plumbing/Sanitory | Internal Plumbing |  |  | Labour Charges for Fitting, fixing of Steam Machine of desired Capacity at 1st floor with angle valve fixing all complete | Labour Charges for Fitting, fixing of Steam Machine of desired Capacity at 1st floor with angle valve fixing all complete | Nos |  |  | Approved
The Ramdulari | BLOCK | Plumbing/Sanitory | Internal Plumbing |  |  | KAN-ThermPERTAL Pile. | Supply and Fixing for Laying, fitting and fixing KAN-thermPERTAL Pipe various dia as shown in drawing for internal flate area complete with all sorts of fittings (e.g. tee, bends, elbows, coupler, union, reducers, flange etc.) as required jointed with heavy duty solvent cement as per manufacturers specification of threaded joint wherever required and as per instruction of EIC. (Domestic/Flu. at Terrace, Down takes, Risers, Overflow drain and vent pipe for OHT etc.).. |  |  |  | Approved
The Ramdulari | BLOCK | Plumbing/Sanitory | Internal Plumbing |  |  | 20mm Dia | 20 mm dia (Extra pipe for inside downtake line @bottom of shaft door , and for new balcony point@ kitchen and Shaft-5, Gr Floor , 1st Fl , Roof) | RMT |  |  | Approved
The Ramdulari | BLOCK | Plumbing/Sanitory | Internal Plumbing |  |  | 25mm Dia | 25 mm dia (Extra pipe for inside downtake line @bottom of shaft door & inside shaft, Gr Floor , 1st Fl , Roof)) | RMT |  |  | Approved
CHANDANNAGAR COMMERCIAL | COMMON INFRASTRUCTURE | Grill / Steel Work |  |  |  | Mumty Ladder MS Work | All Charges for Providing, erecting and Fixing with MS Angle (ISA 50x50x5/6mm) in all vertical & horizontal member as per drawing confirming to relevant IS code as per approved design including materials, Labour, tools & tackles, transportation, loading-unloading, complete with one coat of zinc chromate primer as per drawing, specification and direction of Engineer-in-Charge. Location - Mumty Ladder | Kg |  |  | Amended & Approved
The Ramdulari | OVERHEAD | Manpower Services |  | WO/RP/RP04/30 | Colliers International India Property Services Private Limited | Manpower Services | Providing Property Manager, Concierge, Security, HK, Electrician, Plumber & Technical Personnel at Site. | Head | 0 | 0 | Approved
The Ramdulari | OVERHEAD | Manpower Services |  | WO/RP/RP04/30 | Colliers International India Property Services Private Limited | Property Manager | Providing One (01) Property Manager for 26 days in a month basis, from: 01-Jun-2026 to 30-Jun-2026 | Head | 1 | 85000 | Approved
The Ramdulari | OVERHEAD | Manpower Services |  | WO/RP/RP04/30 | Colliers International India Property Services Private Limited | Concierge | Providing One (01) Concierge for 26 days in a month basis, from: 01-Jun-2026 to 30-Jun-2026 | Head | 1 | 40000 | Approved
The Ramdulari | OVERHEAD | Manpower Services |  | WO/RP/RP04/30 | Colliers International India Property Services Private Limited | Technical Executive | Providing One (01) Technical Executive @8.5 Hrs. per day, 26 days in a month basis, from: 01-Jun-2026 to 30-Jun-2026 | Head | 1 | 30046 | Approved
The Ramdulari | OVERHEAD | Manpower Services |  | WO/RP/RP04/30 | Colliers International India Property Services Private Limited | Electrician/MST | Providing Two (02) Electrician/MST @8.5 Hrs. per day, 26 days in a month basis, from: 01-Jun-2026 to 30-Jun-2026 | Head | 2 | 20232 | Approved
The Ramdulari | OVERHEAD | Manpower Services |  | WO/RP/RP04/30 | Colliers International India Property Services Private Limited | Plumber | Providing One (01) Plumber @8.5 Hrs. per day, 26 days in a month basis, from: 01-Jun-2026 to 30-Jun-2026 | Head | 1 | 20232 | Approved
The Ramdulari | OVERHEAD | Manpower Services |  | WO/RP/RP04/30 | Colliers International India Property Services Private Limited | Housekeeping Supervisor | Providing One (01) HK Supervisor @8.5 Hrs. per day, 26 days in a month basis, from: 01-Jun-2026 to 30-Jun-2026 | Head | 1 | 19479 | Approved
The Ramdulari | OVERHEAD | Manpower Services |  | WO/RP/RP04/30 | Colliers International India Property Services Private Limited | Housekeeping Staff | Providing nine (09) HK Staff @8.5 Hrs. per day, 26 days in a month basis, from: 01-Jun-2026 to 30-Jun-2026 | Head | 9 | 16972 | Approved
The Ramdulari | OVERHEAD | Manpower Services |  | WO/RP/RP04/30 | Colliers International India Property Services Private Limited | Security Supervisor | Providing One (01) Security Supervisor @12 hours per day on a full-month basis, from 01-Jun-2026 to 30-Jun-2026 | Head | 1 | 28733 | Approved
The Ramdulari | OVERHEAD | Manpower Services |  | WO/RP/RP04/30 | Colliers International India Property Services Private Limited | Security Guard | Providing Three (03) Security Guard @12 hours per day on a full-month basis, from 01-Jun-2026 to 30-Jun-2026 | Head | 3 | 26374 | Approved
The Ramdulari | OVERHEAD | Manpower Services |  | WO/RP/RP04/30 | Colliers International India Property Services Private Limited | HK Consumables | Providing HK consumables as per requirement (Billing will be on actual) from: 01-Jun-2026 to 30-Jun-2026. | Months | 1 | 20000 | Approved
The Ramdulari | OVERHEAD | Manpower Services |  | WO/RP/RP04/30 | Colliers International India Property Services Private Limited | Management Fees | Management fees (LS), from: 01-Jan-2026 to 30-Jun-2026. | Months | 1 | 55000 | Approved
BHOPAL - COMMERCIAL | PRE-CONSTRUCTION PHASE | Temp fencing wall & Gate |  |  |  | Removing & Re-fixing of existing boundary wall fencing as per dwg. & direction of EIC. | All charges for removing & re-fixing of existing fence, and fixing with necessary arrangement of Gi hook, nut washer, proper welding of MS support and cutting on sheet surface for air passing hole including digging 300 mm depth for footing(10 nos. approx.), concreting, lifting to places all complete as per drawing and direction of Engineer-in-Charge.( Labour & Material all in Contractor Scope) (1500 sqft. approx.) | Lump Sum |  |  | Draft
BHOPAL - COMMERCIAL | PRE-CONSTRUCTION PHASE | Temp fencing wall & Gate |  |  |  | Removing & Re-fixing Work of existing boundary wall fencing as per direction of Engineer In Charge. | Charges for removing, and re-fixing of existing boundary wall fence with all necessary arrangements, including fixing of G.I. hooks , nuts, bolts & washers , proper welding of M.S. support members , cutting and forming of air-ventilation holes on sheet surface with smooth finished edges ; digging to a depth of minimum 300 mm for post footing (approx. 10 Nos.), providing and laying concrete for footing, backfilling and compacting, and lifting & shifting of all materials to the required working places at all heights and leads — all complete as per approved drawings, specifications, and as per the direction of the Engineer-in-Charge. (Only MS member & sheet in client scope) (Approx. 1,500 Sq. Ft.) | Lump Sum |  |  | Approved
BHOPAL - COMMERCIAL | PRE-CONSTRUCTION PHASE | Temp fencing wall & Gate |  |  |  | Charges for fabrication, erection work of MS Structure & shade making work as per direction of EIC. | Charges for fabrication, erection work of MS Structure & fixing of CGI /profile sheet for shade making work with necessary tools & tackles G.I. hooks ,screw, nuts, bolts & washers , proper welding and lifting & shifting of all materials to the required working places at all heights and leads — all complete as per approved drawings, specifications, and as per the direction of the Engineer-in-Charge. (Only MS member & sheet in client scope) (Approx 100 Sqft) Location: Security Kiosk near Project Office & Gate-1 | Lump Sum |  |  | Approved
BHOPAL - COMMERCIAL | PRE-CONSTRUCTION PHASE | Temp fencing wall & Gate |  |  |  | Charges for Loading & Un-loading as per direction of EIC. | Charges for Loading & Un-loading as per direction of EIC. | Lump Sum |  |  | Approved
SOUTHWINDS PROJECT LLP (PHASE - III & IV) | CLUB PHASE - III & IV | Window and Glazing |  |  |  | MS Structure with Glass wall work at club (Bar/Juice Counter) | Supply, Fabrication & Erection of MS Structure using 38 x 38 x 3.2 mm thk. OR 40 x 40 x 3.2 mm tube MS base plate, anchor Fastener, cutting, welding & wastage, transportation included. The structure Shall be Coated with one coat of Epoxy primer & one coats of Glossy Synthetic Enamel PU Paint. (By Brush Paint) Glass wall will be in cut cut size with 12 mm thk. Clear toughened glass area 5300 x 2100 mm as back wall and 19 mm WPC board self-size 5300 x 300 mm x 5 nos at equal height. On the top cover with Tensile Fabric. As per approved drawing. | Lump Sum |  |  | Approved
SOUTHWINDS PROJECT LLP (PHASE - III & IV) | CLUB PHASE - III & IV | Window and Glazing |  |  |  | Loading - Unloading | Charges for loading - unloading, transportation, hire charges for machinery as per direction of Engineer-in-Charge. | Lump Sum |  |  | Approved